1SCA103355R1001 | OT400E33P | Active | 6417019378503 | 750.07 | 1 | 1 | stuk | AC Switch-disconnectors | BE31040 | SM (Switches&Fusegear) | stuk | Lastscheider OT400E33P | Interrupteur-sectionneur Gamme OT OT400E33P | OT400E33P Lasttrennschalter 6-polig 400A m. Griff u. Welle | OT400E33P SWITCH-DISCONNECTOR |  | 5.14
1SCA103567R1001 | OTM630E3CM230C | Active | 6417019525280 | 2322.43 | 1 | 1 | stuk | Motorized transfer switches | BE31040 | SM (Switches&Fusegear) | stuk | omschak.motor OTM630E3CM230C | Interrupteur-inverseur +Moteur Gamme OT OTM630E3CM230C | OTM630E3CM230C Lastumschalter m. Mot. 3-polig 630A m. Griff für manuel. Betr. | OTM630E3CM230C MOTORIZED C/O SWITCH
1SCA103570R1001 | OTM800E3CM230C | Active | 6417019379654 | 2660.14 | 1 | 1 | stuk | Motorized transfer switches | BE31040 | SM (Switches&Fusegear) | stuk | omschak.motor OTM800E3CM230C | Interrupteur-inverseur +Moteur Gamme OT OTM800E3CM230C | OTM800E3CM230C Lastumschalter m. Mot. 3-polig 800A m. Griff für manuel. Betr. | OTM800E3CM230C MOTORIZED C/O SWITCH
1SCA103684R1001 | OXT20X210X | Active | 6417019380612 | 39.78 | 1 | 1 | stuk | AC Switch-disconnectors - accessories | BE31040 | SM (Switches&Fusegear) | stuk | L.Scheider O XTO XT20x210X | OXT20X210X STEEL TUBE | OXT20X210X Wellenrohr für 12mm Wellen | OXT20X210X STEEL TUBE
1SCA103713R1001 | OT200E23P | Active | 6417019380797 | 310.79 | 1 | 1 | stuk | AC Switch-disconnectors | BE31040 | SM (Switches&Fusegear) | stuk | Lastscheider OT200E23P | interrupteur-sectionneur Série OT 5P, 200A, 800VDC | Switch-disconnector 5P, 200A 2P / handle / 3P | OT200E23P SWITCH-DISCONNECTOR |  | 5.14
1SCA103719R1001 | OT200E33P | Active | 6417019380957 | 307.43 | 1 | 1 | stuk | AC Switch-disconnectors | BE31040 | SM (Switches&Fusegear) | stuk | Lastscheider OT 200E33P | Interrupteur-sectionneur Gamme OT OT200E33P | Switch-disconnector OT range OT200E33P | OT200E33P SWITCH-DISCONNECTOR |  | 5.14
1SCA103723R1001 | OT315E33P | Active | 6417019380995 | 608.13 | 1 | 1 | stuk | AC Switch-disconnectors | BE31040 | SM (Switches&Fusegear) | stuk | Lastscheider OT 315E33P | Interrupteur-sectionneur Gamme OT OT315E33P | OT315E33P Lasttrennschalter 6-polig 315A m. Griff u. Welle | OT315E33P SWITCH-DISCONNECTOR |  | 5.14
1SCA103765R1001 | OTZ1250E | Active | 6417019381305 | 661.98 | 1 | 1 | stuk | AC Switch-disconnectors - accessories | BE31040 | SM (Switches&Fusegear) | stuk | Vierde pool OTZ1250E | Quatrième pole Gamme OT OTZ1250E | OTZ1250E 4. Pol für OT1000_-OT1250_ | OTZ1250E FOURTH POLE
1SCA103891R1001 | OT2500E12CP | Active | 6417019382401 | 9999.39 | 1 | 1 | stuk | Manual transfer switches | BE31040 | SM (Switches&Fusegear) | stuk | Omkeerschak.OT2500E12CP | Ot2500e12cp interrupteur inverseur | OT2500E12CP Lastumschalter 3-polig 2500A m. Griff u. Welle | OT2500E12CP CHANGE-OVER SWITCH
1SCA103895R1001 | OT2500E13CP | Active | 6417019382449 | 12433.15 | 1 | 1 | stuk | Manual transfer switches | BE31040 | SM (Switches&Fusegear) | stuk | Omkeerschak.OT2500E13CP | Ot2500e13cp interrupteur inverseur | OT2500E13CP Lastumschalter 4-polig 2500A m. Griff u. Welle | OT2500E13CP CHANGE-OVER SWITCH
1SCA103902R1001 | OT2500E22CP | Active | 6417019382500 | 12433.15 | 1 | 1 | stuk | Manual transfer switches | BE31040 | SM (Switches&Fusegear) | stuk | Omkeerschak.OT 2500E22CP | OT2500E22CP CHANGE-OVER SWITCH | OT2500E22CP Lastumschalter 4-polig 2500A m. Griff u. Welle | OT2500E22CP CHANGE-OVER SWITCH
1SCA103906R1001 | OT2500E04CP | Active | 6417019382708 | 12433.15 | 1 | 1 | stuk | Manual transfer switches | BE31040 | SM (Switches&Fusegear) | stuk | Omkeerschak.OT2500E04CP | INVERS.MANUEL OT2500E04CP INVERSEUR DE Tarif PublicRCES MANUEL 2500A 4 PÔLES | OT2500E04CP Lastumschalter 4-polig 2500A m. Griff u. Welle | OT2500E04CP CHANGE-OVER SWITCH
1SCA103908R1001 | OT2000E03CP | Active | 6417019382814 | 8721.92 | 1 | 1 | stuk | Manual transfer switches | BE31040 | SM (Switches&Fusegear) | stuk | Omkeerschak.OT2000E03CP | INVERS.MANUEL OT2000E03CP INVERSEUR DE Tarif PublicRCES MANUEL 2000A 3 PÔLES | OT2000E03CP Lastumschalter 3-polig 2000A m. Griff u. Welle | OT2000E03CP CHANGE-OVER SWITCH
1SCA103912R1001 | OT2000E04CP | Active | 6417019382838 | 10814.32 | 1 | 1 | stuk | Manual transfer switches | BE31040 | SM (Switches&Fusegear) | stuk | Omkeerschak.OT2000E04CP | INVERS.MANUEL OT2000E04CP INVERSEUR DE Tarif PublicRCES MANUEL 2000A 4 PÔLES | OT2000E04CP Lastumschalter 4-polig 2000A m. Griff u. Welle | OT2000E04CP CHANGE-OVER SWITCH
1SCA103915R1001 | OT2000E12CP | Active | 6417019382852 | 8721.92 | 1 | 1 | stuk | Manual transfer switches | BE31040 | SM (Switches&Fusegear) | stuk | Omkeerschak.OT2000E12CP | Ot2000e12cp interrupteur inverseur | OT2000E12CP Lastumschalter 3-polig 2000A m. Griff u. Welle | OT2000E12CP CHANGE-OVER SWITCH
1SCA103918R1001 | OT2000E13CP | Active | 6417019382876 | 10814.32 | 1 | 1 | stuk | Manual transfer switches | BE31040 | SM (Switches&Fusegear) | stuk | Omkeerschak.OT2000E13CP | Ot2000e13cp interrupteur inverseur | OT2000E13CP Lastumschalter 4-polig 2000A m. Griff u. Welle | OT2000E13CP CHANGE-OVER SWITCH
1SCA103953R1001 | OT2000E22CP | Active | 6417019383101 | 10814.32 | 1 | 1 | stuk | Manual transfer switches | BE31040 | SM (Switches&Fusegear) | stuk | Omkeerschak.OT2000E22CP | Ot2000e22cp interrupteur inverseur | OT2000E22CP Lastumschalter 4-polig 2000A m. Griff u. Welle | OT2000E22CP CHANGE-OVER SWITCH
1SCA103984R1001 | EOT45U3P3-S | Active | 6417019383323 | 248.44 | 1 | 1 | stuk | UL508 Rotary Switches | BE31040 | SM (Switches&Fusegear) | stuk | Veiligheidsschak.in EEOT45U3P3-S | EOT45U3P3-S Enclosed Disconnect Switch | EOT45U3P3-S Sicherheitsschalter 3-polig 60A m. schwarzem Griff UL | EOT45U3P3-S Enclosed Disconnect Switch
1SCA103994R1001 | EOT45U3P4-1P | Active | 6417019383415 | 252.06 | 1 | 1 | stuk | UL508 Rotary Switches | BE31040 | SM (Switches&Fusegear) | stuk | Veiligheidsschak.in behui EOT45U3P4-1P | Interrupteur de sécurité en armoire Gamme OT EOT45U3P4-1P | Enclosed switch disconnector OT range EOT45U3P4-1P | EOT45U3P4-1P Enclosed Disconnect Switch
1SCA103999R1001 | EOT63U3P3-P | Active | 6417019383446 | 334.1 | 1 | 1 | stuk | UL508 Rotary Switches | BE31040 | SM (Switches&Fusegear) | stuk | Veiligheidsschak.in EEOT63U3P3-P | EOT63U3P3-P Enclosed Disconnect Switch | EOT63U3P3-P Sicherheitsschalter 3-polig 80A m. schwarzem Griff UL | EOT63U3P3-P Enclosed Disconnect Switch
1SCA104011R1001 | EOT63U3P4-1P | Active | 6417019383521 | 308.36 | 1 | 1 | stuk | UL508 Rotary Switches | BE31040 | SM (Switches&Fusegear) | stuk | Veiligheidsschak.in behui EOT63U3P4-1P | Interrupteur de sécurité en armoire Gamme OT EOT63U3P4-1P | Enclosed switch disconnector OT range EOT63U3P4-1P | EOT63U3P4-1P Enclosed Disconnect Switch
1SCA104284R1001 | OSM200D3M230C | Active | 6417019375984 | 1403.79 | 1 | 1 | stuk | OS Mini - Motorized | BE31040 | SM (Switches&Fusegear) | stuk | Gemot. Zek.scheider OSM OSM200D3M230C | OSM200D3M230C MOTORIZED SWITCH FUSE | OSM200D3M230C Lasttrennsch. M. Mot. 3-polig 200A m. Griff für manuel. Betr. | OSM200D3M230C MOTORIZED SWITCH FUSE
1SCA104294R1001 | EOT32U3P3-1S1 | Active | 6417019333809 | 238.62 | 1 | 1 | stuk | UL508 Rotary Switches | BE31040 | SM (Switches&Fusegear) | stuk | Veiligheidsschak.in EOT32U3P3-1S1 | Interrupteur de sécurité en armoire Gamme OT EOT32U3P3-1S1 | Enclosed switch disconnector OT range EOT32U3P3-1S1 | EOT32U3P3-1S1 Enclosed Disconnect Switch
1SCA104295R1001 | OSM250D3M230C | Active | 6417019384955 | 1444.26 | 1 | 1 | stuk | OS Mini - Motorized | BE31040 | SM (Switches&Fusegear) | stuk | Gemot. Zek.scheider OSM OSM250D3M230C | OSM250D3M230C MOTORIZED SWITCH FUSE | OSM250D3M230C Lasttrennsch. m. Mot. 3-polig 250A m. Griff für manuel. Betr. | OSM250D3M230C MOTORIZED SWITCH FUSE
1SCA104315R1001 | OSM400D3M230C | Active | 6417019385143 | 2005.77 | 1 | 1 | stuk | OS Mini - Motorized | BE31040 | SM (Switches&Fusegear) | stuk | Gemot. Zek.scheider OSM OSM400D3M230C | OSM400D3M230C MOTORIZED SWITCH FUSE | OSM400D3M230C Lasttrennsch. m. Mot. 3-polig 400A m. Griff für manuel. Betr. | OSM400D3M230C MOTORIZED SWITCH FUSE
1SCA104439R1001 | OHM200L12P | Active | 6417019483610 | 431.94 | 1 | 1 | stuk | AC Switch-disconnectors - accessories | BE31040 | SM (Switches&Fusegear) | stuk | Handvat OHM 200L12P hangslotvergrendelb | OHM200L12P HANDLE | OHM200L12P Edelstahlgriff grau 2x200mm Wellen-ø 12mm | OHM200L12P HANDLE
1SCA104494R1001 | OWC6D125 | Active | 6417019335001 | 79.43 | 1 | 1 | stuk | OS Accessories | BE31040 | SM (Switches&Fusegear) | stuk | Ombouw kit OS/OWC6D125 | Kit de transformation Gamme OS/OT OWC6D125 | Conversion kit OS/OT range OWC6D125 | OWC6D125 Change-over switch mechanism
1SCA104518R1001 | OSM630D3M230C | Active | 6417019387611 | 3060.72 | 1 | 1 | stuk | OS Mini - Motorized | BE31040 | SM (Switches&Fusegear) | stuk | Gemot. Zek.scheider OSM OSM630D3M230C | OSM630D3M230C MOTORIZED SWITCH FUSE | OSM630D3M230C Lasttrennsch. m. Mot. 3-polig 630A m. Griff für manuel. Betr. | OSM630D3M230C MOTORIZED SWITCH FUSE
1SCA104522R1001 | OSM800D3M230C | Active | 6417019387659 | 3220.64 | 1 | 1 | stuk | OS Mini - Motorized | BE31040 | SM (Switches&Fusegear) | stuk | Gemot. Zek.scheider OSM OSM800D3M230C | OSM800D3M230C MOTORIZED SWITCH FUSE | OSM800D3M230C Lasttrennsch. m. Mot. 3-polig 800A m. Griff für manuel. Betr. | OSM800D3M230C MOTORIZED SWITCH FUSE
1SCA104647R1001 | OTZR2 | Active | 6417019395678 | 123.58 | 1 | 1 | stuk | AC Switch-disconnectors - accessories | BE31040 | SM (Switches&Fusegear) | stuk | Omkeer strip OTZ OTZR 2 | OTZR2 RESERSING BARS | OTZR2 Umkehrbrücken für Lastumschalter VPE 2 | OTZR2 RESERSING BARS
1SCA104661R1001 | OTB1600/6C | Active | 6417019388465 | 80.26 | 1 | 1 | stuk | Transfer switches | BE31040 | SM (Switches&Fusegear) | stuk | Scheidingsschotten OTB OTB 1600/6C | Otb1600/6c barrière de phase | Phase separators for OT1000..2500C | OTB1600/6C PHASE BARRIER
1SCA104685R1001 | OHB200J12PE311 | Active | 6417019441504 | 329.16 | 1 | 1 | stuk | Transfer switches | BE31040 | SM (Switches&Fusegear) | stuk | Handvat OHB200J12PE311 | Ohb200j12pe311 poignée | OHB200J12PE311 Pistolengriff schwarz 2x200mm Wellen-ø 12mm | OHB200J12PE311 HANDLE
1SCA104811R1001 | OT16F3 | Active | 6417019389554 | 24.28 | 1 | 10 | stuk | AC Switch-disconnectors | BE31040 | SM (Switches&Fusegear) | stuk | Lastscheider 3P 16A | Interrupteur-sectionneur Gamme OT OT16F3 | OT16F3 Lasttrennschalter 3-polig 16A m. schwarzem Knebelgriff | OT16F3 SWITCH-DISCONNECTOR |  | 5.14
1SCA104816R1001 | OT16F3C | Active | 6417019389608 | 89.69 | 1 | 1 | stuk | Manual transfer switches | BE31040 | SM (Switches&Fusegear) | stuk | Manuele omschak.OT16F3C | Inverseur Manuelle Gamme OT 3P, 16A, I-0-II | OT16F3C Lastumschalter 3-polig 16A m. schwarzem Knebelgriff | OT16F3C CHANGE-OVER SWITCH
1SCA104829R1001 | OT16F4N2 | Active | 6417019389738 | 34.14 | 1 | 10 | stuk | AC Switch-disconnectors | BE31040 | SM (Switches&Fusegear) | stuk | Lastscheider 4P 16A | Interrupteur-sectionneur Gamme OT OT16F4N2 | OT16F4N2 Lasttrennschalter 4-polig 16A m. schwarzem Knebelgriff | OT16F4N2 SWITCH-DISCONNECTOR |  | 5.14
1SCA104831R1001 | OT16F4C | Active | 6417019389752 | 107.17 | 1 | 1 | stuk | Manual transfer switches | BE31040 | SM (Switches&Fusegear) | stuk | OT16F4C CHANGE-OVER SWITCH | Interrupteur-inverseur Gamme OT 4P, 16A, I-0-II | OT16F4C Lastumschalter 4-polig 16A m. schwarzem Knebelgriff | OT16F4C CHANGE-OVER SWITCH
1SCA104834R1001 | OT16F6 | Active | 6417019389783 | 81 | 1 | 1 | stuk | AC Switch-disconnectors | BE31040 | SM (Switches&Fusegear) | stuk | Lastscheider 6P 16A | Interrupteur-sectionneur Gamme OT 6P, 16A | OT16F6 Lasttrennschalter 6-polig 16A m. schwarzem Knebelgriff | OT16F6 SWITCH-DISCONNECTOR |  | 5.14
1SCA104836R1001 | OT16F8 | Active | 6417019389806 | 98.01 | 1 | 1 | stuk | AC Switch-disconnectors | BE31040 | SM (Switches&Fusegear) | stuk | Lastscheider 8P 16A | Interrupteur-sectionneur Gamme OT OT16F8 | OT16F8 Lasttrennschalter 8-polig 16A m. schwarzem Knebelgriff | OT16F8 SWITCH-DISCONNECTOR |  | 5.14
1SCA104838R1001 | OT16FT3 | Active | 6417019389820 | 26.8 | 1 | 10 | stuk | AC Switch-disconnectors | BE31040 | SM (Switches&Fusegear) | stuk | Lastscheider OT16FT3 | Interrupteur-sectionneur Gamme OT OT16FT3 | OT16FT3 Lasttrennschalter 3-polig 16A o. Griff | OT16FT3 SWITCH-DISCONNECTOR |  | 5.14
1SCA104857R1001 | OT25F3 | Active | 6417019390000 | 27.78 | 1 | 10 | stuk | AC Switch-disconnectors | BE31040 | SM (Switches&Fusegear) | stuk | Lastscheider 3P 25A | Interrupteur-sectionneur Gamme OT OT25F3 | OT25F3 Lasttrennschalter 3-polig 25A m. schwarzem Knebelgriff | OT25F3 SWITCH-DISCONNECTOR |  | 5.14
1SCA104863R1001 | OT25F3C | Active | 6417019390062 | 90.67 | 1 | 1 | stuk | Manual transfer switches | BE31040 | SM (Switches&Fusegear) | stuk | L.Scheider OT25F3C | Interrupteur-sectionneur Gamme OT OT25F3C | OT25F3C Lastumschalter 3-polig 25A m. schwarzem Knebelgriff | OT25F3C CHANGE-OVER SWITCH
1SCA104877R1001 | OT25F4C | Active | 6417019390208 | 110.01 | 1 | 1 | stuk | Manual transfer switches | BE31040 | SM (Switches&Fusegear) | stuk | L.Scheider OT25F4C | Interrupteur-sectionneur Gamme OT OT25F4C | OT25F4C Lastumschalter 4-polig 25A m. schwarzem Knebelgriff | OT25F4C CHANGE-OVER SWITCH
1SCA104880R1001 | OT25F6 | Active | 6417019390239 | 84.19 | 1 | 1 | stuk | AC Switch-disconnectors | BE31040 | SM (Switches&Fusegear) | stuk | Lastscheider OT25F6 | Interrupteur-sectionneur Gamme OT OT25F6 | OT25F6 Lasttrennschalter 6-polig 25A m. schwarzem Knebelgriff | OT25F6 SWITCH-DISCONNECTOR |  | 5.14
1SCA104882R1001 | OT25F8 | Active | 6417019390253 | 100.11 | 1 | 1 | stuk | AC Switch-disconnectors | BE31040 | SM (Switches&Fusegear) | stuk | Lastscheider OT25F8 | Interrupteur-sectionneur OT range OT25F8 | OT25F8 Lasttrennschalter 8-polig 25A m. schwarzem Knebelgriff | OT25F8 SWITCH-DISCONNECTOR |  | 5.14
1SCA104884R1001 | OT25FT3 | Active | 6417019390277 | 29.49 | 1 | 10 | stuk | AC Switch-disconnectors | BE31040 | SM (Switches&Fusegear) | stuk | Lastscheider OT25FT3 | Interrupteur-sectionneur Gamme OT OT25FT3 | OT25FT3 Lasttrennschalter 3-polig 25A o. Griff | OT25FT3 SWITCH-DISCONNECTOR |  | 5.14
1SCA104886R1001 | OT25F4N2 | Active | 6417019390185 | 35.49 | 1 | 10 | stuk | AC Switch-disconnectors | BE31040 | SM (Switches&Fusegear) | stuk | Lastscheider 4P 25A | Interrupteur-sectionneur Gamme OT OT25F4N2 | OT25F4N2 Lasttrennschalter 4-polig 25A m. schwarzem Knebelgriff | OT25F4N2 SWITCH-DISCONNECTOR |  | 5.14
1SCA104900R1001 | OT25FT4N2 | Active | 6417019390437 | 35.98 | 1 | 10 | stuk | AC Switch-disconnectors | BE31040 | SM (Switches&Fusegear) | stuk | Lastscheider OT25FT4N2 | Interrupteur-sectionneur Gamme OT OT25FT4N2 | OT25FT4N2 Lasttrennschalter 4-polig 25A o. Griff | OT25FT4N2 SWITCH-DISCONNECTOR |  | 5.14
1SCA104902R1001 | OT40F3 | Active | 6417019390451 | 42.67 | 1 | 10 | stuk | AC Switch-disconnectors | BE31040 | SM (Switches&Fusegear) | stuk | Lastscheider 3P 40A | Interrupteur-sectionneur Gamme OT OT40F3 | OT40F3 Lasttrennschalter 3-polig 40A m. schwarzem Knebelgriff | OT40F3 SWITCH-DISCONNECTOR |  | 5.14
1SCA104913R1001 | OT40F3C | Active | 6417019390536 | 105.23 | 1 | 1 | stuk | Manual transfer switches | BE31040 | SM (Switches&Fusegear) | stuk | Manuele omschak.OT40F3C | Inverseur Manuelle Gamme OT OT40F3C | OT40F3C Lastumschalter 3-polig 40A m. schwarzem Knebelgriff | OT40F3C CHANGE-OVER SWITCH
1SCA104930R1001 | OT40F3U | Active | 6417019390703 | 25.81 | 1 | 1 | stuk | AC Switch-disconnectors | BE31040 | SM (Switches&Fusegear) | stuk | Lastscheider OT40F3U | Interrupteur-sectionneur Gamme OT OT40F3U | Switch-disconnector OT range OT40F3U | OT40F3U SWITCH-DISCONNECTOR |  | 5.14
1SCA104932R1001 | OT40F4N2 | Active | 6417019390727 | 41.72 | 1 | 10 | stuk | AC Switch-disconnectors | BE31040 | SM (Switches&Fusegear) | stuk | Lastscheider 4p 40A | Interrupteur-sectionneur Gamme OT OT40F4N2 | OT40F4N2 Lasttrennschalter 4-polig 40A m. schwarzem Knebelgriff | OT40F4N2 SWITCH-DISCONNECTOR |  | 5.14
1SCA104934R1001 | OT40F4C | Active | 6417019390741 | 121.64 | 1 | 1 | stuk | Manual transfer switches | BE31040 | SM (Switches&Fusegear) | stuk | L.Scheider OT40F4C | Interrupteur-sectionneur Gamme OT OT40F4C | OT40F4C Lastumschalter 4-polig 40A m. schwarzem Knebelgriff | OT40F4C CHANGE-OVER SWITCH
1SCA104936R1001 | OT40F6 | Active | 6417019390765 | 95.92 | 1 | 1 | stuk | AC Switch-disconnectors | BE31040 | SM (Switches&Fusegear) | stuk | Lastscheider OT40F6 | Interrupteur-sectionneur Gamme OT OT40F6 | OT40F6 Lasttrennschalter 6-polig 40A m. schwarzem Knebelgriff | OT40F6 SWITCH-DISCONNECTOR |  | 5.14
1SCA104938R1001 | OT40F8 | Active | 6417019390789 | 113.56 | 1 | 1 | stuk | AC Switch-disconnectors | BE31040 | SM (Switches&Fusegear) | stuk | Lastscheider OT40F8 | Interrupteur-sectionneur Gamme OT OT40F8 | OT40F8 Lasttrennschalter 8-polig 40A m. schwarzem Knebelgriff | OT40F8 SWITCH-DISCONNECTOR |  | 5.14
1SCA104940R1001 | OT40FT3 | Active | 6417019390802 | 35 | 1 | 10 | stuk | AC Switch-disconnectors | BE31040 | SM (Switches&Fusegear) | stuk | Lastscheider OT40FT3 | Interrupteur-sectionneur Gamme OT OT40FT3 | OT40FT3 Lasttrennschalter 3-polig 40A o. Griff | OT40FT3 SWITCH-DISCONNECTOR |  | 5.14
1SCA104956R1001 | OT40FT4N2 | Active | 6417019390963 | 43.43 | 1 | 10 | stuk | AC Switch-disconnectors | BE31040 | SM (Switches&Fusegear) | stuk | Lastscheider OT40FT4N2 | Interrupteur-sectionneur Gamme OT OT40FT4N2 | OT40FT4N2 Lasttrennschalter 4-polig 40A o. Griff | OT40FT4N2 SWITCH-DISCONNECTOR |  | 5.14
1SCA104972R1001 | OT2500E03P | Active | 6417019391113 | 3662.26 | 1 | 1 | stuk | AC Switch-disconnectors | BE31040 | SM (Switches&Fusegear) | stuk | Lastscheider OT 2500E03P | Interrupteur-sectionneur Gamme OT OT2500E03P | OT2500E03P Lasttrennschalter 3-polig 2500A m. Griff u. Welle | OT2500E03P SWITCH-DISCONNECTOR |  | 5.14
1SCA104977R1001 | OT2500E12 | Active | 6417019391168 | 3625.56 | 1 | 1 | stuk | AC Switch-disconnectors | BE31040 | SM (Switches&Fusegear) | stuk | Lastscheider OT2500E12 | Interrupteur-sectionneur Gamme OT OT2500E12 | OT2500E12 Lasttrennschalter 3-polig 2500A o. Griff u. Welle | OT2500E12 SWITCH-DISCONNECTOR |  | 5.14
1SCA104978R1001 | OT2500E12P | Active | 6417019391175 | 3662.26 | 1 | 1 | stuk | AC Switch-disconnectors | BE31040 | SM (Switches&Fusegear) | stuk | Lastscheider OT 2500E12P | Interrupteur-sectionneur Gamme OT OT2500E12P | OT2500E12P Lasttrennschalter 3-polig 2500A m. Griff u. Welle | OT2500E12P SWITCH-DISCONNECTOR |  | 5.14
1SCA104994R1001 | OTPD40FP | Active | 6417019391250 | 8.8 | 1 | 1 | stuk | AC Switch-disconnectors - accessories | BE31040 | SM (Switches&Fusegear) | stuk | Nulgeleider klem OTPD40FP | Borne neutre Gamme OT OTPD40FP | OTPD40FP trennbarer Neutralleiter für OT16_-40FT3 | OTPD40FP NEUTRAL TERMINAL
1SCA104995R1001 | OTPE40FP | Active | 6417019391267 | 8.8 | 1 | 1 | stuk | AC Switch-disconnectors - accessories | BE31040 | SM (Switches&Fusegear) | stuk | aanslvlaggen OTPE40FP | Borne de raccordement Gamme OT OTPE40FP | OTPE40FP Schutzerdung für OT16_-40F3 | OTPE40FP EARTH TERMINAL
1SCA104997R1001 | OTPN40FP | Active | 6417019391281 | 8.8 | 1 | 1 | stuk | AC Switch-disconnectors - accessories | BE31040 | SM (Switches&Fusegear) | stuk | Nulgeleider klem OTPN40FP | Borne neutre Gamme OT OTPN40FP | OTPN40FP untrennbarer Neutralleiter für OT16_-40F3 | OTPN40FP NEUTRAL TERMINAL
1SCA104998R1001 | OTPS40FDN2 | Active | 6417019391298 | 8.8 | 1 | 1 | stuk | AC Switch-disconnectors - accessories | BE31040 | SM (Switches&Fusegear) | stuk | Vierde pool OTPS40FDN2 | Quatrième pole Gamme OT OTPS40FDN2 | OTPS40FDN2 4. Pol für OT16_-OT40FT3 | OTPS40FDN2 FOURTH POLE
1SCA104999R1001 | OTPS40FDN1 | Active | 6417019391304 | 8.8 | 1 | 1 | stuk | AC Switch-disconnectors - accessories | BE31040 | SM (Switches&Fusegear) | stuk | Vierde pool OTPS40FDN1 | Quatrième pole Gamme OT OTPS40FDN1 | OTPS40FDN1 4. Pol für OT16_-OT40FT3 | OTPS40FDN1 FOURTH POLE
1SCA105000R1001 | OTPS40FPN2 | Active | 6417019391311 | 8.8 | 1 | 1 | stuk | AC Switch-disconnectors - accessories | BE31040 | SM (Switches&Fusegear) | stuk | Vierde pool OTPS40FPN2 | Quatrième pole Gamme OT OTPS40FPN2 | OTPS40FPN2 4. Pol für OT16_-OT40F3 | OTPS40FPN2 FOURTH POLE
1SCA105001R1001 | OTPS40FPN1 | Active | 6417019391328 | 8.8 | 1 | 1 | stuk | AC Switch-disconnectors - accessories | BE31040 | SM (Switches&Fusegear) | stuk | Vierde pool OTPS40FPN1 | Quatrième pole Gamme OT OTPS40FPN1 | OTPS40FPN1 4. Pol für OT16_-OT40F3 | OTPS40FPN1 FOURTH POLE
1SCA105004R1001 | OT100F3 | Active | 6417019391359 | 74.76 | 1 | 10 | stuk | AC Switch-disconnectors | BE31040 | SM (Switches&Fusegear) | stuk | Lastscheider OT100F3 | Interrupteur-sectionneur Gamme OT OT100F3 | OT100F3 Lasttrennschalter 3 polig 100A m. schwarzem Knebelgriff | OT100F3 SWITCH-DISCONNECTOR |  | 5.14
1SCA105005R1001 | OT100F3/B25 | Active | 6417019391366 | 1979.8 | 1 | 1 | stuk | AC Switch-disconnectors | BE31040 | SM (Switches&Fusegear) | stuk | Lastscheider OT100F3/B25 | Interrupteur-sectionneur Gamme OT OT100F3/B25 | Switch-disconnector OT range OT100F3/B25 | OT100F3/B25 SWITCH-DISCONNECTOR |  | 5.14
1SCA105008R1001 | OT100F3C | Active | 6417019391397 | 211.7 | 1 | 1 | stuk | Manual transfer switches | BE31040 | SM (Switches&Fusegear) | stuk | Manuele omschak.OT100F3C | Inverseur Manuelle Gamme OT OT100F3C | OT100F3C Lastumschalter 3-polig 100A o. Griff u. Welle | OT100F3C CHANGE-OVER SWITCH
1SCA105019R1001 | OT100F4C | Active | 6417019391502 | 264.29 | 1 | 1 | stuk | Manual transfer switches | BE31040 | SM (Switches&Fusegear) | stuk | L.Scheider OT100F4C | Inverseur de source | OT100F4C Lastumschalter 4-polig 100A o. Griff u. Welle | OT100F4C CHANGE-OVER SWITCH
1SCA105021R1001 | OT100F6 | Active | 6417019391526 | 204.33 | 1 | 1 | stuk | AC Switch-disconnectors | BE31040 | SM (Switches&Fusegear) | stuk | Lastscheider OT100F6 | Interrupteur-sectionneur Gamme OT OT100F6 | OT100F6 Lasttrennschalter 6-polig 100A o. Griff u. Welle | OT100F6 SWITCH-DISCONNECTOR |  | 5.14
1SCA105023R1001 | OT100FT3 | Active | 6417019391540 | 77.21 | 1 | 10 | stuk | AC Switch-disconnectors | BE31040 | SM (Switches&Fusegear) | stuk | Lastscheider OT100FT3 | Interrupteur-sectionneur Gamme OT OT100FT3 | OT100FT3 Lasttrennschalter 3-polig 100A o. Griff | OT100FT3 SWITCH-DISCONNECTOR |  | 5.14
1SCA105031R1001 | OT100FT4N2 | Active | 6417019391618 | 98.49 | 1 | 10 | stuk | AC Switch-disconnectors | BE31040 | SM (Switches&Fusegear) | stuk | Lastscheider OT100FT4N2 | Interrupteur-sectionneur Gamme OT OT100FT4N2 | OT100FT4N2 Lasttrennschalter 4-polig 100A o. Griff | OT100FT4N2 SWITCH-DISCONNECTOR |  | 5.14
1SCA105033R1001 | OT125F3 | Active | 6417019391632 | 85.16 | 1 | 10 | stuk | AC Switch-disconnectors | BE31040 | SM (Switches&Fusegear) | stuk | Lastscheider OT125F3 | Interrupteur-sectionneur Gamme OT OT125F3 | OT125F3 Lasttrennschalter 3-polig 125A m. schwarzem Knebelgriff | OT125F3 SWITCH-DISCONNECTOR |  | 5.14
1SCA105034R1001 | OT125F3/B25 | Active | 6417019391649 | 2140.1 | 1 | 1 | stuk | AC Switch-disconnectors | BE31040 | SM (Switches&Fusegear) | stuk | Lastscheider OT125F3/B25 | Interrupteur-sectionneur Gamme OT OT125F3/B25 | Switch-disconnector OT range OT125F3/B25 | OT125F3/B25 SWITCH-DISCONNECTOR |  | 5.14
1SCA105037R1001 | OT125F3C | Active | 6417019391670 | 247.18 | 1 | 1 | stuk | Manual transfer switches | BE31040 | SM (Switches&Fusegear) | stuk | Manuele omschak.OT125F3C | Inverseur Manuelle Gamme OT OT125F3C | OT125F3C Lastumschalter 3-polig 125A o. Griff u. Welle | OT125F3C CHANGE-OVER SWITCH
1SCA105050R1001 | OT125F3T | Active | 6417019391809 | 92.27 | 1 | 1 | stuk | AC Switch-disconnectors | BE31040 | SM (Switches&Fusegear) | stuk | Lastscheider OT125F3T | Interrupteur-sectionneur Gamme OT OT125F3T | Switch-disconnector OT range OT125F3T | OT125F3T SWITCH-DISCONNECTOR |  | 5.14
1SCA105054R1001 | OT125F4C | Active | 6417019391847 | 312.01 | 1 | 1 | stuk | Manual transfer switches | BE31040 | SM (Switches&Fusegear) | stuk | L.Scheider OT125F4C | Interrupteur-sectionneur Gamme OT OT125F4C | OT125F4C Lastumschalter 4-polig 125A o. Griff u. Welle | OT125F4C CHANGE-OVER SWITCH
1SCA105057R1001 | OT125F6 | Active | 6417019391878 | 227.61 | 1 | 1 | stuk | AC Switch-disconnectors | BE31040 | SM (Switches&Fusegear) | stuk | Lastscheider OT125F6 | Interrupteur-sectionneur Gamme OT OT125F6 | OT125F6 Lasttrennschalter 6-polig 125A o. Griff u. Welle | OT125F6 SWITCH-DISCONNECTOR |  | 5.14
1SCA105059R1001 | OT125F8 | Active | 6417019391892 | 296.1 | 1 | 1 | stuk | AC Switch-disconnectors | BE31040 | SM (Switches&Fusegear) | stuk | Lastscheider OT125F8 | Interrupteur-sectionneur Gamme OT OT125F8 | OT125F8 Lasttrennschalter 8-polig 125A o. Griff u. Welle | OT125F8 SWITCH-DISCONNECTOR |  | 5.14
1SCA105060R1001 | OT125FT3 | Active | 6417019391908 | 89.33 | 1 | 10 | stuk | AC Switch-disconnectors | BE31040 | SM (Switches&Fusegear) | stuk | Lastscheider OT125FT3 | Interrupteur-sectionneur Gamme OT OT125FT3 | OT125FT3 Lasttrennschalter 3-polig 125A o. Griff | OT125FT3 SWITCH-DISCONNECTOR |  | 5.14
1SCA105066R1001 | OT125FT4N2 | Active | 6417019391960 | 124.8 | 1 | 10 | stuk | AC Switch-disconnectors | BE31040 | SM (Switches&Fusegear) | stuk | Lastscheider OT125FT4N2 | Interrupteur-sectionneur Gamme OT OT125FT4N2 | OT125FT4N2 Lasttrennschalter 4-polig 125A o. Griff | OT125FT4N2 SWITCH-DISCONNECTOR |  | 5.14
1SCA105068R1001 | OT30F3 | Active | 6417019391984 | 135.82 | 1 | 10 | stuk | AC Switch-disconnectors | BE31040 | SM (Switches&Fusegear) | stuk | OT30F3 SWITCH-DISCon. | Interrupteur-sectionneur Gamme OT 3P, | OT30F3 Lasttrennschalter 3-polig 30A o. Griff u. Welle | OT30F3 SWITCH-DISCONNECTOR |  | 5.14
1SCA105071R1001 | OT30F3C | Active | 6417019392011 | 278.98 | 1 | 1 | stuk | Manual transfer switches | BE31040 | SM (Switches&Fusegear) | stuk | Manuele omschak.OT30F3C | Inverseur Manuelle Gamme OT OT30F3C | Manual changeover switch OT range OT30F3C | OT30F3C CHANGE-OVER SWITCH
1SCA105074R1001 | OT30FT3 | Active | 6417019392042 | 128.47 | 1 | 1 | stuk | AC Switch-disconnectors | BE31040 | SM (Switches&Fusegear) | stuk | Lastscheider OT30FT3 | Interrupteur-sectionneur Gamme OT OT30FT3 | OT30FT3 Lasttrennschalter 3-polig 30A o. Griff u. Welle | OT30FT3 SWITCH-DISCONNECTOR |  | 5.14
1SCA105076R1001 | OT60F3 | Active | 6417019392066 | 139.49 | 1 | 10 | stuk | AC Switch-disconnectors | BE31040 | SM (Switches&Fusegear) | stuk | OT60F3 SWITCH-DISCon. | Interrupteur-sectionneur Gamme OT 3P, | OT60F3 Lasttrennschalter 3-polig 60A o. Griff u. Welle | OT60F3 SWITCH-DISCONNECTOR |  | 5.14
1SCA105078R1001 | OT60F3C | Active | 6417019392080 | 287.56 | 1 | 1 | stuk | Manual transfer switches | BE31040 | SM (Switches&Fusegear) | stuk | Manuele omschak.OT60F3C | Inverseur Manuelle Gamme OT OT60F3C | Manual changeover switch OT range OT60F3C | OT60F3C CHANGE-OVER SWITCH
1SCA105081R1001 | OT60FT3 | Active | 6417019392110 | 132.16 | 1 | 1 | stuk | AC Switch-disconnectors | BE31040 | SM (Switches&Fusegear) | stuk | Lastscheider OT60FT3 | Interrupteur-sectionneur Gamme OT OT60FT3 | OT60FT3 Lasttrennschalter 3-polig 60A o. Griff u. Welle | OT60FT3 SWITCH-DISCONNECTOR |  | 5.14
1SCA105083R1001 | OTPD125FP | Active | 6417019392134 | 29.49 | 1 | 1 | stuk | AC Switch-disconnectors - accessories | BE31040 | SM (Switches&Fusegear) | stuk | Nulgeleider klem OTPD125FP | Borne neutre Gamme OT OTPD125FP | OTPD125FP trennbarer Neutralleiter für OT30F3 OT60F3 OT100F3 OT125F3 | OTPD125FP NEUTRAL TERMINAL
1SCA105088R1001 | OTPL125FD | Active | 6417019392158 | 29.98 | 1 | 1 | stuk | AC Switch-disconnectors - accessories | BE31040 | SM (Switches&Fusegear) | stuk | Vierde pool OTPL125FD | Quatrième pole Gamme OT OTPL125FD | OTPL125FD 4-Pol für OT100FT3-OT125FT3 | OTPL125FD FOURTH POLE
1SCA105090R1001 | OTPL125FP | Active | 6417019392172 | 29.49 | 1 | 1 | stuk | AC Switch-disconnectors - accessories | BE31040 | SM (Switches&Fusegear) | stuk | Vierde pool OTPL125FP | Quatrième pole Gamme OT OTPL125FP | OTPL125FP 4-Pol für OT100-125F3 + OTM63-125 | OTPL125FP FOURTH POLE
1SCA105092R1001 | OTPN125FD | Active | 6417019392196 | 29.98 | 1 | 1 | stuk | AC Switch-disconnectors - accessories | BE31040 | SM (Switches&Fusegear) | stuk | Nulgeleider klem OTPN125FD | Borne neutre Gamme OT OTPN125FD | OTPN125FD untrennbarer Neutralleiter für OT100_-125FT3 | OTPN125FD NEUTRAL TERMINAL
1SCA105094R1001 | OTPN125FP | Active | 6417019392219 | 29.26 | 1 | 1 | stuk | AC Switch-disconnectors - accessories | BE31040 | SM (Switches&Fusegear) | stuk | Vast nulleider OTPN125FP OT 100..125F | OTPN125FP NEUTRAL TERMINAL | OTPN125FP untrennbarer Neutralleiter für OT30F3 OT60F3 OT100F3 OT125F3 | OTPN125FP NEUTRAL TERMINAL
1SCA105096R1001 | OTPS125FD | Active | 6417019392233 | 29.12 | 1 | 1 | stuk | AC Switch-disconnectors - accessories | BE31040 | SM (Switches&Fusegear) | stuk | Vierde pool OTPS125FD | Quatrième pole Gamme OT OTPS125FD | OTPS125FD 4. Pol für OT100_-OT125FT3 | OTPS125FD FOURTH POLE
1SCA105099R1001 | OTPS125FP | Active | 6417019392264 | 29.49 | 1 | 1 | stuk | AC Switch-disconnectors - accessories | BE31040 | SM (Switches&Fusegear) | stuk | Vierde pool OTPS125FP | Quatrième pole Gamme OT OTPS125FP | OTPS125FP 4. Pol für OT30F3-OT125F3 | OTPS125FP FOURTH POLE
1SCA105128R1001 | OTPE125FP | Active | 6417019392448 | 29.26 | 1 | 1 | stuk | AC Switch-disconnectors - accessories | BE31040 | SM (Switches&Fusegear) | stuk | Aardleiding OTP OTPE125FP OT 100..125F | OTPE125FP EARTH TERMINAL | OTPE125FP Schutzerdung für OT30F3 OT60F3 OT100F3 OT125F3 | OTPE125FP EARTH TERMINAL
1SCA105140R1001 | OT2500E04P | Active | 6417019392493 | 4592.21 | 1 | 1 | stuk | AC Switch-disconnectors | BE31040 | SM (Switches&Fusegear) | stuk | Lastscheider OT 2500E04P | Interrupteur-sectionneur Gamme OT OT2500E04P | OT2500E04P Lasttrennschalter 4-polig 2500A m. Griff u. Welle | OT2500E04P SWITCH-DISCONNECTOR |  | 5.14
1SCA105155R1001 | OT2500E22 | Active | 6417019392561 | 4686.44 | 1 | 1 | stuk | AC Switch-disconnectors | BE31040 | SM (Switches&Fusegear) | stuk | Lastscheider OT2500E22 | Interrupteur-sectionneur Gamme OT OT2500E22 | OT2500E22 Lasttrennschalter 4-polig 2500A o. Griff u. Welle | OT2500E22 SWITCH-DISCONNECTOR |  | 5.14
1SCA105156R1001 | OT2500E22P | Active | 6417019392578 | 4592.21 | 1 | 1 | stuk | AC Switch-disconnectors | BE31040 | SM (Switches&Fusegear) | stuk | Lastscheider OT 2500E22P | Interrupteur-sectionneur Gamme OT OT2500E22P | OT2500E22P Lasttrennschalter 4-polig 2500A m. Griff u. Welle | OT2500E22P SWITCH-DISCONNECTOR |  | 5.14
1SCA105210R1001 | OHBS1AH1 | Active | 6417019409757 | 10.84 | 1 | 10 | stuk | AC Switch-disconnectors - accessories | BE31040 | SM (Switches&Fusegear) | stuk | Handvat OHBS1AH1 | Poignée Gamme OS/OT OHBS1AH1 | OHBS1AH1 Selektorgriff 0 OFF-1 ON schwarz Wellen-ø 6mm IP54 für Lasttrenn. | OHBS1AH1 HANDLE
1SCA105211R1001 | OHBS1PH | Active | 6417019409764 | 10.84 | 1 | 10 | stuk | AC Switch-disconnectors - accessories | BE31040 | SM (Switches&Fusegear) | stuk | Handvat OHBS1PH | Poignée Gamme OS/OT OHBS1PH | OHBS1PH Selektorgriff 0 OFF-1 ON schwarz Wellen-ø 6mm IP54 für Lasttrenn. | OHBS1PH HANDLE
1SCA105212R1001 | OHBS1RH | Active | 6417019409771 | 10.84 | 1 | 10 | stuk | AC Switch-disconnectors - accessories | BE31040 | SM (Switches&Fusegear) | stuk | Handvat OHBS1RH | Poignée Gamme OS/OT OHBS1RH | OHBS1RH Selektorgriff 0 OFF-1 ON schwarz Wellen-ø 6mm IP54 für Lasttrenn. | OHBS1RH HANDLE
1SCA105213R1001 | OHBS2AJ | Active | 6417019409788 | 15.48 | 1 | 10 | stuk | AC Switch-disconnectors - accessories | BE31040 | SM (Switches&Fusegear) | stuk | Handvat OHBS2AJ | Poignée Gamme OS/OT OHBS2AJ | OHBS2AJ Selektorgriff 0 OFF-1 ON schwarz Wellen-ø 6mm IP65 für Lasttrenn. | OHBS2AJ HANDLE
1SCA105215R1001 | OHBS2AJ1 | Active | 6417019411408 | 15.48 | 1 | 10 | stuk | AC Switch-disconnectors - accessories | BE31040 | SM (Switches&Fusegear) | stuk | Handvat OHBS2AJ1 | Poignée OS/OT serie OHBS2AJ1 | OHBS2AJ1 Selektorgriff 0 OFF-1 ON schwarz Wellen-ø 6mm IP65 für Lasttrenn. | OHBS2AJ1 HANDLE
1SCA105220R1001 | OHBS2AJE011 | Active | 6417019411453 | 21.74 | 1 | 1 | stuk | Transfer switches | BE31040 | SM (Switches&Fusegear) | stuk | Handvat OHBS2AJE011 | Poignée Gamme OS/OT Noir, IP65 | OHBS2AJE011 Selektorgriff I-0-II schwarz Wellen-ø 6mm IP65 für Lasttrenn. | OHBS2AJE011 Handle
1SCA105221R1001 | OHBS2AJM | Active | 6417019411460 | 15 | 1 | 1 | stuk | AC Switch-disconnectors - accessories | BE31040 | SM (Switches&Fusegear) | stuk | Handvat OHBS2AJM | Poignée Gamme OS/OT OHBS2AJM | Handle OS/OT range OHBS2AJM | OHBS2AJM HANDLE
1SCA105222R1001 | OHBS2AJM1 | Active | 6417019411477 | 14.31 | 1 | 1 | stuk | AC Switch-disconnectors - accessories | BE31040 | SM (Switches&Fusegear) | stuk | Handvat OHBS2AJM1 Bedieningsknop, zwart, IP65 | OHBS2AJM1 HANDLE | Selector handle, black, IP65 padlockable with door interlock for MS 325 | OHBS2AJM1 HANDLE
1SCA105231R1001 | OHBS2PJ | Active | 6417019411651 | 15.48 | 1 | 10 | stuk | AC Switch-disconnectors - accessories | BE31040 | SM (Switches&Fusegear) | stuk | Handvat OHBS2PJ | Poignée Gamme OS/OT OHBS2PJ | OHBS2PJ Selektorgriff 0 OFF-1 ON schwarz Wellen-ø 6mm IP65 für Lasttrenn. | OHBS2PJ HANDLE
1SCA105232R1001 | OHBS2RJ | Active | 6417019411668 | 15.48 | 1 | 10 | stuk | AC Switch-disconnectors - accessories | BE31040 | SM (Switches&Fusegear) | stuk | Handvat OHBS2RJ | Poignée Gamme OS/OT OHBS2RJ | OHBS2RJ Selektorgriff schwarz Wellen-ø 6mm IP65 für Lasttrenn. | OHBS2RJ HANDLE
1SCA105234R1001 | OHBS3AH | Active | 6417019411682 | 11.33 | 1 | 10 | stuk | AC Switch-disconnectors - accessories | BE31040 | SM (Switches&Fusegear) | stuk | Handvat OHBS3AH | Poignée Gamme OS/OT OHBS3AH | OHBS3AH Selektorgriff 0 OFF-1 ON schwarz Wellen-ø 6mm IP54 für Lasttrenn. | OHBS3AH HANDLE
1SCA105235R1001 | OHBS3AH1 | Active | 6417019411699 | 12.91 | 1 | 10 | stuk | AC Switch-disconnectors - accessories | BE31040 | SM (Switches&Fusegear) | stuk | Handvat OHBS3AH1 | Poignée Gamme OS/OT OHBS3AH1 | OHBS3AH1 Selektorgriff 0 OFF-1 ON schwarz Wellen-ø 6mm IP54 für Lasttrenn. | OHBS3AH1 HANDLE
1SCA105236R1001 | OHBS3PH | Active | 6417019411804 | 13.89 | 1 | 10 | stuk | AC Switch-disconnectors - accessories | BE31040 | SM (Switches&Fusegear) | stuk | Handvat OHBS3PH | Poignée Gamme OS/OT Noir, IP54 | OHBS3PH Selektorgriff 0 OFF-1 ON schwarz Wellen-ø 6mm IP54 für Lasttrenn. | OHBS3PH HANDLE
1SCA105237R1001 | OHBS3RH | Active | 6417019411811 | 13.89 | 1 | 10 | stuk | AC Switch-disconnectors - accessories | BE31040 | SM (Switches&Fusegear) | stuk | Handvat OHBS3RH | Poignée Gamme OS/OT OHBS3RH | OHBS3RH Selektorgriff 0 OFF-1 ON schwarz Wellen-ø 6mm IP54 für Lasttrenn. | OHBS3RH HANDLE
1SCA105238R1001 | OS1250DA03P | Active | 6417019394268 | 3455.49 | 1 | 1 | stuk | OS | BE31040 | SM (Switches&Fusegear) | stuk | Zek.Lastschak.OS1250DA03P | Interrupteur à fusible Gamme OS OS1250DA03P | OS1250DA03P Lasttrennschalter f. Sich. 3-polig 1250A m. Griff u. Welle | OS1250DA03P SWITCH FUSE
1SCA105241R1001 | OS1250DA12P | Active | 6417019395692 | 3455.49 | 1 | 1 | stuk | OS | BE31040 | SM (Switches&Fusegear) | stuk | Zek.Lastschak.OS1250DA12P | Interrupteur à fusible Gamme OS OS1250DA12P | OS1250DA12P Lasttrennschalter f. Sich. 3-polig 1250A m. Griff u. Welle | OS1250DA12P SWITCH FUSE
1SCA105243R1001 | OS1250DA04N2P | Active | 6417019394213 | 4332.82 | 1 | 1 | stuk | OS | BE31040 | SM (Switches&Fusegear) | stuk | Zek.Lastschak.OS1250DA04N2P | Interrupteur à fusible Gamme OS OS1250DA04N2P | Switch fuse OS range OS1250DA04N2P | OS1250DA04N2P SWITCH FUSE
1SCA105246R1001 | OS1250D12P | Active | 6417019394169 | 3455.49 | 1 | 1 | stuk | OS | BE31040 | SM (Switches&Fusegear) | stuk | Zek.Lastschak.OS1250D12P | Interrupteur à fusible Gamme OS OS1250D12P | OS1250D12P Lasttrennschalter f. Sich. 3-polig 1250A m. Griff u. Welle | OS1250D12P SWITCH FUSE
1SCA105248R1001 | OS1250D04N2P | Active | 6417019394145 | 4332.82 | 1 | 1 | stuk | OS | BE31040 | SM (Switches&Fusegear) | stuk | Zek.Lastschak.OS1250D04N2P | Interrupteur à fusible Gamme OS OS1250D04N2P | Switch fuse OS range OS1250D04N2P | OS1250D04N2P SWITCH FUSE
1SCA105265R1001 | OHGS2AJ | Active | 6417019411866 | 15.48 | 1 | 10 | stuk | AC Switch-disconnectors - accessories | BE31040 | SM (Switches&Fusegear) | stuk | Handvat OHGS2AJ | Poignée Gamme OS/OT OHGS2AJ | OHGS2AJ Selektorgriff grau Wellen-ø 6mm IP65 für Lasttrenn. | OHGS2AJ HANDLE
1SCA105271R1001 | OHGS3AH1 | Active | 6417019411927 | 12.84 | 1 | 10 | stuk | AC Switch-disconnectors - accessories | BE31040 | SM (Switches&Fusegear) | stuk | Handvat OHGS3AH1 Bedieningsknop, grijs, IP54 | Poignée Gamme OS/OT OHGS3AH1 | OHGS3AH1 Selektorgriff grau Wellen-ø 6mm IP54 für Lasttrenn. | OHGS3AH1 HANDLE
1SCA105290R1001 | OHYS1AH | Active | 6417019412214 | 10.84 | 1 | 10 | stuk | AC Switch-disconnectors - accessories | BE31040 | SM (Switches&Fusegear) | stuk | Handvat OHYS1AH | Poignée Gamme OS/OT OHYS1AH | OHYS1AH Selektorgriff I-0/ON-OFF rot-gelb Wellen-ø 6mm IP54 für Lasttrenn | OHYS1AH HANDLE
1SCA105291R1001 | OHYS1AH1 | Active | 6417019412221 | 10.84 | 1 | 10 | stuk | AC Switch-disconnectors - accessories | BE31040 | SM (Switches&Fusegear) | stuk | Handvat OHYS1AH1 | Poignée Gamme OS/OT OHYS1AH1 | OHYS1AH1 Selektorgriff I-0/ON-OFF rot-gelb Wellen-ø 6mm IP54 für Lasttrenn | OHYS1AH1 HANDLE
1SCA105294R1001 | OHYS1PH | Active | 6417019412245 | 10.84 | 1 | 10 | stuk | AC Switch-disconnectors - accessories | BE31040 | SM (Switches&Fusegear) | stuk | Handvat OHYS1PH | Poignée Gamme OS/OT OHYS1PH | OHYS1PH Selektorgriff I-0/ON-OFF rot-gelb IP54 für Lasttrennschalter | OHYS1PH HANDLE
1SCA105295R1001 | OHYS1RH | Active | 6417019412252 | 10.84 | 1 | 10 | stuk | AC Switch-disconnectors - accessories | BE31040 | SM (Switches&Fusegear) | stuk | Handvat OHYS1RH | Poignée, rouge/jaune, IP54 | OHYS1RH Selektorgriff I-0/ON-OFF rot-gelb IP54 für Lasttrennschalter | OHYS1RH HANDLE
1SCA105296R1001 | OHYS2AJ | Active | 6417019412269 | 15.48 | 1 | 10 | stuk | AC Switch-disconnectors - accessories | BE31040 | SM (Switches&Fusegear) | stuk | Handvat OHYS2AJ | Poignée Gamme OS/OT OHYS2AJ | OHYS2AJ Selektorgriff I-0/ON-OFF rot-gelb Wellen-ø 6mm IP65 für Lasttrenn | OHYS2AJ HANDLE
1SCA105297R1001 | OHYS2AJ1 | Active | 6417019412276 | 15.48 | 1 | 10 | stuk | AC Switch-disconnectors - accessories | BE31040 | SM (Switches&Fusegear) | stuk | Handvat OHYS2AJ1 | Poignée Gamme OS/OT OHYS2AJ1 | OHYS2AJ1 Selektorgriff I-0/ON-OFF rot-gelb Wellen-ø 6mm IP65 für Lasttrenn | OHYS2AJ1 HANDLE
1SCA105298R1001 | OT30F6 | Active | 6417019392691 | 287.56 | 1 | 1 | stuk | AC Switch-disconnectors | BE31040 | SM (Switches&Fusegear) | stuk | Lastscheider OT30F6 | Interrupteur-sectionneur Gamme OT OT30F6 | Switch-disconnector OT range OT30F6 | OT30F6 SWITCH-DISCONNECTOR |  | 5.14
1SCA105301R1001 | OHYS2AJE011 | Active | 6417019412306 | 21.74 | 1 | 1 | stuk | Transfer switches | BE31040 | SM (Switches&Fusegear) | stuk | Handvat OHYS2AJE011 | Poignée Gamme OS/OT OHYS2AJE011 | OHYS2AJE011 Selektorgriff rot-gelb Wellen-ø 6mm | OHYS2AJE011 Handle
1SCA105307R1001 | OT60F6 | Active | 6417019392905 | 294.88 | 1 | 1 | stuk | AC Switch-disconnectors | BE31040 | SM (Switches&Fusegear) | stuk | Lastscheider OT60F6 | Interrupteur-sectionneur Gamme OT OT60F6 | OT60F6 Lasttrennschalter 6-polig 60A o. Griff u. Welle | OT60F6 SWITCH-DISCONNECTOR |  | 5.14
1SCA105314R1001 | OTS40T1 | Active | 6417019424712 | 3.07 | 1 | 10 | stuk | AC Switch-disconnectors - accessories | BE31040 | SM (Switches&Fusegear) | stuk | Afdekpen OTS OTS40T1 | Cache-bornes isolants Gamme OT OTS40T1 | OTS40T1 Klemmenabdeckung Schnappbefestigung transparenter Kunstst | OTS40T1 TERMINAL SHROUD
1SCA105317R1001 | OTS40T3 | Active | 6417019424729 | 3.86 | 1 | 10 | stuk | AC Switch-disconnectors - accessories | BE31040 | SM (Switches&Fusegear) | stuk | Afdekpen OTS OTS40T3 | Cache-bornes isolants Gamme OT OTS40T3 | OTS40T3 Klemmenabdeckung Schnappbefestigung transparenter Kunstst | OTS40T3 TERMINAL SHROUD
1SCA105322R1001 | OHYS2PJ | Active | 6417019412429 | 15.48 | 1 | 10 | stuk | AC Switch-disconnectors - accessories | BE31040 | SM (Switches&Fusegear) | stuk | Handvat OHYS2PJ | Poignée Gamme OS/OT OHYS2PJ | OHYS2PJ Selektorgriff I-0/ON-OFF rot-gelb keine separate Welle erforderl. | OHYS2PJ HANDLE
1SCA105323R1001 | OHYS2RJ | Active | 6417019412436 | 15.48 | 1 | 10 | stuk | AC Switch-disconnectors - accessories | BE31040 | SM (Switches&Fusegear) | stuk | Handvat OHYS2RJ | Poignée Gamme OS/OT OHYS2RJ | OHYS2RJ Selektorgriff I-0/ON-OFF rot-gelb keine separate Welle erforderl. | OHYS2RJ HANDLE
1SCA105325R1001 | OHYS3AH | Active | 6417019412450 | 11.33 | 1 | 10 | stuk | AC Switch-disconnectors - accessories | BE31040 | SM (Switches&Fusegear) | stuk | Handvat OHYS3AH | Poignée Gamme OS/OT OHYS3AH | OHYS3AH Selektorgriff I-0/ON-OFF rot-gelb Wellen-ø 6mm IP54 für Lasttrenn | OHYS3AH HANDLE
1SCA105326R1001 | OHYS3AH1 | Active | 6417019412467 | 12.91 | 1 | 10 | stuk | AC Switch-disconnectors - accessories | BE31040 | SM (Switches&Fusegear) | stuk | Handvat OHYS3AH1 | Poignée Gamme OS/OT OHYS3AH1 | OHYS3AH1 Selektorgriff I-0/ON-OFF rot-gelb Wellen-ø 6mm IP54 für Lasttrenn | OHYS3AH1 HANDLE
1SCA105327R1001 | OHYS3PH | Active | 6417019412474 | 11.33 | 1 | 10 | stuk | AC Switch-disconnectors - accessories | BE31040 | SM (Switches&Fusegear) | stuk | Handvat OHYS3PH | Poignée Gamme OS/OT OHYS3PH | OHYS3PH Selektorgriff I-0/ON-OFF rot-gelb keine seperate Welle erforderl. | OHYS3PH HANDLE
1SCA105328R1001 | OHYS3RH | Active | 6417019412481 | 13.89 | 1 | 10 | stuk | AC Switch-disconnectors - accessories | BE31040 | SM (Switches&Fusegear) | stuk | Handvat OHYS3RH | Poignée, rouge/jaune, IP54 | OHYS3RH Selektorgriff I-0/ON-OFF rot-gelb keine seperate Welle erforderl. | OHYS3RH HANDLE
1SCA105332R1001 | OT63F3 | Active | 6417019392912 | 42.32 | 1 | 10 | stuk | AC Switch-disconnectors | BE31040 | SM (Switches&Fusegear) | stuk | Lastscheider 3P 63A | Interrupteur-sectionneur Gamme OT OT63F3 | OT63F3 Lasttrennschalter 3-polig 63A m. schwarzem Knebelgriff | OT63F3 SWITCH-DISCONNECTOR |  | 5.14
1SCA105338R1001 | OT63F3C | Active | 6417019392974 | 141.94 | 1 | 1 | stuk | Manual transfer switches | BE31040 | SM (Switches&Fusegear) | stuk | L.Scheider OT63F3C | Interrupteur-sectionneur Gamme OT OT63F3C | OT63F3C Lastumschalter 3-polig 63A o. Griff u. Welle | OT63F3C CHANGE-OVER SWITCH
1SCA105364R1001 | OT63F3U | Active | 6417019393087 | 73.91 | 1 | 1 | stuk | AC Switch-disconnectors | BE31040 | SM (Switches&Fusegear) | stuk | Lastscheider OT63F3U | Interrupteur-sectionneur Gamme OT OT63F3U | Switch-disconnector OT range OT63F3U | OT63F3U SWITCH-DISCONNECTOR |  | 5.14
1SCA105369R1001 | OT63F4C | Active | 6417019393131 | 183.54 | 1 | 1 | stuk | Manual transfer switches | BE31040 | SM (Switches&Fusegear) | stuk | L.Scheider OT63F4C | Interrupteur-sectionneur Gamme OT OT63F4C | OT63F4C Lastumschalter 4-polig 63A o. Griff u. Welle | OT63F4C CHANGE-OVER SWITCH
1SCA105379R1001 | OT63F6 | Active | 6417019393155 | 129.7 | 1 | 1 | stuk | AC Switch-disconnectors | BE31040 | SM (Switches&Fusegear) | stuk | Lastscheider OT63F6 | Interrupteur-sectionneur Gamme OT OT63F6 | OT63F6 Lasttrennschalter 6-polig 63A o. Griff u. Welle | OT63F6 SWITCH-DISCONNECTOR |  | 5.14
1SCA105381R1001 | OT63F8 | Active | 6417019393179 | 151.73 | 1 | 1 | stuk | AC Switch-disconnectors | BE31040 | SM (Switches&Fusegear) | stuk | Lastscheider OT63F8 | Interrupteur-sectionneur Gamme OT OT63F8 | OT63F8 Lasttrennschalter 8-polig 63A o. Griff u. Welle | OT63F8 SWITCH-DISCONNECTOR |  | 5.14
1SCA105382R1001 | OT63FT3 | Active | 6417019393186 | 45.9 | 1 | 10 | stuk | AC Switch-disconnectors | BE31040 | SM (Switches&Fusegear) | stuk | Lastscheider OT63FT3 | Interrupteur-sectionneur Gamme OT OT63FT3 | OT63FT3 Lasttrennschalter 3-polig 63A o. Griff | OT63FT3 SWITCH-DISCONNECTOR |  | 5.14
1SCA105393R1001 | OT63FT4N2 | Active | 6417019393285 | 61.43 | 1 | 10 | stuk | AC Switch-disconnectors | BE31040 | SM (Switches&Fusegear) | stuk | Lastscheider OT63FT4N2 | Interrupteur-sectionneur Gamme OT OT63FT4N2 | OT63FT4N2 Lasttrennschalter 4-polig 63A o. Griff | OT63FT4N2 SWITCH-DISCONNECTOR |  | 5.14
1SCA105402R1001 | OT80F3C | Active | 6417019393377 | 161.51 | 1 | 1 | stuk | Manual transfer switches | BE31040 | SM (Switches&Fusegear) | stuk | Manuele omschak.OT80F3C | Inverseur Manuelle Gamme OT OT80F3C | OT80F3C Lastumschalter 3-polig 80A o. Griff u. Welle | OT80F3C CHANGE-OVER SWITCH
1SCA105412R1001 | OT80F3U | Active | 6417019393476 | 75.25 | 1 | 1 | stuk | AC Switch-disconnectors | BE31040 | SM (Switches&Fusegear) | stuk | Lastscheider OT80F3U | Interrupteur-sectionneur Gamme OT OT80F3U | Switch-disconnector OT range OT80F3U | OT80F3U SWITCH-DISCONNECTOR |  | 5.14
1SCA105413R1001 | OT80F4N2 | Active | 6417019393483 | 73.42 | 1 | 10 | stuk | AC Switch-disconnectors | BE31040 | SM (Switches&Fusegear) | stuk | Lastscheider 4P 80A | Interrupteur-sectionneur Gamme OT OT80F4N2 | OT80F4N2 Lasttrennschalter 4-polig 80A m. schwarzem Knebelgriff | OT80F4N2 SWITCH-DISCONNECTOR |  | 5.14
1SCA105418R1001 | OT80F4C | Active | 6417019393537 | 198.23 | 1 | 1 | stuk | Manual transfer switches | BE31040 | SM (Switches&Fusegear) | stuk | L.Scheider OT80F4C | Interrupteur-sectionneur Gamme OT OT80F4C | OT80F4C Lastumschalter 4-polig 80A o. Griff u. Welle | OT80F4C CHANGE-OVER SWITCH
1SCA105427R1001 | OT80F6 | Active | 6417019393629 | 151.73 | 1 | 1 | stuk | AC Switch-disconnectors | BE31040 | SM (Switches&Fusegear) | stuk | Lastscheider OT80F6 | Interrupteur-sectionneur Gamme OT OT80F6 | OT80F6 Lasttrennschalter 6-polig 80A o. Griff u. Welle | OT80F6 SWITCH-DISCONNECTOR |  | 5.14
1SCA105429R1001 | OT80F8 | Active | 6417019393643 | 190.87 | 1 | 1 | stuk | AC Switch-disconnectors | BE31040 | SM (Switches&Fusegear) | stuk | Lastscheider OT80F8 | Interrupteur-sectionneur Gamme OT OT80F8 | OT80F8 Lasttrennschalter 8-polig 80A o. Griff u. Welle | OT80F8 SWITCH-DISCONNECTOR |  | 5.14
1SCA105431R1001 | OT80FT3 | Active | 6417019393667 | 57.14 | 1 | 10 | stuk | AC Switch-disconnectors | BE31040 | SM (Switches&Fusegear) | stuk | Lastscheider OT80FT3 | Interrupteur-sectionneur Gamme OT OT80FT3 | OT80FT3 Lasttrennschalter 3-polig 80A o. Griff | OT80FT3 SWITCH-DISCONNECTOR |  | 5.14
1SCA105444R1001 | OTPD80FD | Active | 6417019393797 | 15.04 | 1 | 1 | stuk | AC Switch-disconnectors - accessories | BE31040 | SM (Switches&Fusegear) | stuk | Nulgeleider klem OTPD80FD | Borne neutre Gamme OT OTPD80FD | OTPD80FD trennbarer Neutralleiter für OT63_-80FT3 | OTPD80FD NEUTRAL TERMINAL
1SCA105445R1001 | OTPD80FP | Active | 6417019393803 | 14.8 | 1 | 1 | stuk | AC Switch-disconnectors - accessories | BE31040 | SM (Switches&Fusegear) | stuk | Nulgeleider klem OTPD80FP | Borne neutre Gamme OT OTPD80FP | OTPD80FP trennbarer Neutralleiter für OT63_-80F3 | OTPD80FP NEUTRAL TERMINAL
1SCA105446R1001 | OTPE80FD | Active | 6417019393810 | 11.79 | 1 | 1 | stuk | AC Switch-disconnectors - accessories | BE31040 | SM (Switches&Fusegear) | stuk | aanslvlaggen OTPE80FD | Borne de raccordement Gamme OT OTPE80FD | OTPE80FD Schutzerdung für OT63_-80FT3 | OTPE80FD EARTH TERMINAL
1SCA105448R1001 | OTPE80FP | Active | 6417019393834 | 11.79 | 1 | 1 | stuk | AC Switch-disconnectors - accessories | BE31040 | SM (Switches&Fusegear) | stuk | aanslvlaggen OTPE80FP | Borne de raccordement Gamme OT OTPE80FP | OTPE80FP Schutzerdung für OT63_-80F3 | OTPE80FP EARTH TERMINAL
1SCA105451R1001 | OTPL80FD | Active | 6417019393858 | 14.53 | 1 | 1 | stuk | AC Switch-disconnectors - accessories | BE31040 | SM (Switches&Fusegear) | stuk | Vierde pool OTPL80FD | Quatrième pole Gamme OT OTPL80FD | OTPL80FD 4-Pol für OT63FT3-OT80FT3 | OTPL80FD FOURTH POLE
1SCA105452R1001 | OTPL80FP | Active | 6417019393865 | 13.9 | 1 | 1 | stuk | AC Switch-disconnectors - accessories | BE31040 | SM (Switches&Fusegear) | stuk | Vierde pool OTPL80FP | Quatrième pole Gamme OT | OTPL80FP 4-Pol für OT63F3-OT80F3 | OTPL80FP FOURTH POLE
1SCA105456R1001 | OTPN80FD | Active | 6417019393872 | 11.79 | 1 | 1 | stuk | AC Switch-disconnectors - accessories | BE31040 | SM (Switches&Fusegear) | stuk | Nulgeleider klem OTPN80FD | Borne neutre Gamme OT OTPN80FD | OTPN80FD untrennbarer Neutralleiter für OT63_-80FT3 | OTPN80FD NEUTRAL TERMINAL
1SCA105457R1001 | OTPN80FP | Active | 6417019393889 | 11.79 | 1 | 1 | stuk | AC Switch-disconnectors - accessories | BE31040 | SM (Switches&Fusegear) | stuk | Nulgeleider klem OTPN80FP | Borne neutre Gamme OT OTPN80FP | OTPN80FP untrennbarer Neutralleiter für OT63_-80F3 | OTPN80FP NEUTRAL TERMINAL
1SCA105458R1001 | OTPS80FD | Active | 6417019393896 | 14.8 | 1 | 1 | stuk | AC Switch-disconnectors - accessories | BE31040 | SM (Switches&Fusegear) | stuk | Vierde pool OTPS80FD | Quatrième pole Gamme OT OTPS80FD | OTPS80FD 4. Pol für OT63_-OT80FT3 | OTPS80FD FOURTH POLE
1SCA105461R1001 | OTPS80FP | Active | 6417019394022 | 13.9 | 1 | 1 | stuk | AC Switch-disconnectors - accessories | BE31040 | SM (Switches&Fusegear) | stuk | Vierde pool OTPS80FP | Quatrième pole Gamme OT OTPS80FP | OTPS80FP 4. Pol für OT63_-OT80FT3 | OTPS80FP FOURTH POLE
1SCA105470R1001 | OS1250B12P | Active | 6417019392882 | 3087.76 | 1 | 1 | stuk | OS | BE31040 | SM (Switches&Fusegear) | stuk | Zek.Lastschak.OS 1250B12P | OS1250B12P SWITCH FUSE | OS 1250B12P | OS1250B12P SWITCH FUSE
1SCA105473R1001 | OS1250D04FP | Active | 6417019394183 | 4332.82 | 1 | 1 | stuk | OS | BE31040 | SM (Switches&Fusegear) | stuk | Zek.Lastschak.OS1250D04FP | Interrupteur à fusible Gamme OS OS1250D04FP | Switch fuse OS range OS1250D04FP | OS1250D04FP SWITCH FUSE
1SCA105475R1001 | OS1250D03P | Active | 6417019394206 | 3455.49 | 1 | 1 | stuk | OS | BE31040 | SM (Switches&Fusegear) | stuk | Zek.Lastschak.OS1250D03P | Interrupteur à fusible Gamme OS OS1250D03P | OS1250D03P Lasttrennschalter f. Sich. 3-polig 1250A m. Griff u. Welle | OS1250D03P SWITCH FUSE
1SCA105499R1001 | OT80FT4N2 | Active | 6417019394589 | 81 | 1 | 10 | stuk | AC Switch-disconnectors | BE31040 | SM (Switches&Fusegear) | stuk | Lastscheider OT80FT4N2 | Interrupteur-sectionneur Gamme OT OT80FT4N2 | OT80FT4N2 Lasttrennschalter 4-polig 80A o. Griff | OT80FT4N2 SWITCH-DISCONNECTOR |  | 5.14
1SCA105615R1001 | OT2500E03CP | Active | 6417019382210 | 9999.39 | 1 | 1 | stuk | Manual transfer switches | BE31040 | SM (Switches&Fusegear) | stuk | Omkeerschak.OT2500E03CP | INVERS.MANUEL OT2500E03CP INVERSEUR DE Tarif PublicRCES MANUEL 2500A 3 PÔLES | OT2500E03CP Lastumschalter 3-polig 2500A m. Griff u. Welle | OT2500E03CP CHANGE-OVER SWITCH
1SCA105665R1001 | OT800U03P | Active | 6417019395975 | 2585.5 | 1 | 1 | stuk | AC Switch-disconnectors | BE31040 | SM (Switches&Fusegear) | stuk | Lastscheider OT800U03P | OT800U03P SWITCH-DISCONNECTOR | OT800U03P Lasttrennschalter 3-polig 800A m. Griff u. Welle UL/CSA | OT800U03P SWITCH-DISCONNECTOR |  | 5.14
1SCA105698R1001 | OTPE125FD | Active | 6417019396095 | 29.98 | 1 | 1 | stuk | AC Switch-disconnectors - accessories | BE31040 | SM (Switches&Fusegear) | stuk | Neuter,aardings Aansl.OTPE125FD | Connection Neutre et terre Gamme OT OTPE125FD | OTPE125FD Schutzerdung für OT100_125FT3 | OTPE125FD EARTH TERMINAL
1SCA105711R1001 | OT16FT4N2 | Active | 6417019389950 | 34.63 | 1 | 10 | stuk | AC Switch-disconnectors | BE31040 | SM (Switches&Fusegear) | stuk | Lastscheider OT16FT4N2 | Interrupteur-sectionneur Gamme OT OT16FT4N2 | OT16FT4N2 Lasttrennschalter 4-polig 16A o. Griff | OT16FT4N2 SWITCH-DISCONNECTOR |  | 5.14
1SCA105716R1001 | OTPL40FD | Active | 6417019396231 | 8.8 | 1 | 1 | stuk | AC Switch-disconnectors - accessories | BE31040 | SM (Switches&Fusegear) | stuk | Vierde pool OTPL40FD | Quatrième pole Gamme OT OTPL40FD | OTPL40FD 4-Pol für OT16FT3-OT40FT3 | OTPL40FD FOURTH POLE
1SCA105717R1001 | OTPL40FP | Active | 6417019396248 | 8.8 | 1 | 1 | stuk | AC Switch-disconnectors - accessories | BE31040 | SM (Switches&Fusegear) | stuk | Vierde pool OTPL40FP | Quatrième pole Gamme OT OTPL40FP | OTPL40FP 4-Pol für OT16F3-OT40F3 | OTPL40FP FOURTH POLE
1SCA105718R1001 | OTPN40FD | Active | 6417019396255 | 8.8 | 1 | 1 | stuk | AC Switch-disconnectors - accessories | BE31040 | SM (Switches&Fusegear) | stuk | Nulgeleider klem OTPN40FD | Borne neutre Gamme OT OTPN40FD | OTPN40FD untrennbarer Neutralleiter für OT16_-40FT3 | OTPN40FD NEUTRAL TERMINAL
1SCA105794R1001 | OT1000E02 | Active | 6417019396965 | 964.21 | 1 | 1 | stuk | AC Switch-disconnectors | BE31040 | SM (Switches&Fusegear) | stuk | Lastscheider OT1000E02 | Interrupteur-sectionneur Gamme OT OT1000E02 | OT1000E02 Lasttrennschalter 2-polig 1000A o. Griff u. Welle | OT1000E02 SWITCH-DISCONNECTOR |  | 5.14
1SCA105795R1001 | OT1000E02P | Active | 6417019396934 | 964.21 | 1 | 1 | stuk | AC Switch-disconnectors | BE31040 | SM (Switches&Fusegear) | stuk | Lastscheider OT1000E02P | Interrupteur-sectionneur Gamme OT OT1000E02P | Switch-disconnector OT range OT1000E02P | OT1000E02P SWITCH-DISCONNECTOR |  | 5.14
1SCA105798R1001 | OT80F3 | Active | 6417019397016 | 53.11 | 1 | 10 | stuk | AC Switch-disconnectors | BE31040 | SM (Switches&Fusegear) | stuk | Lastscheider 3P 80A | Interrupteur-sectionneur Gamme OT OT80F3 | OT80F3 Lasttrennschalter 3-polig 80A m. schwarzem Knebelgriff | OT80F3 SWITCH-DISCONNECTOR |  | 5.14
1SCA105800R1001 | OS630D01P | Active | 6417019493305 | 617.93 | 1 | 1 | stuk | OS | BE31040 | SM (Switches&Fusegear) | stuk | Zek.Lastschak.OS630D01P | OS630D01P SWITCH FUSE | OS630D01P | OS630D01P SWITCH FUSE
1SCA106002R1001 | OT160E22CP | Active | 6417019399188 | 609.99 | 1 | 1 | stuk | Manual transfer switches | BE31040 | SM (Switches&Fusegear) | stuk | Omkeerschak.OT 160E22CP | OT160E22CP CHANGE-OVER SWITCH | OT 160E22CP | OT160E22CP CHANGE-OVER SWITCH
1SCA106086R1001 | OT160E03CFP | Active | 6417019399744 | 587.81 | 1 | 1 | stuk | Manual transfer switches | BE31040 | SM (Switches&Fusegear) | stuk | Omkeerschak.OT160E03CFP | Commutateur manuel, I-O-II -opéra tion, | OT160E03CFP Lastumschalter 3-polig 160A m. Griff u. Welle | OT160E03CFP CHANGE-OVER SWITCH
1SCA106128R1001 | OT800U12P | Active | 6417019400037 | 2585.5 | 1 | 1 | stuk | AC Switch-disconnectors | BE31040 | SM (Switches&Fusegear) | stuk | Lastscheider OT800U12P | OT800U12P Sectionneur sans fusible | OT800U12P Lasttrennschalter 3-polig 800A m. Griff u. Welle UL/CSA | OT800U12P SWITCH-DISCONNECTOR |  | 5.14
1SCA106134R1001 | OTS1600G1L | Active | 6417019373287 | 29 | 1 | 1 | stuk | AC Switch-disconnectors - accessories | BE31040 | SM (Switches&Fusegear) | stuk | Afdekpen OTS1600G1L | Cache-bornes isolants Gamme OT OTS1600G1L | OTS1600G1L Klemmenabdeckung Schnappbefestigung grauer Kunststoff | OTS1600G1L TERMINAL SHROUD
1SCA106135R1001 | OT1250E02 | Active | 6417019398877 | 1188.13 | 1 | 1 | stuk | AC Switch-disconnectors | BE31040 | SM (Switches&Fusegear) | stuk | Lastscheider OT1250E02 | Interrupteur-sectionneur Gamme OT OT1250E02 | OT1250E02 Lasttrennschalter 2-polig 1250A o. Griff u. Welle | OT1250E02 SWITCH-DISCONNECTOR |  | 5.14
1SCA106136R1001 | OT1250E02P | Active | 6417019398884 | 1093.92 | 1 | 1 | stuk | AC Switch-disconnectors | BE31040 | SM (Switches&Fusegear) | stuk | Lastscheider OT 1250E02P | Interrupteur-sectionneur Gamme OT OT1250E02P | Switch-disconnector OT range OT1250E02P | OT1250E02P SWITCH-DISCONNECTOR |  | 5.14
1SCA106140R1001 | OT1600E02 | Active | 6417019398891 | 1448.76 | 1 | 1 | stuk | AC Switch-disconnectors | BE31040 | SM (Switches&Fusegear) | stuk | Lastscheider OT 1600E02 | Interrupteur-sectionneur Gamme OT OT1600E02 | Switch-disconnector OT range OT1600E02 | OT1600E02 SWITCH-DISCONNECTOR |  | 5.14
1SCA106404R1001 | OT315E04CLP | Active | 6417019402017 | 1227.29 | 1 | 1 | stuk | Manual transfer switches | BE31040 | SM (Switches&Fusegear) | stuk | OT315E04CLP CHANGE-OVER SWITCH | INVERS.MANUEL OT315E04CLP INVERSEUR TRANSITION FERMÉ OT315E04CLP | OT315E04CLP Lastumschalter o. 0 Pos. 4-polig 315A m. Griffe u. Welle | OT315E04CLP CHANGE-OVER SWITCH
1SCA106405R1001 | OT400E04CLP | Active | 6417019402024 | 1572.34 | 1 | 1 | stuk | Manual transfer switches | BE31040 | SM (Switches&Fusegear) | stuk | OT400E04CLP CHANGE-OVER SWITCH | INVERS.MANUEL OT400E04CLP INVERSEUR DE Tarif PublicRCES MANUEL I-I+II-II 400A 4 PÔLES | OT400E04CLP Lastumschalter o. 0 Pos. 4-polig 400A m. Griff u. Welle | OT400E04CLP CHANGE-OVER SWITCH
1SCA106522R1001 | OTZT1A | Active | 6417019397351 | 92.99 | 1 | 1 | stuk | AC Switch-disconnectors - accessories | BE31040 | SM (Switches&Fusegear) | stuk | VergrendelMOTZT1A | Module de verrouillage Gamme OT OTZT1A | OTZT1A elektrische Verriegelung Verriegelung in OFF-Position | OTZT1A INTERLOCK
1SCA106523R1001 | OTZT2A | Active | 6417019397368 | 148.07 | 1 | 1 | stuk | AC Switch-disconnectors - accessories | BE31040 | SM (Switches&Fusegear) | stuk | VergrendelMOTZT2A | Module de verrouillage Gamme OT OTZT2A | OTZT2A elektrische Verriegelung Verriegelung in OFF-Position | OTZT2A INTERLOCK
1SCA106525R1001 | OTZT3A | Active | 6417019397375 | 195.78 | 1 | 1 | stuk | AC Switch-disconnectors - accessories | BE31040 | SM (Switches&Fusegear) | stuk | VergrendelMOTZT3A | Module de verrouillage Gamme OT OTZT3A | OTZT3A elektrische Verriegelung Verriegelung in OFF-Position | OTZT3A INTERLOCK
1SCA106526R1001 | OTZT4A | Active | 6417019397382 | 263.08 | 1 | 1 | stuk | AC Switch-disconnectors - accessories | BE31040 | SM (Switches&Fusegear) | stuk | VergrendelMOTZT4A | Module de verrouillage Gamme OT OTZT4A | OTZT4A elektrische Verriegelung Verriegelung in OFF-Position | OTZT4A INTERLOCK
1SCA106527R1001 | OTZT1L | Active | 6417019397399 | 92.99 | 1 | 1 | stuk | AC Switch-disconnectors - accessories | BE31040 | SM (Switches&Fusegear) | stuk | VergrendelMOTZT1L | Module de verrouillage Gamme OT OTZT1L | OTZT1L elektrische Verriegelung Verriegelung in OFF und ON-Position | OTZT1L INTERLOCK
1SCA106529R1001 | OTZT2L | Active | 6417019403106 | 148.07 | 1 | 1 | stuk | AC Switch-disconnectors - accessories | BE31040 | SM (Switches&Fusegear) | stuk | VergrendelMOTZT2L | Module de verrouillage Gamme OT OTZT2L | OTZT2L elektrische Verriegelung Verriegelung in OFF und ON-Position | OTZT2L INTERLOCK
1SCA106530R1001 | OTZT3L | Active | 6417019403113 | 195.78 | 1 | 1 | stuk | AC Switch-disconnectors - accessories | BE31040 | SM (Switches&Fusegear) | stuk | VergrendelMOTZT3L | Module de verrouillage Gamme OT OTZT3L | OTZT3L elektrische Verriegelung Verriegelung in OFF und ON-Position | OTZT3L INTERLOCK
1SCA106531R1001 | OTZT4L | Active | 6417019403120 | 263.08 | 1 | 1 | stuk | AC Switch-disconnectors - accessories | BE31040 | SM (Switches&Fusegear) | stuk | VergrendelMOTZT4L | Module de verrouillage Gamme OT OTZT4L | OTZT4L elektrische Verriegelung Verriegelung in OFF und ON-Position | OTZT4L INTERLOCK
1SCA106532R1001 | OSZT1A | Active | 6417019403137 | 91.47 | 1 | 1 | stuk | OS Accessories | BE31040 | SM (Switches&Fusegear) | stuk | VergrendelMOSZT1A | Module de verrouillage, Gamme OS, OSZT1A | OSZT1A elektrische Verriegelung Verriegelung in OFF-Position | OSZT1A INTERLOCK
1SCA106534R1001 | OSZT2A | Active | 6417019403144 | 148.07 | 1 | 1 | stuk | OS Accessories | BE31040 | SM (Switches&Fusegear) | stuk | VergrendelMOSZT2A | Module de verrouillage Gamme OS OSZT2A | OSZT2A elektrische Verriegelung Verriegelung in OFF-Position | OSZT2A INTERLOCK
1SCA106535R1001 | OSZT3A | Active | 6417019403151 | 193.09 | 1 | 1 | stuk | OS Accessories | BE31040 | SM (Switches&Fusegear) | stuk | VergrendelMOSZT3A | Module de verrouillage, Gamme OS, OSZT3A | OSZT3A elektrische Verriegelung Verriegelung in OFF-Position | OSZT3A INTERLOCK
1SCA106539R1001 | OSZT2L | Active | 6417019403182 | 148.07 | 1 | 1 | stuk | OS Accessories | BE31040 | SM (Switches&Fusegear) | stuk | VergrendelMOSZT2L | Module de verrouillage Gamme OS OSZT2L | OSZT2L elektrische Verriegelung Verriegelung in OFF und ON-Position | OSZT2L INTERLOCK
1SCA106542R1001 | PDAL2/24DC | Active | 6417019403212 | 261.86 | 1 | 1 | stuk | AC Switch-disconnectors - accessories | BE31040 | SM (Switches&Fusegear) | stuk | VergrendelMagneet OS/PDAL2/24DC | Aimant de verrouillage Gamme OS/OT PDAL2/24DC | PDAL2/24DC DC-Spule 24 V DC | PDAL2/24DC INTERLOCKING MAGNET
1SCA106608R1001 | OTV1000EK | Active | 6417019417318 | 163.96 | 1 | 1 | stuk | AC Switch-disconnectors - accessories | BE31040 | SM (Switches&Fusegear) | stuk | Handvat OT serie OTV 1000EK | Poignée Gamme OT Pour OT1000 & 2500 Montage direct Noir | OTV1000EK Direktgriff schwarz 274mm inkl. Welle u. Abdeckung | OTV1000EK HANDLE+COVER
1SCA106915R1001 | OT630E03CFP | Active | 6417019404264 | 1537.93 | 1 | 1 | stuk | Manual transfer switches | BE31040 | SM (Switches&Fusegear) | stuk | Handmatige omschakelaar OT630E03CFP | Commutateur manuel, I-O-II -opéra tion, sans surveillance | OT630E03CFP Lastumschalter 3-polig 630A m. Griff u. Welle | OT630E03CFP CHANGE-OVER SWITCH
1SCA107102R1001 | PDAL2/230AC50HZ | Active | 6417019405582 | 103.16 | 1 | 1 | stuk | AC Switch-disconnectors - accessories | BE31040 | SM (Switches&Fusegear) | stuk | VergrendelMagneet OS/PDAL2/230AC50HZ | Aimant de verrouillage Gamme OS/OT PDAL2/230AC50HZ | PDAL2/230AC50HZ AC-Spule 230 VAC 50 Hz | PDAL2/230AC50HZ INTERLOCKING MAGNET
1SCA107105R1001 | PDAL2/110DC | Active | 6417019406015 | 135.82 | 1 | 1 | stuk | AC Switch-disconnectors - accessories | BE31040 | SM (Switches&Fusegear) | stuk | VergrendelMagneet OS/PDAL2/110DC | Aimant de verrouillage Gamme OS/OT PDAL2/110DC | PDAL2/110DC DC-Spule 110 V DC | PDAL2/110DC INTERLOCKING MAGNET
1SCA107260R1001 | OTS2500G1S/3 | Active | 6417019407500 | 94.35 | 1 | 1 | stuk | AC Switch-disconnectors - accessories | BE31040 | SM (Switches&Fusegear) | stuk | Afdekpen OTS 2500G1S/3 | Cache-bornes isolants Gamme OT OTS2500G1S/3 | OTS2500G1S/3 Klemmenabdeckung Schnappbefestigung grauer Kunststoff | OTS2500G1S/3 TERMINAL SHROUD
1SCA107261R1001 | OTS2500G1L/3 | Active | 6417019407524 | 108.28 | 1 | 1 | stuk | AC Switch-disconnectors - accessories | BE31040 | SM (Switches&Fusegear) | stuk | Afdekpen OTS 2500G1L/3 | Cache-bornes isolants Gamme OT OTS2500G1L/3 | OTS2500G1L/3 Klemmenabdeckung Schnappbefestigung grauer Kunststoff | OTS2500G1L/3 TERMINAL SHROUD
1SCA107262R1001 | OTS2500G1L/4 | Active | 6417019407531 | 144.38 | 1 | 1 | stuk | AC Switch-disconnectors - accessories | BE31040 | SM (Switches&Fusegear) | stuk | Afdekpen OTS 2500G1L/4 | Cache-bornes isolants Gamme OT OTS2500G1L/4 | OTS2500G1L/4 Klemmenabdeckung Schnappbefestigung grauer Kunststoff | OTS2500G1L/4 TERMINAL SHROUD
1SCA107271R1001 | OTS2500G1S/4 | Active | 6417019407517 | 126.03 | 1 | 1 | stuk | AC Switch-disconnectors - accessories | BE31040 | SM (Switches&Fusegear) | stuk | Afdekpen OTS 2500G1S/4 | Cache-bornes isolants Gamme OT OTS2500G1S/4 | OTS2500G1S/4 Klemmenabdeckung Schnappbefestigung grauer Kunststoff | OTS2500G1S/4 TERMINAL SHROUD
1SCA107481R1001 | OTV1000ECK | Active | 6417019409863 | 161.51 | 1 | 1 | stuk | Transfer switches | BE31040 | SM (Switches&Fusegear) | stuk | Handvat OT serie OTV1000ECK | Poignée Gamme OT Pour inverseurs OT1000-2500_C. | OTV1000ECK Direktgriff schwarz inkl. Welle u. Abdeckung d. Mech | OTV1000ECK Handle+Cover
1SCA107745R1001 | OS630D02P | Active | 6417019400235 | 1057.21 | 1 | 1 | stuk | OS | BE31040 | SM (Switches&Fusegear) | stuk | Zek.Lastschak.OS630D02P | Interrupteur à fusible Gamme OS OS630D02P | OS630D02P Lasttrennschalter f. Sich. 2-polig 630A m. Griff u. Welle | OS630D02P SWITCH FUSE
1SCA107794R1001 | OSV800DK | Active | 6417019422701 | 90.17 | 1 | 1 | stuk | OS Accessories | BE31040 | SM (Switches&Fusegear) | stuk | Direct gemonteerd h,vat OSV800DK | Poignées sur appareil Gamme OS OSV800DK | OSV800DK Direktgriff schwarz 145mm inkl. Welle u. Abdeckung | OSV800DK DIRECT MOUNT HANDLE
1SCA107797R1001 | OSV1250DK | Active | 6417019422718 | 227.61 | 1 | 1 | stuk | OS Accessories | BE31040 | SM (Switches&Fusegear) | stuk | Direct gemonteerd h,vat OS1200..OS1250_K zw | Poignées sur appareil Gamme OS pour OS1200... OS1250_K, Noir | OSV1250DK Direktgriff schwarz 400mm inkl. Welle u. Abdeckung | OSV1250DK DIRECT MOUNT HANDLE
1SCA107832R1001 | OT630E33P | Active | 6417019413310 | 1015.59 | 1 | 1 | stuk | AC Switch-disconnectors | BE31040 | SM (Switches&Fusegear) | stuk | Lastscheider OT630E33P | Interrupteur-sectionneur Gamme OT OT630E33P | OT630E33P Lasttrennschalter 6-polig 630A m. Griff u. Welle | OT630E33P SWITCH-DISCONNECTOR |  | 5.14
1SCA107931R1001 | OTZ2500E | Active | 6417019413396 | 824.72 | 1 | 1 | stuk | AC Switch-disconnectors - accessories | BE31040 | SM (Switches&Fusegear) | stuk | Vierde pool OTZ2500E | Quatrième pole Gamme OT OTZ2500E | OTZ2500E 4. Pol für OT2000_-OT2500_ | OTZ2500E FOURTH POLE
1SCA107932R1001 | OS1250D03N3P | Active | 6417019413907 | 3867.85 | 1 | 1 | stuk | OS | BE31040 | SM (Switches&Fusegear) | stuk | Zek.Lastschak.OS1250D03N3P | Interrupteur à fusible Gamme OS OS1250D03N3P | Switch fuse OS range OS1250D03N3P | OS1250D03N3P SWITCH FUSE
1SCA107933R1001 | OS1250D22N2P | Active | 6417019413914 | 4332.82 | 1 | 1 | stuk | OS | BE31040 | SM (Switches&Fusegear) | stuk | Zek.Lastschak.OS1250D22N2P | Interrupteur à fusible Gamme OS OS1250D22N2P | OS1250D22N2P Lasttrennschalter f. Sich. 4-polig 1250A m. Griff u. Welle | OS1250D22N2P SWITCH FUSE
1SCA107935R1001 | OS1250DA22N2P | Active | 6417019413938 | 4332.82 | 1 | 1 | stuk | OS | BE31040 | SM (Switches&Fusegear) | stuk | Zek.Lastschak.OS1250DA22N2P | Interrupteur à fusible Gamme OS OS1250DA22N2P | Switch fuse OS range OS1250DA22N2P | OS1250DA22N2P SWITCH FUSE
1SCA107938R1001 | OSS1250G1L/3 | Active | 6417019413976 | 107.17 | 1 | 1 | stuk | OS Accessories | BE31040 | SM (Switches&Fusegear) | stuk | Afdekpen OSS 1250G1L/3 | Cache-bornes isolants Gamme OS OSS1250G1L/3 | OSS1250G1L/3 Klemmenabdeckung Schnappbefestigung grauer Kunststoff | OSS1250G1L/3 TERMINAL SHROUD
1SCA107939R1001 | OSS1250G1S/3 | Active | 6417019413983 | 94.1 | 1 | 1 | stuk | OS Accessories | BE31040 | SM (Switches&Fusegear) | stuk | Afdekpen OSS 1250G1S/3 | Cache-bornes isolants Gamme OS OSS1250G1S/3 | OSS1250G1S/3 Klemmenabdeckung Schnappbefestigung grauer Kunststoff | OSS1250G1S/3 TERMINAL SHROUD
1SCA107940R1001 | OSS1250G1L/4 | Active | 6417019413990 | 141.94 | 1 | 1 | stuk | OS Accessories | BE31040 | SM (Switches&Fusegear) | stuk | Afdekpen OSS 1250G1L/4 | Cache-bornes isolants Gamme OS OSS1250G1L/4 | OSS1250G1L/4 Klemmenabdeckung Schnappbefestigung grauer Kunststoff | OSS1250G1L/4 TERMINAL SHROUD
1SCA107943R1001 | OSP1250N | Active | 6417019414010 | 876.11 | 1 | 1 | stuk | OS Accessories | BE31040 | SM (Switches&Fusegear) | stuk | Vierde pool OSP1250N | Quatrième pole Gamme OS OSP1250N | OSP1250N geschalteter 4. Pol für OS1200_-1250_ | OSP1250N FOURTH POLE
1SCA108036R1001 | OT2000E03P | Active | 6417019413563 | 3145.93 | 1 | 1 | stuk | AC Switch-disconnectors | BE31040 | SM (Switches&Fusegear) | stuk | Lastscheider OT 2000E03P | Interrupteur-sectionneur Gamme OT 3P, 2000A | OT2000E03P Lasttrennschalter 3-polig 2000A m. Griff u. Welle | OT2000E03P SWITCH-DISCONNECTOR |  | 5.14
1SCA108037R1001 | OT2000E03N3P | Active | 6417019413587 | 4028.14 | 1 | 1 | stuk | AC Switch-disconnectors | BE31040 | SM (Switches&Fusegear) | stuk | Lastscheider OT2000E03N3P | Interrupteur-sectionneur Gamme OT OT2000E03N3P | OT2000E03N3P Lasttrennschalter 3-polig 2000A m. Griff u. Welle | OT2000E03N3P SWITCH-DISCONNECTOR |  | 5.14
1SCA108038R1001 | OT2000E04P | Active | 6417019413594 | 3971.86 | 1 | 1 | stuk | AC Switch-disconnectors | BE31040 | SM (Switches&Fusegear) | stuk | Lastscheider OT 2000E04P | Interrupteur-sectionneur Gamme OT OT2000E04P | OT2000E04P Lasttrennschalter 4-polig 2000A m. Griff u. Welle | OT2000E04P SWITCH-DISCONNECTOR |  | 5.14
1SCA108039R1001 | OT2000E12P | Active | 6417019414409 | 3145.93 | 1 | 1 | stuk | AC Switch-disconnectors | BE31040 | SM (Switches&Fusegear) | stuk | Lastscheider OT 2000E12P | Interrupteur-sectionneur Gamme OT OT2000E12P | OT2000E12P Lasttrennschalter 3-polig 2000A m. Griff u. Welle | OT2000E12P SWITCH-DISCONNECTOR |  | 5.14
1SCA108041R1001 | OT2000E22P | Active | 6417019414416 | 3971.86 | 1 | 1 | stuk | AC Switch-disconnectors | BE31040 | SM (Switches&Fusegear) | stuk | Lastscheider OT 2000E22P | Interrupteur-sectionneur Gamme OT OT2000E22P | OT2000E22P Lasttrennschalter 4-polig 2000A m. Griff u. Welle | OT2000E22P SWITCH-DISCONNECTOR |  | 5.14
1SCA108043R1001 | OXS6X105 | Active | 6417019424118 | 3.07 | 1 | 10 | stuk | AC Switch-disconnectors - accessories | BE31040 | SM (Switches&Fusegear) | stuk | Verlengas OS/OXS6X105 | Axe de prolongation Gamme OS/OT OXS6X105 | OXS6X105 Welle Länge 105mm Wellen-ø 6mm | OXS6X105 SHAFT
1SCA108045R1001 | OT2000E03W8P | Active | 6417019414447 | 4346.28 | 1 | 1 | stuk | AC Switch-disconnectors | BE31040 | SM (Switches&Fusegear) | stuk | Lastscheider OT2000E03W8P | OT2000E03W8P Sectionneur à fusible | OT2000E03W8P Lasttrennschalter 3-polig 2000A m. Griff u. Welle | OT2000E03W8P SWITCH-DISCONNECTOR |  | 5.14
1SCA108049R1001 | OT2500E03W8P | Active | 6417019414485 | 4253.29 | 1 | 1 | stuk | AC Switch-disconnectors | BE31040 | SM (Switches&Fusegear) | stuk | Lastscheider OT2500E03W8P | Interrupteur-sectionneur Gamme OT 3P, 2500A, avec poigneé et axe | OT2500E03W8P Lasttrennschalter 3-polig 2500A m. Griff u. Welle | OT2500E03W8P SWITCH-DISCONNECTOR |  | 5.14
1SCA108098R1001 | OS800DS30 | Active | 6417019414959 | 2257.56 | 1 | 1 | stuk | OS | BE31040 | SM (Switches&Fusegear) | stuk | VeilighedenL.Scheider OS800DS30 | OS800DS30 Fusible d'interrupteur | Switch Fuses OS Range 800A, 3 Pole, DIN3 | OS800DS30 SWITCH FUSE
1SCA108128R1001 | OS630DS03 | Active | 6417019415154 | 1410.83 | 1 | 1 | stuk | OS | BE31040 | SM (Switches&Fusegear) | stuk | Zek.Lastschak.OS630DS03 | Interrupteur à fusible Gamme OS OS630DS03 | Switch fuse OS serie 630A, 3 Pole, DIN3 | OS630DS03 SWITCH FUSE
1SCA108135R1001 | OS630DS30 | Active | 6417019415215 | 1394.93 | 1 | 1 | stuk | OS | BE31040 | SM (Switches&Fusegear) | stuk | VeilighedenL.Scheider OS 630DS30 | OS630DS30 SWITCH FUSE | Switch Fuses OS Serie 630A, 3 Pole, DIN3 | OS630DS30 SWITCH FUSE
1SCA108224R1001 | OXP6X170 | Active | 6417019424231 | 4.52 | 1 | 10 | stuk | AC Switch-disconnectors - accessories | BE31040 | SM (Switches&Fusegear) | stuk | OXP6X170 SHAFT | OXP6X170 SHAFT | OXP6X170 Welle Länge 170mm Wellen-ø 6mm | OXP6X170 SHAFT
1SCA108225R1001 | OXP6X265 | Active | 6417019424385 | 6.1 | 1 | 10 | stuk | AC Switch-disconnectors - accessories | BE31040 | SM (Switches&Fusegear) | stuk | Verlengas OS/OXP6X265 | Axe de prolongation Gamme OS/OT OXP6X265 | OXP6X265 Welle Länge 265mm Wellen-ø 6mm | OXP6X265 SHAFT
1SCA108226R1001 | OXP6X400 | Active | 6417019424392 | 9.24 | 1 | 10 | stuk | AC Switch-disconnectors - accessories | BE31040 | SM (Switches&Fusegear) | stuk | Verlengas OS/OXP6X400 | AXE DE PROLONGATION Gamme OS/OT | OXP6X400 Welle Länge 400mm Wellen-ø 6mm | OXP6X400 SHAFT
1SCA108230R1001 | OHBS2AJEH | Active | 6417019415604 | 33.64 | 1 | 10 | stuk | AC Switch-disconnectors - accessories | BE31040 | SM (Switches&Fusegear) | stuk | Handvat OT serie OHBS2AJEH | Poignée Gamme OT OHBS2AJEH | OHBS2AJEH Selektorgriff 0 OFF-1 ON schwarz Wellen-ø 6mm IP65 für Lasttrenn. | OHBS2AJEH HANDLE
1SCA108252R1001 | OHBS12 | Active | 6417019416151 | 10.84 | 1 | 10 | stuk | AC Switch-disconnectors - accessories | BE31040 | SM (Switches&Fusegear) | stuk | Handvat OS/OT serie OHBS12 | Poignée Gamme OS/OT OHBS12 | OHBS12 Knebelgriff schwarz 37mm Direktmontage | OHBS12 HANDLE
1SCA108253R1001 | OHRS12 | Active | 6417019416175 | 10.84 | 1 | 10 | stuk | AC Switch-disconnectors - accessories | BE31040 | SM (Switches&Fusegear) | stuk | Handvat OS/OT serie OHRS12 | Poignée Gamme OS/OT OHRS12 | OHRS12 Knebelgriff rot 37mm Direktmontage | OHRS12 HANDLE
1SCA108319R1001 | OHBS3/1 | Active | 6417019431826 | 8.32 | 1 | 10 | stuk | AC Switch-disconnectors - accessories | BE31040 | SM (Switches&Fusegear) | stuk | Handvat OT serie OHBS3/1 | Poignée Gamme OT OHBS3/1 | OHBS3/1 Knebelgriff schwarz 39mm Direktmontage | OHBS3/1 HANDLE
1SCA108320R1001 | OHBS3 | Active | 6417019422893 | 8.27 | 1 | 10 | stuk | AC Switch-disconnectors - accessories | BE31040 | SM (Switches&Fusegear) | stuk | Handvat OS/OT serie OHBS3 | Poignée Gamme OS/OT OHBS3 | OHBS3 Knebelgriff schwarz 39mm Direktmontage | OHBS3 HANDLE
1SCA108347R1001 | OT30F4N2 | Active | 6417019416472 | 137.43 | 1 | 10 | stuk | AC Switch-disconnectors | BE31040 | SM (Switches&Fusegear) | stuk | Lastscheider OT30F4N2 | OT30F4N2 SWITCH-DISCONNECTOR | OT30F4N2 Lasttrennschalter 4-polig 30A o. Griff u. Welle UL/CSA | OT30F4N2 SWITCH-DISCONNECTOR |  | 5.14
1SCA108348R1001 | OT60F4N2 | Active | 6417019416496 | 86.64 | 1 | 10 | stuk | AC Switch-disconnectors | BE31040 | SM (Switches&Fusegear) | stuk | Lastscheider OT60F4N2 | Interrupteur-sectionneur Gamme OT OT60F4N2 | OT60F4N2 Lasttrennschalter 4-polig 60A o. Griff u. Welle | OT60F4N2 SWITCH-DISCONNECTOR |  | 5.14
1SCA108355R1001 | OT1000E04K | Active | 6417019416717 | 1616.4 | 1 | 1 | stuk | AC Switch-disconnectors | BE31040 | SM (Switches&Fusegear) | stuk | Lastscheider OT1000E04K | Interrupteur-sectionneur Gamme OT OT1000E04K | OT1000E04K Lasttrennschalter 4-polig 1000A m. direkt mont. Griff | OT1000E04K SWITCH-DISCONNECTOR |  | 5.14
1SCA108359R1001 | OT2000E03K | Active | 6417019427034 | 3302.54 | 1 | 1 | stuk | AC Switch-disconnectors | BE31040 | SM (Switches&Fusegear) | stuk | Lastscheider OT2000E03K | Interrupteur-sectionneur Gamme OT OT2000E03K | OT2000E03K Lasttrennschalter 3-polig 2000A m. direkt mont. Griff | OT2000E03K SWITCH-DISCONNECTOR |  | 5.14
1SCA108363R1001 | OT2500E04K | Active | 6417019416786 | 3896.11 | 1 | 1 | stuk | AC Switch-disconnectors | BE31040 | SM (Switches&Fusegear) | stuk | Lastscheider OT2500E04K | OT2500E04K SWITCH-DISCONNECTOR | OT2500E04K Lasttrennschalter 4-polig 2500A m. direkt mont. Griff | OT2500E04K SWITCH-DISCONNECTOR |  | 5.14
1SCA108489R1001 | OT160E04CFP | Active | 6417019399706 | 731.99 | 1 | 1 | stuk | Manual transfer switches | BE31040 | SM (Switches&Fusegear) | stuk | OT160E04CFP OT160E04CFP | OT160E04CFP CHANGE-OVER SWITCH | OT160E04CFP Lastumschalter 4-polig 160A m. Griff u. Welle | OT160E04CFP CHANGE-OVER SWITCH
1SCA108491R1001 | OT160E04CLP | Active | 6417019399492 | 811.26 | 1 | 1 | stuk | Manual transfer switches | BE31040 | SM (Switches&Fusegear) | stuk | Omkeer schak.4P 1-11 indicat OT160E04CLP | INVERS.MANUEL OT160E04CLP INVERSEUR DE Tarif PublicRCES MANUEL I-I+II-II 160A 4 PÔLES | OT160E04CLP Lastumschalter o. 0 Pos. 4-polig 160A m. Griff u. Welle | OT160E04CLP CHANGE-OVER SWITCH
1SCA108494R1001 | OT160E04WCLP | Active | 6417019399461 | 784.23 | 1 | 1 | stuk | Manual transfer switches | BE31040 | SM (Switches&Fusegear) | stuk | Handgeschakelde omschakelaar I - I+II - II OT serie OT160E04WCLP | Inverseur manuelle I - I+II - II Gamme OT OT160E04WCLP | Manual change-over switch I - I+II - II OT range OT160E04WCLP | Manual change-over switch I - I+II - II OT range OT160E04WCLP
1SCA108545R1001 | OHBS8 | Active | 6417019418674 | 4.22 | 1 | 1 | stuk | AC Switch-disconnectors - accessories | BE31040 | SM (Switches&Fusegear) | stuk | Handvat OT serie OHBS8 | Poignée Gamme OT pour OT16...40F3/F4 | Handle OT range for OT16...40F3/F4 | OHBS8 ADAPTER HANDLE
1SCA108546R1001 | OHBS7 | Active | 6417019418698 | 8.32 | 1 | 1 | stuk | AC Switch-disconnectors - accessories | BE31040 | SM (Switches&Fusegear) | stuk | H,greep OT OHBS7 | POIGNEE MODULAIRE OHBS7 POIGNÉE PROFILE MODULAIRE OT16#40F4 | OHBS7 Selektorgriff Zubehör für Lasttrennschalter OT_ | OHBS7 ADAPTER HANDLE
1SCA108593R1001 | OT250E03CLP | Active | 6417019399522 | 795.36 | 1 | 1 | stuk | Manual transfer switches | BE31040 | SM (Switches&Fusegear) | stuk | omschak.OT250E03CLP | Interrupteur-inverseur Gamme OT OT250E03CLP | OT250E03CLP Lastumschalter o. 0 Pos. 3-polig 250A m. Griff u. Welle | OT250E03CLP CHANGE-OVER SWITCH
1SCA108598R1001 | OHRS2 | Active | 6417019418773 | 6.73 | 1 | 10 | stuk | AC Switch-disconnectors - accessories | BE31040 | SM (Switches&Fusegear) | stuk | Handvat OS/OT serie OHRS2 | Poignée Gamme OS/OT OHRS2 | OHRS2 Knebelgriff rot 40mm Direktmontage | OHRS2 HANDLE
1SCA108599R1001 | OHRS2/1 | Active | 6417019418797 | 3.5 | 1 | 10 | stuk | AC Switch-disconnectors - accessories | BE31040 | SM (Switches&Fusegear) | stuk | Handvat OT serie OHRS2/1 | Poignée Gamme OT pour OT63...125F3/F4, 40mm, Rouge | OHRS2/1 Knebelgriff rot 40mm Direktmontage | OHRS2/1 HANDLE
1SCA108605R1001 | OT250E04CLP | Active | 6417019399478 | 1100.03 | 1 | 1 | stuk | Manual transfer switches | BE31040 | SM (Switches&Fusegear) | stuk | Bypass schak.4P 1-11 indicat OT 250E04CLP | INVERS.MANUEL OT250E04CLP INVERSEUR DE Tarif PublicRCES MANUEL I-I+II-II 250A 4 PÔLES | OT250E04CLP Lastumschalter o. 0 Pos. 4-polig 250A m. Griff u. Welle | OT250E04CLP CHANGE-OVER SWITCH
1SCA108636R1001 | OS25FF1210 | Active | 6417019418971 | 160.29 | 1 | 1 | stuk | OS Mini | BE31040 | SM (Switches&Fusegear) | stuk | Zek.Lastschak.OS25FF1210 | Interrupteur à fusible Gamme OS OS25FF1210 | OS25FF1210 Lasttrennschalter f. Sich. 3-polig 25A o. Griff u. Welle | OS25FF1210 SWITCH FUSE
1SCA108637R1001 | OS25FF2210F | Active | 6417019418995 | 188.43 | 1 | 1 | stuk | OS Mini | BE31040 | SM (Switches&Fusegear) | stuk | Zek.Lastschak.OS25FF2210F | Interrupteur à fusible Gamme OS OS25FF2210F | OS25FF2210F Lasttrennschalter f. Sich. 4-polig 25A o. Griff u. Welle | OS25FF2210F SWITCH FUSE
1SCA108639R1001 | OS25FFS3010 | Active | 6417019419039 | 183.54 | 1 | 1 | stuk | OS Mini | BE31040 | SM (Switches&Fusegear) | stuk | Zek.Lastschak.OS25FFS3010 | Interrupteur à fusible Gamme OS OS25FFS3010 | Switch fuse OS range OS25FFS3010 | OS25FFS3010 SWITCH FUSE
1SCA108641R1001 | OT400E03CLP | Active | 6417019401638 | 1267.67 | 1 | 1 | stuk | Manual transfer switches | BE31040 | SM (Switches&Fusegear) | stuk | Omkeerschak.400A 3P 1 1+2 2 gesloten transitie | INVERS.MANUEL OT400E03CLP INVERSEUR DE Tarif PublicRCES MANUEL I-I+II-II 400A 3 PÔLES | OT400E03CLP Lastumschalter o. 0 Pos. 3-polig 400A m. Griff u. Welle | OT400E03CLP CHANGE-OVER SWITCH
1SCA108642R1001 | OS32FF1214 | Active | 6417019419077 | 186.51 | 1 | 1 | stuk | OS | BE31040 | SM (Switches&Fusegear) | stuk | Zek.Lastschak.OS32FF1214 | Interrupteur à fusible Gamme OS OS32FF1214 | OS32FF1214 Lasttrennschalter f. Sich. 3-polig 32A o. Griff u. Welle | OS32FF1214 SWITCH FUSE
1SCA108643R1001 | OS32FF2214F | Active | 6417019419091 | 286.95 | 1 | 1 | stuk | OS | BE31040 | SM (Switches&Fusegear) | stuk | Zek.Lastschak.OS32FF2214F | Interrupteur à fusible Gamme OS OS32FF2214F | OS32FF2214F Lasttrennschalter f. Sich. 4-polig 32A o. Griff u. Welle | OS32FF2214F SWITCH FUSE
1SCA108650R1001 | OT400E04CFP | Active | 6417019401959 | 2203.72 | 1 | 1 | stuk | Manual transfer switches | BE31040 | SM (Switches&Fusegear) | stuk | H,geschakelde omschak.OT400E04CFP | Inverseur manuelle Gamme OT OT400E04CFP | OT400E04CFP Lastumschalter 4-polig 400A m. Griff u. Welle | OT400E04CFP CHANGE-OVER SWITCH
1SCA108665R1001 | OHBS9 | Active | 6417019424101 | 10.33 | 1 | 10 | stuk | AC Switch-disconnectors - accessories | BE31040 | SM (Switches&Fusegear) | stuk | Handvat OS/OT serie OHBS9 | Poignée Gamme OS/OT Noir, IP 65 | OHBS9 Knebelgriff schwarz 72mm Direktmontage | OHBS9 HANDLE
1SCA108666R1001 | OHRS9 | Active | 6417019423135 | 10.33 | 1 | 10 | stuk | AC Switch-disconnectors - accessories | BE31040 | SM (Switches&Fusegear) | stuk | Handvat OS/OT serie OHRS9 | Poignée Gamme OS/OT OHRS9 | OHRS9 Knebelgriff rot 72mm Direktmontage | OHRS9 HANDLE
1SCA108667R1001 | OHRS3 | Active | 6417019423128 | 8.27 | 1 | 10 | stuk | AC Switch-disconnectors - accessories | BE31040 | SM (Switches&Fusegear) | stuk | Handvat OS/OT serie OHRS3 | Poignée Gamme OS/OT OHRS3 | OHRS3 Knebelgriff rot 39mm Direktmontage | OHRS3 HANDLE
1SCA108688R1001 | OHRS3/1 | Active | 6417019434735 | 9.79 | 1 | 10 | stuk | AC Switch-disconnectors - accessories | BE31040 | SM (Switches&Fusegear) | stuk | Handvat OS/OT serie OHRS3/1 | Poignée Gamme OS/OT OHRS3/1 | OHRS3/1 Knebelgriff rot 39mm Direktmontage | OHRS3/1 HANDLE
1SCA108689R1001 | OHBS9/1 | Active | 6417019432991 | 10.62 | 1 | 10 | stuk | AC Switch-disconnectors - accessories | BE31040 | SM (Switches&Fusegear) | stuk | OHBS9/1 H,LE | POIGNEE OHBS9/1 POIGNÉE NOIRE NON CADENASSABLE OT63#125F6/F8 X1 | OHBS9/1 Knebelgriff schwarz 72mm Direktmontage | OHBS9/1 HANDLE
1SCA108690R1001 | OHRS9/1 | Active | 6417019434308 | 10.62 | 1 | 10 | stuk | AC Switch-disconnectors - accessories | BE31040 | SM (Switches&Fusegear) | stuk | OHRS9/1 H,LE | POIGNEE OHRS9/1 POIGNÉE ROUGE NON CADENASSABLE OT63#125F6/F8 X1 | OHRS9/1 Knebelgriff rot 72mm Direktmontage | OHRS9/1 HANDLE
1SCA108704R1001 | OS630D03K | Active | 6417019419312 | 1297.04 | 1 | 1 | stuk | OS | BE31040 | SM (Switches&Fusegear) | stuk | Zek.Lastschak.OS630D03K directMounted h,le | Interrupteur à fusible Gamme OS OS630D03Kdirect mounted handle | OS630D03K Lasttrennschalter f. Sich. 3-polig 630A m. direkt mon. Griff | OS630D03K SWITCH FUSE
1SCA108718R1001 | OS1250D03K | Active | 6417019419466 | 3455.49 | 1 | 1 | stuk | OS | BE31040 | SM (Switches&Fusegear) | stuk | Zek.Lastschak.OS1250D03K | Interrupteur à fusible Gamme OS OS1250D03K | OS1250D03K Lasttrennschalter f. Sich. 3-polig 1250A m. direkt mon. Griff | OS1250D03K SWITCH FUSE
1SCA108720R1001 | OS1250DA03K | Active | 6417019419480 | 3455.49 | 1 | 1 | stuk | OS | BE31040 | SM (Switches&Fusegear) | stuk | Zek.Lastschak.OS1250DA03K | Interrupteur à fusible Gamme OS OS1250DA03K | OS1250DA03K Lasttrennschalter f. Sich. 3-polig 1250A m. direkt mon. Griff | OS1250DA03K SWITCH FUSE
1SCA108725R1001 | OS800D03K | Active | 6417019419701 | 2151.13 | 1 | 1 | stuk | OS | BE31040 | SM (Switches&Fusegear) | stuk | OS800D03K schak.Zek.OS800D03K | OS800D03K Fusible interrupteur | OS800D03K Lasttrennschalter f. Sich. 3-polig 800A m. direkt mon. Griff | OS800D03K SWITCH FUSE
1SCA108790R1001 | OS20FB12A1 | Active | 6417019420332 | 173.76 | 1 | 1 | stuk | OS Mini | BE31040 | SM (Switches&Fusegear) | stuk | Zek.Lastschak.OS20FB12A1 | Interrupteur à fusible Gamme OS OS20FB12A1 | Switch fuse OS range OS20FB12A1 | OS20FB12A1 SWITCH FUSE
1SCA108791R1001 | OS20FB12A1-2 | Active | 6417019420356 | 141.77 | 1 | 1 | stuk | OS Mini | BE31040 | SM (Switches&Fusegear) | stuk | Zek.Lastschak.OS20FB12A1-2 | Interrupteur à fusible, Gamme OS, OS20FB12A1-2 | OS20FB12A1-2 Switch Fuse | OS20FB12A1-2 SWITCH FUSE
1SCA108796R1001 | OS20FB22A1N1 | Active | 6417019420455 | 209.25 | 1 | 1 | stuk | OS Mini | BE31040 | SM (Switches&Fusegear) | stuk | Zek.Lastschak.OS20FB22A1N1 | Interrupteur à fusible Gamme OS OS20FB22A1N1 | Switch fuse OS range OS20FB22A1N1 | OS20FB22A1N1 SWITCH FUSE
1SCA108817R1001 | OS30FACC12P | Active | 6417019420790 | 203.12 | 1 | 1 | stuk | OS Mini | BE31040 | SM (Switches&Fusegear) | stuk | Zek.Lastschak.OS30FACC12P | Interrupteur à fusible Gamme OS OS30FACC12P | OS30FACC12P Lasttrennschalter f. Sich. 3-polig 30A m. Griff u. Welle UL/CSA | OS30FACC12P FUSIBLE DISCONNECT SWITCH
1SCA108853R1001 | OS32FB22A1N1 | Active | 6417019421377 | 225.76 | 1 | 1 | stuk | OS | BE31040 | SM (Switches&Fusegear) | stuk | Zek.Lastschak.OS32FB22A1N1 | Interrupteur à fusible Gamme OS OS32FB22A1N1 | Switch fuse OS range OS32FB22A1N1 | OS32FB22A1N1 SWITCH FUSE
1SCA108914R1001 | OS40FD12000 | Active | 6417019421797 | 245.94 | 1 | 1 | stuk | OS Mini | BE31040 | SM (Switches&Fusegear) | stuk | Zek.Lastschak.OS40FD12000 | Interrupteur à fusible Gamme OS OS40FD12000 | OS40FD12000 Lasttrennschalter f. Sich. 3-polig 40A m. Griff u. Welle | OS40FD12000 SWITCH FUSE
1SCA108938R1001 | OS40FD22000N1 | Active | 6417019421896 | 294.88 | 1 | 1 | stuk | OS Mini | BE31040 | SM (Switches&Fusegear) | stuk | Zek.Lastschak.OS40FD22000N1 | Interrupteur à fusible Gamme OS OS40FD22000N1 | OS40FD22000N1 Lasttrennschalter f. Sich. 4-polig 40A m. Griff u. Welle | OS40FD22000N1 SWITCH FUSE
1SCA108942R1001 | OS40FDS30000 | Active | 6417019421933 | 259.41 | 1 | 1 | stuk | OS Mini | BE31040 | SM (Switches&Fusegear) | stuk | Zek.Lastschak.OS40FDS30000 | Interrupteur à fusible Gamme OS OS40FDS30000 | OS40FDS30000 Lasttrennschalter f. Sich. 3-polig 40A m. Griff u. Welle | OS40FDS30000 SWITCH FUSE
1SCA109015R1001 | OHBS5 | Active | 6417019424828 | 20.64 | 1 | 1 | stuk | AC Switch-disconnectors - accessories | BE31040 | SM (Switches&Fusegear) | stuk | Handvat OS serie OHBS5 | Poignée Gamme OS OHBS5 | OHBS5 Griff schwarz Wellen-ø 6mm | OHBS5 HANDLE
1SCA109016R1001 | OHB65J6TE00S | Active | 6417019422671 | 30.1 | 1 | 1 | stuk | AC Switch-disconnectors - accessories | BE31040 | SM (Switches&Fusegear) | stuk | OHB65J6TE00S H,LE | OHB65J6TE00S Poignée | Pistol handle, black, IP65, diam. 6 mm, padlockable with test for OS mini side mounting | OHB65J6TE00S HANDLE
1SCA109088R1001 | OHBS1/1 | Active | 6417019424682 | 6.73 | 1 | 10 | stuk | AC Switch-disconnectors - accessories | BE31040 | SM (Switches&Fusegear) | stuk | Handvat OS/OT serie OHBS1/1 | Poignée Gamme OS/OT OHBS1/1 | OHBS1/1 Knebelgriff schwarz 31mm Direktmontage | OHBS1/1 HANDLE
1SCA109089R1001 | OHBS2 | Active | 6417019423050 | 6.43 | 1 | 10 | stuk | AC Switch-disconnectors - accessories | BE31040 | SM (Switches&Fusegear) | stuk | Bedien.knop zw OHBS2 | Manette, noir OHBS2 | OHBS2 Knebelgriff schwarz 40mm Direktmontage | OHBS2 HANDLE
1SCA109090R1001 | OHBS2/1 | Active | 6417019423074 | 3.5 | 1 | 10 | stuk | AC Switch-disconnectors - accessories | BE31040 | SM (Switches&Fusegear) | stuk | Handvat OT serie OHBS2/1 | Poignée Gamme OT pour OT63...125F3/F4, 40mm | OHBS2/1 Knebelgriff schwarz 40mm Direktmontage | OHBS2/1 HANDLE
1SCA109092R1001 | OHBS11 | Active | 6417019424699 | 10.84 | 1 | 10 | stuk | AC Switch-disconnectors - accessories | BE31040 | SM (Switches&Fusegear) | stuk | Handvat OT serie OHBS11 | Poignée Gamme OT OHB11 | OHBS11 Knebelgriff schwarz 57,5mm Direktmontage | OHBS11 HANDLE
1SCA109093R1001 | OHBS11/1 | Active | 6417019424804 | 10.84 | 1 | 10 | stuk | AC Switch-disconnectors - accessories | BE31040 | SM (Switches&Fusegear) | stuk | Bedien.knop OT100-125F_C OHBS11/1 | Manette Pour OT100-125F_C OHBS11/1 | OHBS11/1 Knebelgriff schwarz 57,5mm Direktmontage | OHBS11/1 HANDLE
1SCA109094R1001 | OHBS12/1 | Active | 6417019424811 | 10.33 | 1 | 10 | stuk | AC Switch-disconnectors - accessories | BE31040 | SM (Switches&Fusegear) | stuk | Bedien.knop zw OHBS12/1 | Manette noir Gamme OT OHBS12/1 | OHBS12/1 Knebelgriff schwarz 37mm Direktmontage | OHBS12/1 HANDLE
1SCA109096R1001 | OHRS1/1 | Active | 6417019424835 | 12.91 | 1 | 10 | stuk | AC Switch-disconnectors - accessories | BE31040 | SM (Switches&Fusegear) | stuk | Knop OT16..80 OTDC1632F rood OHRS1/1 | POIGNEE OHRS1/1 POIGNÉE ROUGE NON CADENASSABLE OT80#80F, OTDC16#32F X1 | OHRS1/1 Knebelgriff rot 31mm Direktmontage | OHRS1/1 HANDLE
1SCA109097R1001 | OHRS12/1 | Active | 6417019424842 | 10.23 | 1 | 10 | stuk | AC Switch-disconnectors - accessories | BE31040 | SM (Switches&Fusegear) | stuk | OHRS12/1 H,LE | OHRS12/1 HANDLE | OHRS12/1 Knebelgriff rot 37mm Direktmontage | OHRS12/1 HANDLE
1SCA109328R1001 | OXZB6X200 | Active | 6417019426303 | 14.75 | 1 | 1 | stuk | AC Switch-disconnectors - accessories | BE31040 | SM (Switches&Fusegear) | stuk | VerlengasMNS OXZB6X200 | OXZB6X200 SHAFT | Shaft for MNS | OXZB6X200 SHAFT
1SCA109329R1001 | OXZB6X112 | Active | 6417019426310 | 12.17 | 1 | 1 | stuk | AC Switch-disconnectors - accessories | BE31040 | SM (Switches&Fusegear) | stuk | OXZB6X112 SHAFT | OXZB6X112 SHAFT | shaft | OXZB6X112 SHAFT
1SCA109356R1001 | OT2000E22 | Active | 6417019424736 | 4050.17 | 1 | 1 | stuk | AC Switch-disconnectors | BE31040 | SM (Switches&Fusegear) | stuk | Lastscheider OT2000E22 | Interrupteur-sectionneur Gamme OT OT2000E22 | OT2000E22 Lasttrennschalter 4-polig 2000A o. Griff u. Welle | OT2000E22 SWITCH-DISCONNECTOR |  | 5.14
1SCA109366R1001 | OHBS2AJE20 | Active | 6417019425368 | 13.7 | 1 | 1 | stuk | AC Switch-disconnectors - accessories | BE31040 | SM (Switches&Fusegear) | stuk | OHBS2AJE20 H,LE | OHBS2AJE20 HANDLE | HANDLE FOR OT 6MM SHAFT PADLOCKABLE IN O AND I POSITION | OHBS2AJE20 HANDLE
1SCA109406R1001 | OXP6X110 | Active | 6417019425962 | 3.05 | 1 | 10 | stuk | AC Switch-disconnectors - accessories | BE31040 | SM (Switches&Fusegear) | stuk | Verlengas OS/OT serie OXP6X110 | Axe de prolongation Gamme OS/OT OXP6X110 | Shaft OS/OT range OXP6X110 | Shaft OS/OT range OXP6X110
1SCA109413R1001 | OXP6X265V2 | Active | 6417019426037 | 6.33 | 1 | 10 | stuk | AC Switch-disconnectors - accessories | BE31040 | SM (Switches&Fusegear) | stuk | Verlengas OS/OT serie OXP6X265V2 | Axe de prolongation Gamme OS/OT OXP6X265V2 | Shaft OS/OT range OXP6X265V2 | Shaft OS/OT range OXP6X265V2
1SCA109416R1001 | OXP6X500 | Active | 6417019426068 | 10.46 | 1 | 10 | stuk | AC Switch-disconnectors - accessories | BE31040 | SM (Switches&Fusegear) | stuk | Verlengas OS/OXP6X500 | Axe de prolongation Gamme OS/OT OXP6X500 | OXP6X500 Welle Länge 500mm Wellen-ø 6mm | OXP6X500 SHAFT
1SCA109428R1001 | OHRS13 | Active | 6417019425634 | 7.89 | 1 | 10 | stuk | AC Switch-disconnectors - accessories | BE31040 | SM (Switches&Fusegear) | stuk | OHRS13 Hendel H,GREEP KLEIN zw | OHRS13 HANDLE | Mounting directly to the switch, no shaft needed. | OHRS13 HANDLE
1SCA109802R1001 | OT630E11P | Active | 6417019428161 | 589.79 | 1 | 1 | stuk | AC Switch-disconnectors | BE31040 | SM (Switches&Fusegear) | stuk | Lastscheider OT630E11P | OT630E11P Sectionneur à fusible | Switch-disconnector, 2p, 630A Including terminal bolt kit, a black ON-OFF plastic handle OHB200J12P and shaft OXP12x280 as standard. | OT630E11P SWITCH-DISCONNECTOR |  | 5.14
1SCA109812R1001 | OT2000E12 | Active | 6417019430744 | 3109.2 | 1 | 1 | stuk | AC Switch-disconnectors | BE31040 | SM (Switches&Fusegear) | stuk | Lastscheider OT2000E12 | Interrupteur-sectionneur Gamme OT OT2000E12 | OT2000E12 Lasttrennschalter 3-polig 2000A o. Griff u. Welle | OT2000E12 SWITCH-DISCONNECTOR |  | 5.14
1SCA109848R1001 | OHB45L6 | Active | 6417019431437 | 63.38 | 1 | 1 | stuk | AC Switch-disconnectors - accessories | BE31040 | SM (Switches&Fusegear) | stuk | OHB45L6 H,LE | OHB45L6 HANDLE | OHB45L6 Pistolengriff schwarz 45mm Wellen-ø 6mm | OHB45L6 HANDLE
1SCA109850R1001 | OHY65L6 | Active | 6417019431451 | 77.21 | 1 | 1 | stuk | AC Switch-disconnectors - accessories | BE31040 | SM (Switches&Fusegear) | stuk | Pistoolgreep rood/geel IP65 OHY 65L6 | OHY65L6 HANDLE | Handle red/yellow, ip65 padlockable | OHY65L6 HANDLE
1SCA109852R1001 | OHYS7 | Active | 6417019444932 | 8.32 | 1 | 1 | stuk | AC Switch-disconnectors - accessories | BE31040 | SM (Switches&Fusegear) | stuk | H,greep OT OHYS7 | OHYS7 Poignée d#adaptateur | OHYS7 Griff rot | OHYS7 ADAPTER HANDLE
1SCA109854R1001 | OT630E11 | Active | 6417019431109 | 460.58 | 1 | 1 | stuk | AC Switch-disconnectors | BE31040 | SM (Switches&Fusegear) | stuk | Lastscheider OT630E11 | OT630E11 SWITCH-DISCONNECTOR | OT630E11 | OT630E11 SWITCH-DISCONNECTOR |  | 5.14
1SCA109862R1001 | OHYS8 | Active | 6417019431185 | 4.5 | 1 | 1 | stuk | AC Switch-disconnectors - accessories | BE31040 | SM (Switches&Fusegear) | stuk | Handvat OT serie OHYS8 | Poignée Gamme OT pour OT16...40F3/F4 | Handle OT range for OT16...40F3/F4 | OHYS8 ADAPTER HANDLE
1SCA109884R1001 | OTPE40FD | Active | 6417019431383 | 7.89 | 1 | 1 | stuk | AC Switch-disconnectors - accessories | BE31040 | SM (Switches&Fusegear) | stuk | Aardleiding OT 16..40FT OTPE40FD | 4EME POLE OTPE40FD POLE DE TERRE POUR OT16-40F | OTPE40FD Schutzerdung für OT16_-40FT3 | OTPE40FD EARTH TERMINAL
1SCA110201R1001 | OS400D11 | Active | 6417019434322 | 624.04 | 1 | 1 | stuk | OS | BE31040 | SM (Switches&Fusegear) | stuk | Zek.Lastschak.OS OS400D11 | Interrupteur à fusible Gamme OS OS400D11 | Switch fuse OS range OS400D11 | OS400D11 SWITCH FUSE
1SCA111009R1001 | OTPS60FP | Active | 6417019441832 | 26.32 | 1 | 1 | stuk | AC Switch-disconnectors - accessories | BE31040 | SM (Switches&Fusegear) | stuk | Vierde P OTPS60FP | Quatrième pole Gamme OT OTPS60FP | OTPS60FP 4. Pol für OTM40 | OTPS60FP FOURTH POLE
1SCA111016R1001 | OTPE60FP | Active | 6417019441979 | 24.23 | 1 | 1 | stuk | AC Switch-disconnectors - accessories | BE31040 | SM (Switches&Fusegear) | stuk | OTPE60FP Aardbeveiligingklem OTPE60FP | OTPE60FP Borne de terre de protection | OTPE60FP Schutzerdung für OTM40 | OTPE60FP EARTH TERMINAL
1SCA111274R1001 | OX6X85 | Active | 6417019456300 | 5.19 | 1 | 10 | stuk | AC Switch-disconnectors - accessories | BE31040 | SM (Switches&Fusegear) | stuk | Verlengas OS OX6X85 | Axe de prolongation Gamme OS OX6X85 | OX6X85 Welle Länge 85mm Wellen-ø 6mm | OX6X85 SHAFT
1SCA111275R1001 | OX6X155 | Active | 6417019456317 | 5.3 | 1 | 10 | stuk | AC Switch-disconnectors - accessories | BE31040 | SM (Switches&Fusegear) | stuk | Verlengas rondegreep OX6X155 OX6X155 | Axe pour pignée ronde OX6X155 diamètre 6 mm, axe longeur 155 | OX6X155 Welle Länge 155mm Wellen-ø 6mm | OX6X155 SHAFT
1SCA111301R1001 | OTV1000ECMK | Active | 6417019445465 | 482.11 | 1 | 1 | stuk | Transfer switches | BE31040 | SM (Switches&Fusegear) | stuk | Transfer switches OTV1000ECMK | Poignée Gamme OT Pour inverseurs OT1000-2500_C. | OTV1000ECMK Direktgriff schwarz inkl. Welle u. Abdeckung d. Mech | OTV1000ECMK Handle kit
1SCA111356R1001 | PDAL2/240AC60HZ | Active | 6417019446004 | 152.95 | 1 | 1 | stuk | AC Switch-disconnectors - accessories | BE31040 | SM (Switches&Fusegear) | stuk | PDAL2/240AC60HZ INTERLOCKINGMAGNET | BOBINE VEROUILLAGE PDAL2/240AC60HZ | PDAL2/240AC60HZ AC-Spule 240 VAC 60 Hz | PDAL2/240AC60HZ INTERLOCKING MAGNET
1SCA111410R1001 | OT630E33P31 | Active | 6417019446318 | 1067 | 1 | 1 | stuk | AC Switch-disconnectors | BE31040 | SM (Switches&Fusegear) | stuk | Lastscheider OT630E33P31 | Interrupteur-sectionneur Gamme OT OT630E33P31 | Switch-disconnector OT range OT630E33P31 | OT630E33P31 SWITCH-DISCONNECTOR |  | 5.14
1SCA111413R1001 | OTVS1 | Active | 6417019447032 | 8.03 | 1 | 1 | stuk | AC Switch-disconnectors - accessories | BE31040 | SM (Switches&Fusegear) | stuk | OTVS1 H,LE STORAGE CLIP | OTVS1 HANDLE STORAGE CLIP | OTVS1 Aufbewahrungsclip f. Griff u. Ersatzsicherung für OTM_ | OTVS1 HANDLE STORAGE CLIP
1SCA111414R1001 | OTVS2 | Active | 6417019447049 | 8.03 | 1 | 1 | stuk | AC Switch-disconnectors - accessories | BE31040 | SM (Switches&Fusegear) | stuk | OTVS2 H,LE STORAGE CLIP | OTVS2 HANDLE STORAGE CLIP | OTVS2 Aufbewahrungsclip f. Griff u. Ersatzsicherung für OTM_ | OTVS2 HANDLE STORAGE CLIP
1SCA111427R1001 | OZ331P67B | Active | 4034656512811 | 24.48 | 1 | 1 | stuk | AC Switch-disconnectors - accessories | BE31040 | SM (Switches&Fusegear) | stuk | Handvat OS/OT serie OZ331P67B | Poignée Gamme OS/OT Poignée ronde verrouillable pour OT16... | OZ331P67B Rundgriff schwarz Wellen-ø 6mm IP67 für Lasttrenn | OZ331P67B PADLOCKABLE IP67 HANDLE
1SCA111459R1001 | OX6X60 | Active | 6417019446738 | 2.53 | 1 | 10 | stuk | AC Switch-disconnectors - accessories | BE31040 | SM (Switches&Fusegear) | stuk | Verlengas OTC46LM40/OT40F_ | Axe de prolongation Gamme OT OTC46LM40/OT40F_ | OX6X60 Welle Länge 60mm Wellen-ø 6mm | OX6X60 SHAFT
1SCA111460R1001 | OX6X130 | Active | 6417019446745 | 4.78 | 1 | 10 | stuk | AC Switch-disconnectors - accessories | BE31040 | SM (Switches&Fusegear) | stuk | Verlengas OS OX6X130 | Axe de prolongation Gamme OS OX6X130 | OX6X130 Welle Länge 130mm Wellen-ø 6mm | OX6X130 SHAFT
1SCA111520R1001 | OPBS1EN1 | Active | 6417019447230 | 8.65 | 1 | 1 | stuk | AC Switch-disconnectors - accessories | BE31040 | SM (Switches&Fusegear) | stuk | OPBS1EN1 LEGEND PLATE | OPBS1EN1 LEGEND PLATE | OPBS1EN1 Textschild schwarz f. OH1_ u. OH3_ Griffe | OPBS1EN1 LEGEND PLATE
1SCA111535R1001 | OS630D12K | Active | 6417019434643 | 1193.69 | 1 | 1 | stuk | OS | BE31040 | SM (Switches&Fusegear) | stuk | OS 630D12K OS 630D12K | OS630D12K SWITCH FUSE | OS630D12K Lasttrennschalter f. Sich. 3-polig 630A m. direkt mont. Griff | OS630D12K SWITCH FUSE
1SCA111564R1001 | OHB200L12P | Active | 6417019449043 | 159.42 | 1 | 1 | stuk | AC Switch-disconnectors - accessories | BE31040 | SM (Switches&Fusegear) | stuk | Handvat OT serie OHB200L12P | Poignée Gamme OT OHB200J12P | OHB200L12P Pistolengriff schwarz 2x200mm Wellen-ø 12mm | OHB200L12P HANDLE
1SCA111684R1001 | OZ371PB | Active | 4034656512866 | 37.32 | 1 | 1 | stuk | AC Switch-disconnectors - accessories | BE31040 | SM (Switches&Fusegear) | stuk | Handvat OS/OT serie OZ371PB | Poignée Gamme OS/OT OZ371PB | Handle OS/OT range OZ371PB | OZ371PB PADL.HANDLE/CENTRAL MOUNTING
1SCA111685R1001 | OZ371PRY | Active | 4034656512873 | 45.64 | 1 | 1 | stuk | AC Switch-disconnectors - accessories | BE31040 | SM (Switches&Fusegear) | stuk | Handvat OS/OT serie OZ371PRY | OZ371PRY Poignée ronde cadenassable avec raccord porte | Handle OS/OT range | OZ371PRY PADL.HANDLE/CENTRAL MOUNTING
1SCA111930R1001 | OX6X105 | Active | 6417019449296 | 4.54 | 1 | 10 | stuk | AC Switch-disconnectors - accessories | BE31040 | SM (Switches&Fusegear) | stuk | Verlengas ronde vergrendelbare hendels | Axe de prolongation Gamme OS/OT Pour poignées ronde verrouillable | OX6X105 Welle Länge 105mm Wellen-ø 6mm | OX6X105 SHAFT
1SCA111932R1001 | OX6X200 | Active | 6417019449517 | 5.3 | 1 | 10 | stuk | AC Switch-disconnectors - accessories | BE31040 | SM (Switches&Fusegear) | stuk | Verlengas ronde vergrendelbare hendels | Axe de prolongation Gamme OT 200mm | OX6X200 Welle Länge 200mm Wellen-ø 6mm | OX6X200 SHAFT
1SCA111933R1001 | OX6X300 | Active | 6417019449524 | 6.01 | 1 | 10 | stuk | AC Switch-disconnectors - accessories | BE31040 | SM (Switches&Fusegear) | stuk | Verlengas ronde vergrendelbare hendels | Axe de prolongation Gamme OS/OT Pour poignées ronde verrouillable | OX6X300 Welle Länge 300mm Wellen-ø 6mm | OX6X300 SHAFT
1SCA112046R1001 | OHBS13 | Active | 6417019449883 | 9.3 | 1 | 10 | stuk | AC Switch-disconnectors - accessories | BE31040 | SM (Switches&Fusegear) | stuk | OHBS13 H,LE | OHBS13 HANDLE | Handle | OHBS13 HANDLE
1SCA112047R1001 | OHBS13/1 | Active | 6417019449890 | 9.3 | 1 | 10 | stuk | AC Switch-disconnectors - accessories | BE31040 | SM (Switches&Fusegear) | stuk | OHBS13/1 H,LE | OHBS13/1 HANDLE | OHBS13/1 Selektorgriff schwarz VPE10 | OHBS13/1 HANDLE
1SCA112372R1001 | OT125FL3 | Active | 6417019449371 | 135.82 | 1 | 1 | stuk | AC Switch-disconnectors | BE31040 | SM (Switches&Fusegear) | stuk | Lastscheider OT125FL3 | Interrupteur-sectionneur Gamme OT 3P, 125A, connexion | OT125FL3 Lasttrennschalter 3-poilig 125Am. schwarzem Knebelgriff | OT125FL3 SWITCH-DISCONNECTOR |  | 5.14
1SCA112546R1001 | OSM1250DA3M230C | Active | 6417019452432 | 5179.48 | 1 | 1 | stuk | OS Mini - Motorized | BE31040 | SM (Switches&Fusegear) | stuk | OSM1250DA3M230C OSM1250DA3M230C | OSM1250DA3M230C MOTORIZED SWITCH FUSE | OSM1250DA3M230C Lasttrennsch. m. Mot. 3-pol. 1250A m. Griff für manuel. Betr. | OSM1250DA3M230C MOTORIZED SWITCH FUSE
1SCA112549R1001 | OSM1250D3M230C | Active | 6417019452463 | 5350.42 | 1 | 1 | stuk | OS Mini - Motorized | BE31040 | SM (Switches&Fusegear) | stuk | OSM1250D3M230C OSM1250D3M230C | OSM1250D3M230C MOTORIZED SWITCH FUSE | OSM1250D3M230C Lasttrennsch. m. Mot. 3-pol. 1250A m. Griff für manuel. Betr. | OSM1250D3M230C MOTORIZED SWITCH FUSE
1SCA112676R1001 | OTM1250E3CM230C | Active | 6417019453910 | 10677.27 | 1 | 1 | stuk | Motorized transfer switches | BE31040 | SM (Switches&Fusegear) | stuk | omschak.motor OTM1250E3CM230C | Interrupteur-inverseur +Moteur Gamme OT OTM1250E3CM230C | OTM1250E3CM230C Lastumschalter m. Mot. 3-polig 1250A m. Griff für manuel. Betr. | OTM1250E3CM230C MOTORIZED C/O SWITCH
1SCA112677R1001 | OTM1000E3CM230C | Active | 6417019453927 | 8955.65 | 1 | 1 | stuk | Motorized transfer switches | BE31040 | SM (Switches&Fusegear) | stuk | omschak.motor OTM1000E3CM230C | Interrupteur-inverseur +Moteur Gamme OT OTM1000E3CM230C | OTM1000E3CM230C Lastumschalter m. Mot. 3-polig 1000A m. Griff für manuel. Betr. | OTM1000E3CM230C MOTORIZED C/O SWITCH
1SCA112678R1001 | OTM1600E3CM230C | Active | 6417019453934 | 13763.22 | 1 | 1 | stuk | Motorized transfer switches | BE31040 | SM (Switches&Fusegear) | stuk | omschak.motor OTM1600E3CM230C | Interrupteur-inverseur +Moteur Gamme OT OTM1600E3CM230C | OTM1600E3CM230C Lastumschalter m. Mot. 3-polig 1600A m. Griff für manuel. Betr. | OTM1600E3CM230C MOTORIZED C/O SWITCH
1SCA112702R1001 | OTM1250E4CM230C | Active | 6417019453941 | 11353.91 | 1 | 1 | stuk | Motorized transfer switches | BE31040 | SM (Switches&Fusegear) | stuk | omschak.motor OTM1250E4CM230C | Interrupteur-inverseur +Moteur Gamme OT OTM1250E4CM230C | OTM1250E4CM230C Lastumschalter m. Mot. 4-polig 1250A m. Griff für manuel. Betr. | OTM1250E4CM230C MOTORIZED C/O SWITCH
1SCA112703R1001 | OTM1000E4CM230C | Active | 6417019453958 | 9669 | 1 | 1 | stuk | Motorized transfer switches | BE31040 | SM (Switches&Fusegear) | stuk | omschak.motor OTM1000E4CM230C | Interrupteur-inverseur +Moteur Gamme OT OTM1000E4CM230C | OTM1000E4CM230C Lastumschalter m. Mot. 4-polig 1000A m. Griff für manuel. Betr. | OTM1000E4CM230C MOTORIZED C/O SWITCH
1SCA112704R1001 | OTM1600E4CM230C | Active | 6417019453965 | 14831.44 | 1 | 1 | stuk | Motorized transfer switches | BE31040 | SM (Switches&Fusegear) | stuk | omschak.motor OTM1600E4CM230C | Interrupteur-inverseur +Moteur Gamme OT OTM1600E4CM230C | OTM1600E4CM230C Lastumschalter m. Mot. 4-polig 1600A m. Griff für manuel. Betr. | OTM1600E4CM230C MOTORIZED C/O SWITCH
1SCA112709R1001 | OTM2000E3CM230C | Active | 6417019454054 | 21995.71 | 1 | 1 | stuk | Motorized transfer switches | BE31040 | SM (Switches&Fusegear) | stuk | omschak.motor OTM2000E3CM230C | Interrupteur-inverseur +Moteur Gamme OT OTM2000E3CM230C | OTM2000E3CM230C Lastumschalter m. Mot. 3-polig 2000A m. Griff für manuel. Betr. | OTM2000E3CM230C MOTORIZED C/O SWITCH
1SCA112710R1001 | OTM2500E3CM230C | Active | 6417019454061 | 23582.74 | 1 | 1 | stuk | Motorized transfer switches | BE31040 | SM (Switches&Fusegear) | stuk | omschak.motor OTM2500E3CM230C | Interrupteur-inverseur +Moteur Gamme OT OTM2500E3CM230C | OTM2500E3CM230C Lastumschalter m. Mot. 3-polig 2500A m. Griff für manuel. Betr. | OTM2500E3CM230C MOTORIZED C/O SWITCH
1SCA112712R1001 | OTM2000E4CM230C | Active | 6417019454085 | 23279.27 | 1 | 1 | stuk | Motorized transfer switches | BE31040 | SM (Switches&Fusegear) | stuk | omschak.motor OTM2000E4CM230C | Interrupteur-inverseur +Moteur Gamme OT OTM2000E4CM230C | OTM2000E4CM230C Lastumschalter m. Mot. 4-polig 2000A m. Griff für manuel. Betr. | OTM2000E4CM230C MOTORIZED C/O SWITCH
1SCA112713R1001 | OTM2500E4CM230C | Active | 6417019454092 | 10865.7 | 1 | 1 | stuk | Motorized transfer switches | BE31040 | SM (Switches&Fusegear) | stuk | omschak.motor OTM2500E4CM230C | Interrupteur-inverseur +Moteur Gamme OT OTM2500E4CM230C | OTM2500E4CM230C Lastumschalter m. Mot. 4-polig 2500A m. Griff für manuel. Betr. | OTM2500E4CM230C MOTORIZED C/O SWITCH
1SCA112983R1001 | OZ331SPB | Active | 6417019477619 | 17.32 | 1 | 1 | stuk | AC Switch-disconnectors - accessories | BE31040 | SM (Switches&Fusegear) | stuk | Handvat OT serie OZ331SPB | Poignée Gamme OT Ronde | OZ331SPB Rundgriff schwarz Wellen-ø 6mm IP65 für Lasttrenn | OZ331SPB ROUND PADL.HANDLE/SNAP
1SCA113097R1001 | OZ331SPRY | Active | 4034656513061 | 17.19 | 1 | 1 | stuk | AC Switch-disconnectors - accessories | BE31040 | SM (Switches&Fusegear) | stuk | Handvat OT serie OZ331SPRY | Poignée Gamme OT OZ331SPRY | OZ331SPRY Rundgriff rot-gelb Wellen-ø 6mm IP65 für Lasttrenn | OZ331SPRY SHORT ONE HOLE MOUNTING HANDLE
1SCA113105R1001 | OT1250E11 | Active | 6417019457604 | 1215.99 | 1 | 1 | stuk | AC Switch-disconnectors | BE31040 | SM (Switches&Fusegear) | stuk | Lastscheider OT1250E11 | OT1250E11 SWITCH-DISCONNECTOR | OT1250E11 | OT1250E11 SWITCH-DISCONNECTOR |  | 5.14
1SCA113137R1001 | OTV250ECLK | Active | 6417019457888 | 50.65 | 1 | 1 | stuk | Transfer switches | BE31040 | SM (Switches&Fusegear) | stuk | OTV250ECLK H,le kit | OTV250ECLK Kit de poignée | OTV250ECLK Direktgriff schwarz inkl. Welle u. Abdeckung d. Mech | OTV250ECLK Handle kit
1SCA113652R1001 | OTM1250E3CM110V | Active | 6417019462509 | 10558.57 | 1 | 1 | stuk | Motorized transfer switches | BE31040 | SM (Switches&Fusegear) | stuk | OTM1250E3CM110VMOTORIZED C/O SWITCH | OTM1250E3CM110V INTERRUPTEUR C/O MOTORISÉ | OTM1250E3CM110V Lastumschalter m. Mot. 3-polig 1250A m. Griff für manuel. Betr. | OTM1250E3CM110V MOTORIZED C/O SWITCH
1SCA113672R1001 | OTM1000E3CM24D | Active | 6417019462776 | 8991.13 | 1 | 1 | stuk | Motorized transfer switches | BE31040 | SM (Switches&Fusegear) | stuk | OTM1000E3CM24DMOTORIZED C/O SWITCH | INVERS.MOTOR. OTM1000E3CM24D | OTM1000E3CM24D Lastumschalter m. Mot. 3-polig 1000A m. Griff für manuel. Betr. | OTM1000E3CM24D MOTORIZED C/O SWITCH
1SCA114581R1001 | OS32GD12P | Active | 6417019467986 | 195.78 | 1 | 1 | stuk | OS | BE31040 | SM (Switches&Fusegear) | stuk | OS32GD12P SWITCH FUSE | interrupteur-sectionneur opéra Série OS 3P, 32A, Méchanisme entre les poles | OS32GD12P Lasttrennschalter f. Sich. 3-polig 32A m. Griff u. Welle | OS32GD12P SWITCH FUSE
1SCA114613R1001 | OS100GB03P | Active | 6417019470337 | 369.51 | 1 | 1 | stuk | OS | BE31040 | SM (Switches&Fusegear) | stuk | OS100GB03P SWITCH FUSE | interrupteur-sectionneur opéra, Série OS, 3P, 100A, Méchanisme à la fin | OS100GB03P | OS100GB03P SWITCH FUSE
1SCA114624R1001 | OS125GF12P | Active | 6417019470443 | 303.46 | 1 | 1 | stuk | OS | BE31040 | SM (Switches&Fusegear) | stuk | OS125GF12P SWITCH FUSE | interrupteur-sectionneur Série OS 3P, 125A, Méchanisme entre les poles | Front operated switch fuse OS range 3P, 125A, Mechanism between poles | OS125GF12P SWITCH FUSE
1SCA114722R1001 | OTS125T3L | Active | 6417019479446 | 13.17 | 1 | 1 | stuk | AC Switch-disconnectors - accessories | BE31040 | SM (Switches&Fusegear) | stuk | Kabel afscherming OTS125T3L | OTS125T3L enveloppe borne | OTS125T3L Klemmenabdeckung für OT125FL_ | OTS125T3L TERMINAL SHROUD
1SCA114764R1001 | OSS160GG1L/3 | Active | 6417019471907 | 23.18 | 1 | 1 | stuk | OS Accessories | BE31040 | SM (Switches&Fusegear) | stuk | Afdekpen OS OSS160GG1L/3 (1PC = 1 zak van 3 st) | Cache-bornes isolants Gamme OS voor OS100G... 160G, type long | OSS160GG1L/3 Klemmenabdeckung Schnappbefestigung grauer Kunststoff | OSS160GG1L/3 TERMINAL SHROUD
1SCA114765R1001 | OSS160GG1L/4 | Active | 6417019471914 | 26.42 | 1 | 1 | stuk | OS Accessories | BE31040 | SM (Switches&Fusegear) | stuk | Afdekpen OS OSS160GG1L/4 (1PC = 1 zak van 4 st) | Cache-bornes isolants Gamme OS | OSS160GG1L/4 Klemmenabdeckung Schnappbefestigung grauer Kunststoff | OSS160GG1L/4 TERMINAL SHROUD
1SCA114766R1001 | OSS160GG1S/3 | Active | 6417019471921 | 17.79 | 1 | 1 | stuk | OS Accessories | BE31040 | SM (Switches&Fusegear) | stuk | Afscherm OS 100-160 OSS160GG1S/3 | Cache-borne isolant pour OS 100-160 | OSS160GG1S/3 Klemmenabdeckung Schnappbefestigung grauer Kunststoff | OSS160GG1S/3 TERMINAL SHROUD
1SCA114767R1001 | OSS160GG1S/4 | Active | 6417019471938 | 22.52 | 1 | 1 | stuk | OS Accessories | BE31040 | SM (Switches&Fusegear) | stuk | Afscherm OS OSS160GG1S/4 | Couvercle OS serie OSS160GG1S/4 | OSS160GG1S/4 Klemmenabdeckung Schnappbefestigung grauer Kunststoff | OSS160GG1S/4 TERMINAL SHROUD
1SCA114770R1001 | OSP160GN | Active | 6417019471969 | 92.99 | 1 | 1 | stuk | OS Accessories | BE31040 | SM (Switches&Fusegear) | stuk | Vierde pool OS OS100G ..160G | Quatrième pole Gamme OS pour OS100G ... 160G | OSP160GN geschalteter 4. Pol für OS100G_-160G_ | OSP160GN FOURTH POLE
1SCA114803R1001 | EPN550M50/M32 | Active | 6417019471747 | 18.24 | 1 | 1 | stuk | Enclosed switches | BE31040 | SM (Switches&Fusegear) | stuk | Wartel adapter EPN550M50/M32 | Armoire accessoires Presse étoupe adaptation EPN550M50/M32 | EPN550M50/M32 Reduzierstück M50 auf M32 | EPN550M50/M32 Downsizing adapter
1SCA114833R1001 | OT125FLB3 | Active | 6417019471419 | 123.58 | 1 | 1 | stuk | AC Switch-disconnectors | BE31040 | SM (Switches&Fusegear) | stuk | Lastscheider OT125FLB3 | OT125FLB3 Sectionneur à fusible | OT125FLB3 Lasttrennschalter 3-polig 125A m. schwarzem Knebelgriff | OT125FLB3 SWITCH-DISCONNECTOR |  | 5.14
1SCA115188R1001 | 1SCA115188R1001 | Active | 6417019476308 | 161.78 | 1 | 1 | stuk | OS | BE31040 | SM (Switches&Fusegear) | stuk | Zekeringlastscheider OS serie OS32GD03 | Interrupteur à fusible Gamme OS OS32GD03 | Switch fuse OS range OS32GD03 | Switch fuse OS range OS32GD03
1SCA115196R1001 | OS32GD04FP | Active | 6417019476384 | 252.95 | 1 | 1 | stuk | OS | BE31040 | SM (Switches&Fusegear) | stuk | OS32GD04FP SWITCH FUSE | interrupteur-sectionneur opéra, Série OS, 4P, 32A, Méchanisme à la fin | OS32GD04FP Lasttrennschalter f. Sich. 4-polig 32A m. Griff u. Welle | OS32GD04FP SWITCH FUSE
1SCA115205R1001 | OS32GD22FP | Active | 6417019476452 | 260.55 | 1 | 1 | stuk | OS | BE31040 | SM (Switches&Fusegear) | stuk | OS32GD22FP SWITCH FUSE | interrupteur-sectionneur opéra, Série OS, 4P, 32A, Méchanisme entre les poles | OS32GD22FP | OS32GD22FP SWITCH FUSE
1SCA115206R1001 | 1SCA115206R1001 | Active | 6417019476469 | 212.15 | 1 | 1 | stuk | OS | BE31040 | SM (Switches&Fusegear) | stuk | Zekeringlastscheider OS serie OS63GD03 | Interrupteur à fusible Gamme OS OS63GD03 | Switch fuse OS range OS63GD03 | Switch fuse OS range OS63GD03
1SCA115207R1001 | OS63GD03P | Active | 6417019476476 | 256.97 | 1 | 1 | stuk | OS | BE31040 | SM (Switches&Fusegear) | stuk | OS63GD03P SWITCH FUSE | interrupteur-sectionneur opéra Série OS 3P, 63A, Méchanisme à la fin | OS63GD03P Lasttrennschalter f. Sich. 3-polig 63A m. Griff u. Welle | OS63GD03P SWITCH FUSE
1SCA115209R1001 | OS63GD04N2P | Active | 6417019476490 | 320.58 | 1 | 1 | stuk | OS | BE31040 | SM (Switches&Fusegear) | stuk | OS63GD04N2P SWITCH FUSE | interrupteur-sectionneur opéra Série OS 4P, 63A, Méchanisme à la fin | OS63GD04N2P Lasttrennschalter f. Sich. 4-polig 63A m. Griff u. Welle | OS63GD04N2P SWITCH FUSE
1SCA115227R1001 | OS63GD12P | Active | 6417019476520 | 263.08 | 1 | 1 | stuk | OS | BE31040 | SM (Switches&Fusegear) | stuk | OS63GD12P SWITCH FUSE | interrupteur-sectionneur frontal Série OS 3P, 63A, Méchanisme entre les poles | OS63GD12P Lasttrennschalter f. Sich. 3-polig 63A m. Griff u. Welle | OS63GD12P SWITCH FUSE
1SCA115228R1001 | OS63GD04FP | Active | 6417019476537 | 324.89 | 1 | 1 | stuk | OS | BE31040 | SM (Switches&Fusegear) | stuk | OS63GD04FP SWITCH FUSE | interrupteur-sectionneur opéra, Série OS, 4P, 63A, Méchanisme à la fin | OS63GD04FP Lasttrennschalter f. Sich. 4-polig 63A m. Griff u. Welle | OS63GD04FP SWITCH FUSE
1SCA115232R1001 | OS63GD22FP | Active | 6417019476575 | 324.89 | 1 | 1 | stuk | OS | BE31040 | SM (Switches&Fusegear) | stuk | OS63GD22FP SWITCH FUSE | interrupteur-sectionneur opéra, Série OS, 4P, 63A, Méchanisme entre les poles | OS63GD22FP | OS63GD22FP SWITCH FUSE
1SCA115238R1001 | OS63GB04N1P | Active | 6417019476636 | 271.19 | 1 | 1 | stuk | OS | BE31040 | SM (Switches&Fusegear) | stuk | OS63GB04N1P OS63GB04N1P | OS63GB04N1P SWITCH FUSE | OS63GB04N1P | OS63GB04N1P SWITCH FUSE
1SCA115283R1001 | OTM160E3M230C | Active | 6417019476711 | 920.15 | 1 | 1 | stuk | Switch-disconnectors - Motorized | BE31040 | SM (Switches&Fusegear) | stuk | OTM160E3M230CMOTORIZED SWITCH | INTER. MOTOR. OTM160E3M230C INTERRUPTEUR SECTIONNEUR MOTORISÉ 3PÔLES 160A ALIM 220-240V | OTM160E3M230C Lasttrennschalter m. Mot. 3-polig 160A m. Griff für manuel. Betr. | OTM160E3M230C MOTORIZED SWITCH
1SCA115284R1001 | OTM200E3M230C | Active | 6417019476728 | 1059.64 | 1 | 1 | stuk | Switch-disconnectors - Motorized | BE31040 | SM (Switches&Fusegear) | stuk | OTM200E3M230CMOTORIZED SWITCH | INTER. MOTOR. OTM200E3M230C INTERRUPTEUR SECTIONNEUR MOTORISÉ 3PÔLES 200A ALIM 220-240V | OTM200E3M230C Lasttrennschalter m. Mot. 3-polig 200A m. Griff für manuel. Betr. | OTM200E3M230C MOTORIZED SWITCH
1SCA115285R1001 | OTM250E3M230C | Active | 6417019476735 | 1211.38 | 1 | 1 | stuk | Switch-disconnectors - Motorized | BE31040 | SM (Switches&Fusegear) | stuk | OTM250E3M230CMOTORIZED SWITCH | INTER. MOTOR. OTM250E3M230C INTERRUPTEUR SECTIONNEUR MOTORISÉ 3PÔLES 250A ALIM 220-240V | OTM250E3M230C Lasttrennschalter m. Mot. 3-polig 250A m. Griff für manuel. Betr. | OTM250E3M230C MOTORIZED SWITCH
1SCA115290R1001 | OTM250E4M230C | Active | 6417019476773 | 1453.65 | 1 | 1 | stuk | Switch-disconnectors - Motorized | BE31040 | SM (Switches&Fusegear) | stuk | omschak.motor OTM250E4M230C | Interrupteur-inverseur +Moteur Gamme OT OTM250E4M230C | OTM250E4M230C Lasttrennschalter m. Mot. 4-polig 250A m. Griff für manuel. Betr. | OTM250E4M230C MOTORIZED SWITCH
1SCA115292R1001 | OTM200E4M230C | Active | 6417019476780 | 1259.1 | 1 | 1 | stuk | Switch-disconnectors - Motorized | BE31040 | SM (Switches&Fusegear) | stuk | OTM200E4M230CMOTORIZED SWITCH | INTER. MOTOR. OTM200E4M230C INTERRUPTEUR SECTIONNEUR MOTORISÉ 4PÔLES 200A ALIM 220-240V | OTM200E4M230C Lasttrennschalter m. Mot. 4-polig 200A m. Griff für manuel. Betr. | OTM200E4M230C MOTORIZED SWITCH
1SCA115293R1001 | OTM160E4M230C | Active | 6417019476797 | 1107.37 | 1 | 1 | stuk | Switch-disconnectors - Motorized | BE31040 | SM (Switches&Fusegear) | stuk | OTM160E4M230CMOTORIZED SWITCH | INTER. MOTOR. OTM160E4M230C INTERRUPTEUR SECTIONNEUR MOTORISÉ 4PÔLES 160A ALIM 220-240V | OTM160E4M230 Lasttrennschalter m. Mot. 4-polig 160A m. Griff für manuel. Betr. | OTM160E4M230C MOTORIZED SWITCH
1SCA115333R1001 | OTM400E3M230C | Active | 6417019477114 | 1624.95 | 1 | 1 | stuk | Switch-disconnectors - Motorized | BE31040 | SM (Switches&Fusegear) | stuk | OTM400E3M230CMOTORIZED SWITCH | INTER MOTOR OTM400E3M230C 3P INTERRUPTEUR SECTIONNEUR MOTORISÉ 3PÔLES400A ALIM 220-240V | OTM400E3M230C Lasttrennschalter m. Mot. 3-polig 400A m. Griff für manuel. Betr. | OTM400E3M230C MOTORIZED SWITCH
1SCA115334R1001 | OTM315E3M230C | Active | 6417019477121 | 1407.15 | 1 | 1 | stuk | Switch-disconnectors - Motorized | BE31040 | SM (Switches&Fusegear) | stuk | OTM315E3M230CMOTORIZED SWITCH | INTER. MOTOR. OTM315E3M230C INTERRUPTEUR SECTIONNEUR MOTORISÉ 3PÔLES 315A ALIM 220-240V | OTM315E3M230C Lasttrennschalter m. Mot. 3-polig 315A m. Griff für manuel. Betr. | OTM315E3M230C MOTORIZED SWITCH
1SCA115335R1001 | OTM315E4M230C | Active | 6417019477138 | 1687.36 | 1 | 1 | stuk | Switch-disconnectors - Motorized | BE31040 | SM (Switches&Fusegear) | stuk | OTM315E4M230CMOTORIZED SWITCH | INTER. MOTOR. OTM315E4M230C INTERRUPTEUR SECTIONNEUR MOTORISÉ 4PÔLES 315A ALIM 220-240V | OTM315E4M230C Lasttrennschalter m. Mot. 4-polig 315A m. Griff für manuel. Betr. | OTM315E4M230C MOTORIZED SWITCH
1SCA115336R1001 | OTM400E4M230C | Active | 6417019477145 | 1938.22 | 1 | 1 | stuk | Switch-disconnectors - Motorized | BE31040 | SM (Switches&Fusegear) | stuk | OTM400E4M230CMOTORIZED SWITCH | INTER. MOTOR. OTM400E4M230C INTERRUPTEUR SECTIONNEUR MOTORISÉ 4PÔLES 400A ALIM 220-240V | OTM400E4M230C Lasttrennschalter m. Mot. 4-polig 400A m. Griff für manuel. Betr. | OTM400E4M230C MOTORIZED SWITCH
1SCA115354R1001 | OTM630E3M230C | Active | 6417019477244 | 1866 | 1 | 1 | stuk | Switch-disconnectors - Motorized | BE31040 | SM (Switches&Fusegear) | stuk | OTM630E3M230CMOTORIZED SWITCH | INTER. MOTOR. OTM630E3M230C INTERRUPTEUR SECTIONNEUR MOTORISÉ 3PÔLES 630A ALIM 220-240V | OTM630E3M230C Lasttrennschalter m. Mot. 3-polig 630A m. Griff für manuel. Betr. | OTM630E3M230C MOTORIZED SWITCH
1SCA115355R1001 | OTM800E3M230C | Active | 6417019477251 | 2133.98 | 1 | 1 | stuk | Switch-disconnectors - Motorized | BE31040 | SM (Switches&Fusegear) | stuk | OTM800E3M230CMOTORIZED SWITCH | INTER. MOTOR. OTM800E3M230C INTERRUPTEUR SECTIONNEUR MOTORISÉ 3PÔLES 800A ALIM 220-240V | OTM800E3M230C Lasttrennschalter m. Mot. 3-polig 800A m. Griff für manuel. Betr. | OTM800E3M230C MOTORIZED SWITCH
1SCA115356R1001 | OTM800E4M230C | Active | 6417019477268 | 2569.59 | 1 | 1 | stuk | Switch-disconnectors - Motorized | BE31040 | SM (Switches&Fusegear) | stuk | omschak.motor OTM800E4M230C | Interrupteur-inverseur +Moteur Gamme OT OTM800E4M230C | OTM800E4M230C Lasttrennschalter m. Mot. 4-polig 800A m. Griff für manuel. Betr. | OTM800E4M230C MOTORIZED SWITCH
1SCA115357R1001 | OTM630E4M230C | Active | 6417019477275 | 2228.2 | 1 | 1 | stuk | Switch-disconnectors - Motorized | BE31040 | SM (Switches&Fusegear) | stuk | OTM630E4M230CMOTORIZED SWITCH | INTER. MOTOR. OTM630E4M230C INTERRUPTEUR SECTIONNEUR MOTORISÉ 4PÔLES 630A ALIM 220-240V | OTM630E4M230C Lasttrennschalter m. Mot. 4-polig 630A m. Griff für manuel. Betr. | OTM630E4M230C MOTORIZED SWITCH
1SCA115364R1001 | OTM1000E3M230C | Active | 6417019477343 | 2760.47 | 1 | 1 | stuk | Switch-disconnectors - Motorized | BE31040 | SM (Switches&Fusegear) | stuk | OTM1000E3M230CMOTORIZED SWITCH | INTER. MOTOR. OTM1000E3M230C INTERRUPTEUR SECTIONNEUR MOTORISÉ 3PÔLES 1000A ALIM 220-240V | OTM1000E3M230C Lasttrennschalter m. Mot. 3-polig 1000A m. Griff für manuel. Betr. | OTM1000E3M230C MOTORIZED SWITCH
1SCA115365R1001 | OTM1250E3M230C | Active | 6417019477350 | 2908.53 | 1 | 1 | stuk | Switch-disconnectors - Motorized | BE31040 | SM (Switches&Fusegear) | stuk | OTM1250E3M230CMOTORIZED SWITCH | INTER. MOTOR. OTM1250E3M230C INTERRUPTEUR SECTIONNEUR MOTORISÉ 3PÔLES 1250A ALIM 220-240V | OTM1250E3M230C Lasttrennschalter m. Mot. 3-polig 1250A m. Griff für manuel. Betr. | OTM1250E3M230C MOTORIZED SWITCH
1SCA115366R1001 | OTM1600E3M230C | Active | 6417019477367 | 3297.64 | 1 | 1 | stuk | Switch-disconnectors - Motorized | BE31040 | SM (Switches&Fusegear) | stuk | omschak.motor OTM1600E3M230C | Interrupteur-inverseur +Moteur Gamme OT 3P, 1600AOTM1600E3M230C | OTM1600E3M230C Lasttrennschalter m. Mot. 3-polig 1600A m. Griff für manuel. Betr. | OTM1600E3M230C MOTORIZED SWITCH
1SCA115367R1001 | OTM1250E4M230C | Active | 6417019477374 | 3439.59 | 1 | 1 | stuk | Switch-disconnectors - Motorized | BE31040 | SM (Switches&Fusegear) | stuk | OTM1250E4M230CMOTORIZED SWITCH | INTER. MOTOR. OTM1250E4M230C INTERRUPTEUR SECTIONNEUR MOTORISÉ 4PÔLES 1250A ALIM 220-240V | OTM1250E4M230C Lasttrennschalter m. Mot. 4-polig 1250A m. Griff für manuel. Betr. | OTM1250E4M230C MOTORIZED SWITCH
1SCA115368R1001 | OTM1000E4M230C | Active | 6417019477381 | 3149.58 | 1 | 1 | stuk | Switch-disconnectors - Motorized | BE31040 | SM (Switches&Fusegear) | stuk | OTM1000E4M230CMOTORIZED SWITCH | INTER. MOTOR. OTM1000E4M230C INTERRUPTEUR SECTIONNEUR MOTORISÉ 4PÔLES 1000A ALIM 220-240V | OTM1000E4M230C Lasttrennschalter m. Mot. 4-polig 1000A m. Griff für manuel. Betr. | OTM1000E4M230C MOTORIZED SWITCH
1SCA115369R1001 | OTM1600E4M230C | Active | 6417019477398 | 3948.6 | 1 | 1 | stuk | Switch-disconnectors - Motorized | BE31040 | SM (Switches&Fusegear) | stuk | omschak.motor OTM1600E4M230C | Interrupteur-inverseur +Moteur Gamme OT OTM1600E4M230C | OTM1600E4M230C Lasttrennschalter m. Mot. 4-polig 1600A m. Griff für manuel. Betr. | OTM1600E4M230C MOTORIZED SWITCH
1SCA115372R1001 | OTM2000E3M230C | Active | 6417019477428 | 3828.68 | 1 | 1 | stuk | Switch-disconnectors - Motorized | BE31040 | SM (Switches&Fusegear) | stuk | omschak.motor OTM2000E3M230C | Interrupteur-inverseur +Moteur Gamme OT OTM2000E3M230C | OTM2000E3M230C Lasttrennschalter m. Mot. 3-polig 2000A m. Griff für manuel. Betr. | OTM2000E3M230C MOTORIZED SWITCH
1SCA115373R1001 | OTM2500E3M230C | Active | 6417019477435 | 4360.96 | 1 | 1 | stuk | Switch-disconnectors - Motorized | BE31040 | SM (Switches&Fusegear) | stuk | OTM2500E3M230CMOTORIZED SWITCH | INTER. MOTOR. OTM2500E3M230C INTERRUPTEUR SECTIONNEUR MOTORISÉ 3PÔLES 2500A ALIM 220-240V | OTM2500E3M230C Lasttrennschalter m. Mot. 3-polig 2500A m. Griff für manuel. Betr. | OTM2500E3M230C MOTORIZED SWITCH
1SCA115374R1001 | OTM2000E4M230C | Active | 6417019477442 | 4750.08 | 1 | 1 | stuk | Switch-disconnectors - Motorized | BE31040 | SM (Switches&Fusegear) | stuk | omschak.motor OTM2000E4M230C | Interrupteur-inverseur +Moteur Gamme OT OTM2000E4M230CC | OTM2000E4M230C Lasttrennschalter m. Mot. 4-polig 2000A m. Griff für manuel. Betr. | OTM2000E4M230C MOTORIZED SWITCH
1SCA115375R1001 | OTM2500E4M230C | Active | 6417019477459 | 5087.8 | 1 | 1 | stuk | Switch-disconnectors - Motorized | BE31040 | SM (Switches&Fusegear) | stuk | OTM2500E4M230CMOTORIZED SWITCH | INTER. MOTOR. OTM2500E4M230C INTERRUPTEUR SECTIONNEUR MOTORISÉ 4PÔLES 2500A ALIM 220-240V | OTM2500E4M230C Lasttrennschalter m. Mot. 4-polig 2500A m. Griff für manuel. Betr. | OTM2500E4M230C MOTORIZED SWITCH
1SCA115399R1001 | OS160GD03P | Active | 6417019477718 | 357.3 | 1 | 1 | stuk | OS | BE31040 | SM (Switches&Fusegear) | stuk | OS160GD03P SWITCH FUSE | interrupteur-sectionneur opéra Série OS 3P, 160A, Méchanisme à la fin | OS160GD03P Lasttrennschalter f. Sich. 3-polig 160A m. Griff u. Welle | OS160GD03P SWITCH FUSE
1SCA115402R1001 | OS160GD04FP | Active | 6417019477749 | 456.33 | 1 | 1 | stuk | OS | BE31040 | SM (Switches&Fusegear) | stuk | OS160GD04FP SWITCH FUSE | interrupteur-sectionneur opéra, Série OS, 4P, 160A, Méchanisme à la fin | OS160GD04FP Lasttrennschalter f. Sich. 4-polig 160A m. Griff u. Welle | OS160GD04FP SWITCH FUSE
1SCA115413R1001 | OS160GB03P | Active | 6417019477787 | 466.25 | 1 | 1 | stuk | OS | BE31040 | SM (Switches&Fusegear) | stuk | OS160GB03P SWITCH FUSE | interrupteur-sectionneur opéra, Série OS, 3P, 160A, Méchanisme à la fin | OS160GB03P | OS160GB03P SWITCH FUSE
1SCA115436R1001 | OS100GJ03 | Active | 6417019477862 | 255.66 | 1 | 1 | stuk | OS | BE31040 | SM (Switches&Fusegear) | stuk | Zek.L.Scheider OS OS100GJ03 | Interrupteur à fusible Gamme OS OS100GJ03 | Switch fuse OS range OS100GJ03 | OS100GJ03 FUSIBLE DISCONNECT SWITCH
1SCA115443R1001 | OS60GJ03P | Active | 6417019478012 | 320.74 | 1 | 1 | stuk | OS | BE31040 | SM (Switches&Fusegear) | stuk | OS60GJ03P OS OS60GJ03P | OS60GJ03P FUSIBLE DISCONNECT SWITCH | OS60GJ03P Lasttrennschalter f. Sich. 3-polig 60A m. Griff u. Welle UL/CSA | OS60GJ03P FUSIBLE DISCONNECT SWITCH
1SCA115445R1001 | OS60GJ04F | Active | 6417019478036 | 365.87 | 1 | 1 | stuk | OS | BE31040 | SM (Switches&Fusegear) | stuk | OS60GJ04F OS OS60GJ04F | OS60GJ04F FUSIBLE DISCONNECT SWITCH | OS60GJ04F | OS60GJ04F FUSIBLE DISCONNECT SWITCH
1SCA115449R1001 | OS60GJ12P | Active | 6417019478074 | 320.57 | 1 | 1 | stuk | OS | BE31040 | SM (Switches&Fusegear) | stuk | OS60GJ12P OS OS60GJ12P | OS60GJ12P FUSIBLE DISCONNECT SWITCH | OS60GJ12P Lasttrennschalter f. Sich. 3-polig 60A m. Griff u. Welle UL/CSA | OS60GJ12P FUSIBLE DISCONNECT SWITCH
1SCA115492R1001 | OS50GF03P | Active | 6417019478470 | 242.27 | 1 | 1 | stuk | OS | BE31040 | SM (Switches&Fusegear) | stuk | Zek.Lastschak.OS OS50GF03P | Interrupteur à fusible Gamme OS OS50GF03P | OS50GF03P Lasttrennschalter f. Sich. 3-polig 50A m. Griff u. Welle | OS50GF03P SWITCH FUSE
1SCA115495R1001 | OS50GF04N1P | Active | 6417019478500 | 302.24 | 1 | 1 | stuk | OS | BE31040 | SM (Switches&Fusegear) | stuk | OS50GF04N1P schak.Zek.OS OS50GF04N1P | INTER.SECT.FUS.OS50GF04N1P INTER.SEC. FUS 14X51 FRONTAL 50A 3P?LES+N POIGNÉE SUR PORTE | Switch fuse 50 A, Front operated, 4-pole , for NFC fuse type, fuse size 14x51 | OS50GF04N1P SWITCH FUSE
1SCA115530R1001 | OZXR95 | Active | 6417019478555 | 113.67 | 1 | 1 | stuk | AC Switch-disconnectors - accessories | BE31040 | SM (Switches&Fusegear) | stuk | aanslvlaggen OZX 1x 25..95mm (set 3 st) | OZXR95 Borne de serrage | OZXR95 Anschlussklemme für Al- u. Cu-Kabel VPE 3 | OZXR95 CONNECTOR FOR POWER CABLE
1SCA115531R1001 | OZXR185 | Active | 6417019478562 | 83.69 | 1 | 10 | stuk | AC Switch-disconnectors - accessories | BE31040 | SM (Switches&Fusegear) | stuk | aanslvlaggen OZX 95..185mm (set 3 st) | Borne de raccordement Gamme OT Gamme OT | OZXR185 Anschlussklemme für Al- u. Cu-Kabel VPE 3 | OZXR185 CONNECTOR FOR POWER CABLE
1SCA115532R1001 | OZXR240 | Active | 6417019478579 | 157.86 | 1 | 10 | stuk | AC Switch-disconnectors - accessories | BE31040 | SM (Switches&Fusegear) | stuk | aanslvlaggen OZX 95..240mm (set 3 st) | OZXR240 Borne de serrage | OZXR240 Anschlussklemme für Al- u. Cu-Kabel VPE 3 | OZXR240 CONNECTOR FOR POWER CABLE
1SCA115533R1001 | OZXR300 | Active | 6417019478586 | 261.86 | 1 | 1 | stuk | AC Switch-disconnectors - accessories | BE31040 | SM (Switches&Fusegear) | stuk | Aansl.vlaggen OZX 185..300mm (set 3 st) | OZXR300 Borne de serrage | OZXR300 Anschlussklemme für Al- u. Cu-Kabel VPE 3 | OZXR300 CONNECTOR FOR POWER CABLE
1SCA115534R1001 | OZXR2X185 | Active | 6417019478593 | 391.56 | 1 | 1 | stuk | AC Switch-disconnectors - accessories | BE31040 | SM (Switches&Fusegear) | stuk | aanslvlaggen OZX 2x 95..185mm (set 3 st) | OZXR2X185 Borne de serrage | OZXR2X185 Anschlussklemme für Al- u. Cu-Kabel VPE 3 | OZXR2X185 CONNECTOR
1SCA115535R1001 | OZXR2X300 | Active | 6417019478708 | 360.98 | 1 | 1 | stuk | AC Switch-disconnectors - accessories | BE31040 | SM (Switches&Fusegear) | stuk | aanslvlaggen OZX 2x 185..300mm (3 st) | Borne de raccordement Gamme OT OZXR2X300 | OZXR2X300 Anschlussklemme für Al- u. Cu-Kabel VPE 3 | OZXR2X300 CONNECTOR FOR POWER CABLE
1SCA115553R1001 | OS50GF12P | Active | 6417019478821 | 281.44 | 1 | 1 | stuk | OS | BE31040 | SM (Switches&Fusegear) | stuk | OS50GF12P SWITCH FUSE | interrupteur-sectionneur Série OS 3P, 50A, Méchanisme entre les poles | OS50GF12P Lastschalter 3polig, 50A f.NFC Sicherungen | OS50GF12P SWITCH FUSE
1SCA115572R1001 | OS32GD30 | Active | 6417019479125 | 159.88 | 1 | 1 | stuk | OS | BE31040 | SM (Switches&Fusegear) | stuk | L.Scheider OS OS32GD30 Front.bediend | interrupteur-sectionneur opéra Gamme OS OS32GD30 | Front operated switch fuse os range OS32GD30 | OS32GD30 SWITCH FUSE
1SCA115573R1001 | OS63GD30 | Active | 6417019479132 | 226.94 | 1 | 1 | stuk | OS | BE31040 | SM (Switches&Fusegear) | stuk | L.Scheider OS OS63GD30 Front.bediend | interrupteur-sectionneur opéra Gamme OS 3P, 63A, Méchanisme à la fin | Front operated switch fuse OS range 3P, 63A, Mechanism at end | OS63GD30 SWITCH FUSE
1SCA115602R1001 | OS125GF03P | Active | 6417019479514 | 300.1 | 1 | 1 | stuk | OS | BE31040 | SM (Switches&Fusegear) | stuk | OS125GF03P SWITCH FUSE | interrupteur-sectionneur opéra, Série OS, 3P, 125A, Méchanisme à la fin | OS125GF03P | OS125GF03P SWITCH FUSE
1SCA115638R1001 | OS125GD03 | Active | 6417019479767 | 290 | 1 | 1 | stuk | OS | BE31040 | SM (Switches&Fusegear) | stuk | L.Scheider OS OS125GD03P Front.bediend | interrupteur-sectionneur opéra Série OS OS125GD03P | Front operated switch fuse OS range OS125GD03P | OS125GD03 SWITCH FUSE
1SCA115639R1001 | OS125GD03P | Active | 6417019479774 | 304.67 | 1 | 1 | stuk | OS | BE31040 | SM (Switches&Fusegear) | stuk | OS125GD03P SWITCH FUSE | interrupteur-sectionneur opéra OS125GD03P 3P, 125A, Méchanisme à la fin | OS125GD03P Lasttrennschalter f. Sich. 3-polig 125A m. Griff u. Welle | OS125GD03P SWITCH FUSE
1SCA115641R1001 | OS125GD12P | Active | 6417019479798 | 304.67 | 1 | 1 | stuk | OS | BE31040 | SM (Switches&Fusegear) | stuk | OS125GD12P SWITCH FUSE | interrupteur-sectionneur 3P 125A | OS125GD12P Lasttrennschalter f. Sich. 3-polig 125A o. Griff u. Welle | OS125GD12P SWITCH FUSE
1SCA115664R1001 | OS160GD12 | Active | 6417019479835 | 351.19 | 1 | 1 | stuk | OS | BE31040 | SM (Switches&Fusegear) | stuk | OS160GD12 SWITCH FUSE | Interrupteur à fusible Gamme OS 3P, 160A, Type de fusible 00 et 000 | Switch fuse OS range 3P, 160A, Fuse size 00 and 000 | OS160GD12 SWITCH FUSE
1SCA115666R1001 | OS100GJ12P | Active | 6417019479859 | 291.78 | 1 | 1 | stuk | OS | BE31040 | SM (Switches&Fusegear) | stuk | L.Scheider OS OS100GJ12P Front.bediend | OS100GJ12P FUSIBLE DISCONNECT SWITCH | OS100GJ12P Lasttrennschalter f. Sich. 3-polig 100A m. Griff u. Welle UL/CSA | OS100GJ12P FUSIBLE DISCONNECT SWITCH
1SCA115685R1001 | OS125GD04F | Active | 6417019479873 | 313.24 | 1 | 1 | stuk | OS | BE31040 | SM (Switches&Fusegear) | stuk | L.Scheider OS OS125GD04FFront.bediend | interrupteur-sectionneur opéra Série OS 4P, 125A, Méchanisme à la fin | Front operated switch fuse OS range 4P, 125A, Mechanism at end | OS125GD04F SWITCH FUSE
1SCA115686R1001 | OS125GD04FP | Active | 6417019479880 | 384.4 | 1 | 1 | stuk | OS | BE31040 | SM (Switches&Fusegear) | stuk | OS125GD04FP SWITCH FUSE | interrupteur-sectionneur opéra, Série OS, 4P, 125A, Méchanisme à la fin | OS125GD04FP | OS125GD04FP SWITCH FUSE
1SCA115688R1001 | OSGZD1 | Active | 6417019480008 | 10.61 | 1 | 1 | stuk | OS Accessories | BE31040 | SM (Switches&Fusegear) | stuk | L.Scheider OS OSGZD1 Front.bediend | OSGZD1 DIN RAIL MOUNTING KIT | OSGZD1 DIN-Schienenmontagekit für OS32G_-160G_ | OSGZD1 DIN RAIL MOUNTING KIT
1SCA115690R1001 | OSGD125P3 | Active | 6417019480039 | 58.85 | 1 | 1 | stuk | OS Accessories | BE31040 | SM (Switches&Fusegear) | stuk | L.Scheider OS OSGD125P3 Front.bediend | Surveillance fusible Gamme OS OSGD125P3 | Blown fuse indicator OS range OSGD125P3 | OSGD125P3 BLOWN FUSE INDICATOR
1SCA115696R1001 | OS125GD12 | Active | 6417019480091 | 290 | 1 | 1 | stuk | OS | BE31040 | SM (Switches&Fusegear) | stuk | L.Scheider OS 3P 125A Zek.00,000 | Interrupteur à fusible Gamme OS 3P, 125A, Type de fusible 00 et 000 | OS125GD12 Lasttrennschalter f. Sich. 3-polig 125A o. Griff u. Welle | OS125GD12 SWITCH FUSE
1SCA115708R1001 | OT1250EM03P | Active | 6417019480121 | 1889.28 | 1 | 1 | stuk | AC Switch-disconnectors | BE31040 | SM (Switches&Fusegear) | stuk | L.Scheider OT1250EM03P | OT1250EM03P Sectionneur à fusible | OT1250EM03P Erdungsschalter 3-polig m. Griff u. Welle | OT1250EM03P SWITCH-DISCONNECTOR |  | 5.14
1SCA115805R1001 | 1SCA115805R1001 | Active | 6417019480749 | 1829.42 | 1 | 1 | stuk | AC Switch-disconnectors | BE31040 | SM (Switches&Fusegear) | stuk | Aardingsschakelaar, bodem gemonteerd OT serie OT1250EM03W4P | Sectionneur de terre Gamme OT OT1250EM03W4P | Bottom mounted earthing switch OT range OT1250EM03W4P | Bottom mounted earthing switch OT range OT1250EM03W4P
1SCA115879R1001 | OS125GD22N2 | Active | 6417019481470 | 300.79 | 1 | 1 | stuk | OS | BE31040 | SM (Switches&Fusegear) | stuk | Zekeringlastschakelaar OS serie OS125GD22N2 | Interrupteur à fusible Gamme OS OS125GD22N2 | Switch fuse OS range OS125GD22N2 | Switch fuse OS range OS125GD22N2
1SCA115880R1001 | OS125GD22N2P | Active | 6417019481487 | 374.41 | 1 | 1 | stuk | OS | BE31040 | SM (Switches&Fusegear) | stuk | OS125GD22N2P SWITCH FUSE | interrupteur-sectionneur opéra Série OS 4P, 125A, Méchanisme entre les poles | OS125GD22N2P Lasttrennschalter f. Sich. 4-polig 125A m. Griff u. Welle | OS125GD22N2P SWITCH FUSE
1SCA115882R1001 | OS160GD04N2P | Active | 6417019481500 | 445.39 | 1 | 1 | stuk | OS | BE31040 | SM (Switches&Fusegear) | stuk | OS160GD04N2P SWITCH FUSE | interrupteur-sectionneur opéra Série OS 4P, 160A, Méchanisme à la fin | OS160GD04N2P Lasttrennschalter f. Sich. 4-polig 160A m. Griff u. Welle | OS160GD04N2P SWITCH FUSE
1SCA115884R1001 | OS160GD22N2P | Active | 6417019481524 | 445.39 | 1 | 1 | stuk | OS | BE31040 | SM (Switches&Fusegear) | stuk | OS160GD22N2P SWITCH FUSE | interrupteur-sectionneur opéra Série OS 4P, 160A, Méchanisme entre les poles | OS160GD22N2P Lasttrennschalter f. Sich. 4-polig 160A m. Griff u. Welle | OS160GD22N2P SWITCH FUSE
1SCA115919R1001 | OHY274J12 | Active | 6417019481906 | 302.24 | 1 | 1 | stuk | AC Switch-disconnectors - accessories | BE31040 | SM (Switches&Fusegear) | stuk | Pistoolgreep geel/rood IP65 | OHY274J12 HANDLE | OHY274J12 Pistolengriff rot-gelb 274mm Wellen-ø 12mm | OHY274J12 HANDLE
1SCA115920R1001 | OHB274J12 | Active | 6417019481913 | 89.43 | 1 | 1 | stuk | AC Switch-disconnectors - accessories | BE31040 | SM (Switches&Fusegear) | stuk | Pistoolgreep zw IP65 Geschikt 12Mm as | OHB274J12 HANDLE | OHB274J12 Pistolengriff schwarz 274mm Wellen-ø 12mm | OHB274J12 HANDLE
1SCA115922R1001 | OHB330J12 | Active | 6417019481937 | 313.24 | 1 | 1 | stuk | AC Switch-disconnectors - accessories | BE31040 | SM (Switches&Fusegear) | stuk | Pistoolgreep zw IP65 Geschikt 12Mm as | OHB330J12 HANDLE | OHB330J12 Pistolengriff schwarz 330mm Wellen-ø 12mm | OHB330J12 HANDLE
1SCA115931R1001 | OS63GDS30K | Active | 6417019482019 | 256.75 | 1 | 1 | stuk | OS | BE31040 | SM (Switches&Fusegear) | stuk | OS63GDS30K Zijdelingse Bedien. | OS63GDS30K SWITCH FUSE | OS63GDS30K Lasttrennschalter f. Sich. 3-polig 63A m. direkt mon. Griff | OS63GDS30K SWITCH FUSE
1SCA115966R1001 | OS125GDS30 | Active | 6417019482354 | 282.71 | 1 | 1 | stuk | OS | BE31040 | SM (Switches&Fusegear) | stuk | OS125GDS30 Zijdelingse Bedien. | OS125GDS30 SWITCH FUSE | OS125GDS30 Lasttrennschalter f. Sich. 3-polig 125A o. Griff | OS125GDS30 SWITCH FUSE
1SCA115967R1001 | OS125GDS40N2 | Active | 6417019482361 | 339.22 | 1 | 1 | stuk | OS | BE31040 | SM (Switches&Fusegear) | stuk | OS125GDS40N2 OS125GDS40N2 Zijdelingse Bedien. | OS125GDS40N2 SWITCH FUSE | OS125GDS40N2 Lasttrennschalt f. Sich. 4-polig 125A o. Griff | OS125GDS40N2 SWITCH FUSE
1SCA115968R1001 | OS160GDS30 | Active | 6417019482378 | 370.76 | 1 | 1 | stuk | OS | BE31040 | SM (Switches&Fusegear) | stuk | OS160GDS30 SWITCH FUSE | Interrupteur- sectionneur Série OS 3P, 160A | OS160GDS30 Lasttrennschalter f. Sich. 3-polig 160A o. Griff u. Welle | OS160GDS30 SWITCH FUSE
1SCA115969R1001 | OS160GDS40N2 | Active | 6417019482385 | 405.72 | 1 | 1 | stuk | OS | BE31040 | SM (Switches&Fusegear) | stuk | OS 160GDS40N2 OS 160GDS40N2 Zijdelingse Bedien. | OS160GDS40N2 SWITCH FUSE | OS160GDS40N2 Lasttrennschalter f. Sich. 4-polig 160A o. Griff | OS160GDS40N2 SWITCH FUSE
1SCA116007R1001 | OS63GDS30 | Active | 6417019482330 | 233.36 | 1 | 1 | stuk | OS | BE31040 | SM (Switches&Fusegear) | stuk | OS63GDS30 Zijdelingse Bedien. | OS63GDS30 SWITCH FUSE | OS63GDS30 Lasttrennschalter f. Sich. 3-polig 63A o. Griff | OS63GDS30 SWITCH FUSE
1SCA116047R1001 | OS63GDS40N2 | Active | 6417019480893 | 280.06 | 1 | 1 | stuk | OS | BE31040 | SM (Switches&Fusegear) | stuk | OS63GDS40N2 OS63GDS40N2 Zijdelingse Bedien. | OS63GDS40N2 SWITCH FUSE | OS63GDS40N2 Lasttrennschalter f. Sich. 4-polig 63A o. Griff | OS63GDS40N2 SWITCH FUSE
1SCA116401R1001 | OSGD50P3 | Active | 6417019480015 | 56.52 | 1 | 1 | stuk | OS Accessories | BE31040 | SM (Switches&Fusegear) | stuk | OS OSGD50P3 | Indication fusion fusible Gamme OS OSGD50P3 | Blown fuse indicators OS range OSGD50P3 | OSGD50P3 BLOWN FUSE INDICATOR
1SCA116660R1001 | OSM63GD3M230C | Active | 6417019487373 | 1174.41 | 1 | 1 | stuk | OS Mini - Motorized | BE31040 | SM (Switches&Fusegear) | stuk | OSM63GD3M230CMOTORIZED SWITCH FUSE | OSM63GD3M230C MOTORIZED SWITCH FUSE | OSM63GD3M230C Lasttrennsch. m. Mot. 3-polig 63A m. Griff für manuel. Betr. | OSM63GD3M230C MOTORIZED SWITCH FUSE
1SCA116664R1001 | OSM32GD3M230C | Active | 6417019487618 | 1058.15 | 1 | 1 | stuk | OS Mini - Motorized | BE31040 | SM (Switches&Fusegear) | stuk | OSM32GD3M230CMOTORIZED SWITCH FUSE | OSM32GD3M230C MOTORIZED SWITCH FUSE | OSM32GD3M230C Lasttrennsch. m. Mot. 3-polig 32A m. Griff für manuel. Betr. | OSM32GD3M230C MOTORIZED SWITCH FUSE
1SCA116673R1001 | OSM160GD3M230C | Active | 6417019487694 | 1251.51 | 1 | 1 | stuk | OS Mini - Motorized | BE31040 | SM (Switches&Fusegear) | stuk | OSM160GD3M230CMOTORIZED SWITCH FUSE | OSM160GD3M230C MOTORIZED SWITCH FUSE | OSM160GD3M230C Lasttrennsch. m. Mot. 3-polig 160A m. Griff für manuel. Betr. | OSM160GD3M230C MOTORIZED SWITCH FUSE
1SCA116674R1001 | OSM125GD3M230C | Active | 6417019487700 | 1208.68 | 1 | 1 | stuk | OS Mini - Motorized | BE31040 | SM (Switches&Fusegear) | stuk | OSM125GD3M230CMOTORIZED SWITCH FUSE | OSM125GD3M230C MOTORIZED SWITCH FUSE | OSM125GD3M230C Lasttrennsch. m. Mot. 3-polig 125A m. Griff für manuel. Betr. | OSM125GD3M230C MOTORIZED SWITCH FUSE
1SCA116716R1001 | OS125GD02P | Active | 6417019488035 | 255.66 | 1 | 1 | stuk | OS | BE31040 | SM (Switches&Fusegear) | stuk | OS125GD02P OS125GD02P | OS125GD02P SWITCH FUSE | OS125GD02P Lasttrennschalter f. Sich. 2-polig 125A m. Griff u. Welle | OS125GD02P SWITCH FUSE
1SCA116731R1001 | OS160GD22N1P | Active | 6417019488196 | 398 | 1 | 1 | stuk | OS | BE31040 | SM (Switches&Fusegear) | stuk | OS160GD22N1P OS160GD22N1P | OS160GD22N1P SWITCH FUSE | OS160GD22N1P | OS160GD22N1P SWITCH FUSE
1SCA116733R1001 | OS32GD03K | Active | 6417019488226 | 186.24 | 1 | 1 | stuk | OS | BE31040 | SM (Switches&Fusegear) | stuk | OS32GD03K SWITCH FUSE | OS32GD03K SWITCH FUSE | OS32GD03K Lasttrennschalter f. Sich. 3-polig 32A m. direkt mon. Griff | OS32GD03K SWITCH FUSE
1SCA116737R1001 | OS32GD04FK | Active | 6417019487229 | 211.96 | 1 | 1 | stuk | OS | BE31040 | SM (Switches&Fusegear) | stuk | OS32GD04FK OS32GD04FK | OS32GD04FK SWITCH FUSE | OS32GD04FK | OS32GD04FK SWITCH FUSE
1SCA116740R1001 | OS125GD04N2K | Active | 6417019487250 | 364.63 | 1 | 1 | stuk | OS | BE31040 | SM (Switches&Fusegear) | stuk | VeilighedenL.Scheider 4 polig OS125GD04N2K | INTER.SECT.FUS.OS125GD04N2K | OS125GD04N2K Lasttrennschalter f. Sich. 4-polig 125A m. direkt mon. Griff | OS125GD04N2K SWITCH FUSE
1SCA116742R1001 | OS160GD03K | Active | 6417019487274 | 327.06 | 1 | 1 | stuk | OS | BE31040 | SM (Switches&Fusegear) | stuk | OS160GD03K SWITCH FUSE | interrupteur-sectionneur opéra Série OS 3P, 160A, Méchanisme à gauche | OS160GD03K Lasttrennschalter f. Sich. 3-polig 160A m. direkt mon. Griff | OS160GD03K SWITCH FUSE
1SCA116775R1001 | OS160GD11 | Active | 6417019488530 | 276.61 | 1 | 1 | stuk | OS | BE31040 | SM (Switches&Fusegear) | stuk | OS160GD11 OS160GD11 | OS160GD11 SWITCH FUSE | OS160GD11 | OS160GD11 SWITCH FUSE
1SCA116797R1001 | OS125GF11 | Active | 6417019488745 | 258.18 | 1 | 1 | stuk | OS | BE31040 | SM (Switches&Fusegear) | stuk | Front.bediende L.Scheider OS OS125GF11 | interrupteur-sectionneur Série OS OS125GF11 | Front operated switch fuse OS range OS125GF11 | OS125GF11 SWITCH FUSE
1SCA116800R1001 | OS160GD22F | Active | 6417019488783 | 368.87 | 1 | 1 | stuk | OS | BE31040 | SM (Switches&Fusegear) | stuk | OS160GD22F OS160GD22F | OS160GD22F SWITCH FUSE | OS160GD22F | OS160GD22F SWITCH FUSE
1SCA116876R1001 | OS63GD04N2K | Active | 6417019486727 | 277.95 | 1 | 1 | stuk | OS | BE31040 | SM (Switches&Fusegear) | stuk | OS63GD04N2K OS63GD04N2K | OS63GD04N2K SWITCH FUSE | OS63GD04N2K Lasttrennschalter f. Sich. 4-polig 63A m. direkt mon. Griff | OS63GD04N2K SWITCH FUSE
1SCA116878R1001 | OS125GD03K | Active | 6417019486741 | 295.41 | 1 | 1 | stuk | OS | BE31040 | SM (Switches&Fusegear) | stuk | OS125GD03K SWITCH FUSE | OS125GD03K SWITCH FUSE | OS125GD03K Lasttrennschalter f. Sich. 3-polig 125A m. direkt mon. Griff | OS125GD03K SWITCH FUSE
1SCA116892R1001 | ODPSE230C | Active | 6417019502717 | 211.96 | 1 | 1 | stuk | Transfer switches | BE31040 | SM (Switches&Fusegear) | stuk | ODPSE230C DUAL POWER SOURCE | ODPSE230C DUAL POWER SOURCE | ODPSE230C Duale Spannungsversorgung 2 Eingänge | ODPSE230C DUAL POWER SOURCE
1SCA117037R1001 | OMZC03 | Active | 6417019525822 | 69.46 | 1 | 1 | stuk | Switches and Fusegear | BE31040 | SM (Switches&Fusegear) | stuk | Doorverbindingsstrip geschikt OT40..125F3C OMZC03 | OMZC03 Parallel connection kit | OMZC03 Parallelverbindungssatz Querschnitt 10-70mm² | OMZC03 Parallel connection kit
1SCA117038R1001 | OMZC04 | Active | 6417019525839 | 115.14 | 1 | 1 | stuk | AC Switch-disconnectors - accessories | BE31040 | SM (Switches&Fusegear) | stuk | Doorverbindingsstrip OT40..125F4C | CONNEXION INVERS. OMZC04 KIT PONTAGE INVERSSEUR DE Tarif PublicRCE OTM_40#125_C 4P | OMZC04 Parallelverbindungssatz Querschnitt 10-70mm² | OMZC04 Parallel connection kit
1SCA117524R1001 | OTVS0 | Active | 6417019513003 | 8.03 | 1 | 1 | stuk | AC Switch-disconnectors - accessories | BE31040 | SM (Switches&Fusegear) | stuk | OTVS0 H,LE CLAMP R0 | OTVS0 HANDLE CLAMP R0 | OTVS0 Aufbewahrungsclip f. Griff u. Ersatzsicherung für OTM_ | OTVS0 HANDLE CLAMP R0
1SCA118510R1001 | OTZM4A | Active | 6417019502397 | 190.83 | 1 | 1 | stuk | AC Switch-disconnectors - accessories | BE31040 | SM (Switches&Fusegear) | stuk | OTZM4A INTERLOCK | OTZM4A INTERLOCK | OTZM4A elektrischer Verriegelungssatz Verriegelung in OFF-Position | OTZM4A INTERLOCK
1SCA118511R1001 | OTZM4L | Active | 6417019502601 | 169.63 | 1 | 1 | stuk | AC Switch-disconnectors - accessories | BE31040 | SM (Switches&Fusegear) | stuk | OTZM4L INTERLOCK | OTZM4L INTERLOCK | OTZM4L elektrischer Verriegelungssatz Verriegelung in OFF und ON-Position | OTZM4L INTERLOCK
1SCA118537R1001 | OT160E33CP | Active | 6417019502960 | 1178.04 | 1 | 1 | stuk | Manual transfer switches | BE31040 | SM (Switches&Fusegear) | stuk | Omkeerschak.OT160E33CP | Inverseur Gamme OT OT160E33CP | OT160E33CP Lastumschalter 6-polig 160A m. Griff u. Welle | OT160E33CP CHANGE-OVER SWITCH
1SCA118822R1001 | OSM32GD4N2M230C | Active | 6417019504889 | 1269.73 | 1 | 1 | stuk | OS Mini - Motorized | BE31040 | SM (Switches&Fusegear) | stuk | OSM32GD4N2M230CMOTORIZED SWITCH FUSE | OSM32GD4N2M230C MOTORIZED SWITCH FUSE | OSM32GD4N2M230C Lasttrennsch. m. Mot. 4-polig 32A m. Griff für manuel. Betr. | OSM32GD4N2M230C MOTORIZED SWITCH FUSE
1SCA118828R1001 | OSM125GD4N2M230C | Active | 6417019505039 | 1450.44 | 1 | 1 | stuk | OS Mini - Motorized | BE31040 | SM (Switches&Fusegear) | stuk | OSM125GD4N2M230CMOTORIZED SWITCH FUSE | OSM125GD4N2M230C MOTORIZED SWITCH FUSE | OSM125GD4N2M230C Lasttrennsch. m. Mot. 4-polig 125A m. Griff für manuel. Betr. | OSM125GD4N2M230C MOTORIZED SWITCH FUSE
1SCA118831R1001 | OSM160GD4N2M230C | Active | 6417019505046 | 1493.26 | 1 | 1 | stuk | OS Mini - Motorized | BE31040 | SM (Switches&Fusegear) | stuk | OSM160GD4N2M230CMOTORIZED SWITCH FUSE | OSM160GD4N2M230C MOTORIZED SWITCH FUSE | OSM160GD4N2M230C Lasttrennsch. m. Mot. 4-polig 160A m. Griff für manuel. Betr. | OSM160GD4N2M230C MOTORIZED SWITCH FUSE
1SCA118836R1001 | OSM200D4N2M230C | Active | 6417019505077 | 1684.52 | 1 | 1 | stuk | OS Mini - Motorized | BE31040 | SM (Switches&Fusegear) | stuk | OSM200D4N2M230CMOTORIZED SWITCH FUSE | OSM200D4N2M230C MOTORIZED SWITCH FUSE | OSM200D4N2M230C Lasttrennsch. m. Mot. 4-polig 200A m. Griff für manuel. Betr. | OSM200D4N2M230C MOTORIZED SWITCH FUSE
1SCA118838R1001 | OSM250D4N2M230C | Active | 6417019505084 | 1733.13 | 1 | 1 | stuk | OS Mini - Motorized | BE31040 | SM (Switches&Fusegear) | stuk | OSM250D4N2M230CMOTORIZED SWITCH FUSE | OSM250D4N2M230C MOTORIZED SWITCH FUSE | OSM250D4N2M230C Lasttrennsch. m. Mot. 4-polig 250A m. Griff für manuel. Betr. | OSM250D4N2M230C MOTORIZED SWITCH FUSE
1SCA118842R1001 | OSM400D4N2M230C | Active | 6417019505114 | 2406.93 | 1 | 1 | stuk | OS Mini - Motorized | BE31040 | SM (Switches&Fusegear) | stuk | OSM400D4N2M230CMOTORIZED SWITCH FUSE | OSM400D4N2M230C MOTORIZED SWITCH FUSE | OSM400D4N2M230C Lasttrennsch. m. Mot. 4-polig 400A m. Griff für manuel. Betr. | OSM400D4N2M230C MOTORIZED SWITCH FUSE
1SCA118846R1001 | OSM630D4N2M230C | Active | 6417019505145 | 3672.83 | 1 | 1 | stuk | OS Mini - Motorized | BE31040 | SM (Switches&Fusegear) | stuk | OSM630D4N2M230CMOTORIZED SWITCH FUSE | OSM630D4N2M230C MOTORIZED SWITCH FUSE | OSM630D4N2M230C Lasttrennsch. m. Mot. 4-polig 630A m. Griff für manuel. Betr. | OSM630D4N2M230C MOTORIZED SWITCH FUSE
1SCA118847R1001 | OSM800D4N2M230C | Active | 6417019505152 | 3864.77 | 1 | 1 | stuk | OS Mini - Motorized | BE31040 | SM (Switches&Fusegear) | stuk | OSM800D4N2M230CMOTORIZED SWITCH FUSE | OSM800D4N2M230C MOTORIZED SWITCH FUSE | OSM800D4N2M230C Lasttrennsch. m. Mot. 4-polig 800A m. Griff für manuel. Betr. | OSM800D4N2M230C MOTORIZED SWITCH FUSE
1SCA118850R1001 | OSM1250D4N2M230C | Active | 6417019505176 | 6420.5 | 1 | 1 | stuk | OS Mini - Motorized | BE31040 | SM (Switches&Fusegear) | stuk | OSM1250D4N2M230CMOTORIZED SWITCH FUSE | OSM1250D4N2M230C MOTORIZED SWITCH FUSE | OSM1250D4N2M230C Lasttrennsch. m. Mot. 4-pol. 1250A m. Griff für manuel. Betr. | OSM1250D4N2M230C MOTORIZED SWITCH FUSE
1SCA118851R1001 | OSM1250DA4N2M230C | Active | 6417019505183 | 6215.44 | 1 | 1 | stuk | OS Mini - Motorized | BE31040 | SM (Switches&Fusegear) | stuk | OSM1250DA4N2M230C | OSM1250DA4N2M230C MOTORIZED SWITCH FUSE | OSM1250DA4N2M230C Lasttrennsch. m. Mot. 4-pol. 1250A m. Griff für manuel. Betr. | OSM1250DA4N2M230C MOTORIZED SWITCH FUSE
1SCA118865R1001 | OSM63GD4N2M230C | Active | 6417019505190 | 1409.3 | 1 | 1 | stuk | OS Mini - Motorized | BE31040 | SM (Switches&Fusegear) | stuk | OSM63GD4N2M230CMOTORIZED SWITCH FUSE | OSM63GD4N2M230C MOTORIZED SWITCH FUSE | OSM63GD4N2M230C Lasttrennsch. m. Mot. 4-polig 63A m. Griff für manuel. Betr. | OSM63GD4N2M230C MOTORIZED SWITCH FUSE
1SCA118949R1001 | OT1250EM04P | Active | 6417019505701 | 2204.95 | 1 | 1 | stuk | AC Switch-disconnectors | BE31040 | SM (Switches&Fusegear) | stuk | Aardingsschak.1250A 4P | OT1250EM04P Sectionneur à fusible | OT1250EM04P Erdungsschalter 4-polig m. Griff u. Welle | OT1250EM04P SWITCH-DISCONNECTOR |  | 5.14
1SCA120070R1001 | OTM125F3CMA230V | Active | 6417019516813 | 1262.78 | 1 | 1 | stuk | Motorized transfer switches | BE31040 | SM (Switches&Fusegear) | stuk | OTM125F3CMA230VMOTORIZED C/O SWITCH | Interrupteur-inverseur +Moteur Gamme OT OTM125F3CMA230V | OTM125F3CMA230V Lastumschalter m. Mot. 3-polig 125A m. Griff für manuel. Betr. | OTM125F3CMA230V MOTORIZED C/O SWITCH
1SCA120071R1001 | OTM100F3CMA230V | Active | 6417019516820 | 1082.91 | 1 | 1 | stuk | Motorized transfer switches | BE31040 | SM (Switches&Fusegear) | stuk | OTM100F3CMA230VMOTORIZED C/O SWITCH | Interrupteur-inverseur +Moteur Gamme OT OTM100F3CMA230V | OTM100F3CMA230V Lastumschalter m. Mot. 3-polig 100A m. Griff für manuel. Betr. | OTM100F3CMA230V MOTORIZED C/O SWITCH
1SCA120093R1001 | OTM80F3CMA230V | Active | 6417019516837 | 843.08 | 1 | 1 | stuk | Motorized transfer switches | BE31040 | SM (Switches&Fusegear) | stuk | OTM80F3CMA230VMOTORIZED C/O SWITCH | Interrupteur-inverseur +Moteur Gamme OT OTM100F3CMA230V | OTM80F3CMA230V Lastumschalter m. Mot. 3-polig 80A m. Griff für manuel. Betr. | OTM80F3CMA230V MOTORIZED C/O SWITCH
1SCA120095R1001 | OTM63F3CMA230V | Active | 6417019516844 | 750.07 | 1 | 1 | stuk | Motorized transfer switches | BE31040 | SM (Switches&Fusegear) | stuk | OTM63F3CMA230VMOTORIZED C/O SWITCH | Interrupteur-inverseur +Moteur Gamme OT OTM63F3CMA230V | OTM63F3CMA230V Lastumschalter m. Mot. 3-polig 63A m. Griff für manuel. Betr. | OTM63F3CMA230V MOTORIZED C/O SWITCH
1SCA120096R1001 | OTM40F3CMA230V | Active | 6417019516851 | 672.99 | 1 | 1 | stuk | Motorized transfer switches | BE31040 | SM (Switches&Fusegear) | stuk | omschak.motor OTM40F3CMA230V | Interrupteur-inverseur +Moteur Gamme OT OTM40F3CMA230V | OTM40F3CMA230V Lastumschalter m. Mot. 3-polig 40A m. Griff für manuel. Betr. | OTM40F3CMA230V MOTORIZED C/O SWITCH
1SCA120097R1001 | OTM125F4CMA230V | Active | 6417019516868 | 1405.94 | 1 | 1 | stuk | Motorized transfer switches | BE31040 | SM (Switches&Fusegear) | stuk | omschak.motor OTM125F4CMA230V | Interrupteur-inverseur +Moteur Gamme OT OTM125F4CMA230V | OTM125F4CMA230V Lastumschalter m. Mot. 4-polig 125A m. Griff für manuel. Betr. | OTM125F4CMA230V MOTORIZED C/O SWITCH
1SCA120098R1001 | OTM100F4CMA230V | Active | 6417019516875 | 1163.66 | 1 | 1 | stuk | Motorized transfer switches | BE31040 | SM (Switches&Fusegear) | stuk | OTM100F4CMA230VMOTORIZED C/O SWITCH | Interrupteur-inverseur +Moteur Gamme OT OTM100F4CMA230V | OTM100F4CMA230V Lastumschalter m. Mot. 4-polig 100A m. Griff für manuel. Betr. | OTM100F4CMA230V MOTORIZED C/O SWITCH
1SCA120100R1001 | OTM80F4CMA230V | Active | 6417019516882 | 969.09 | 1 | 1 | stuk | Motorized transfer switches | BE31040 | SM (Switches&Fusegear) | stuk | OTM80F4CMA230VMOTORIZED C/O SWITCH | Interrupteur-inverseur +Moteur Gamme OT OTM80F4CMA230V | OTM80F4CMA230V Lastumschalter m. Mot. 4-polig 80A m. Griff für manuel. Betr. | OTM80F4CMA230V MOTORIZED C/O SWITCH
1SCA120101R1001 | OTM63F4CMA230V | Active | 6417019516899 | 852.87 | 1 | 1 | stuk | Motorized transfer switches | BE31040 | SM (Switches&Fusegear) | stuk | omschak.motor OTM63F4CMA230V | Interrupteur-inverseur +Moteur Gamme OT OTM63F4CMA230V | OTM63F4CMA230V Lastumschalter m. Mot. 4-polig 63A m. Griff für manuel. Betr. | OTM63F4CMA230V MOTORIZED C/O SWITCH
1SCA120102R1001 | OTM40F4CMA230V | Active | 6417019516905 | 723.14 | 1 | 1 | stuk | Motorized transfer switches | BE31040 | SM (Switches&Fusegear) | stuk | omschak.motor OTM40F4CMA230V | Interrupteur-inverseur +Moteur Gamme OT OTM40F4CMA230V | OTM40F4CMA230V Lastumschalter m. Mot. 4-pole 40A m. Griff für manuel. Betr. | OTM40F4CMA230V MOTORIZED C/O SWITCH
1SCA120153R1001 | OMZB18 | Active | 6417019517407 | 46.85 | 1 | 1 | stuk | Transfer switches | BE31040 | SM (Switches&Fusegear) | stuk | VoltageMeet Con. OM OT_160 250E_C | Prise tension OMZB18 KIT PRISE TENSION POUR OTM160#250_C | OMZB18 Spannungsabgriff Leitung 0,5-1,5mm² VPE 8 | OMZB18 VOLTAGE SENSING CONNECTORS R1
1SCA120154R1001 | OMZB28 | Active | 6417019517414 | 61.07 | 1 | 1 | stuk | Transfer switches | BE31040 | SM (Switches&Fusegear) | stuk | VoltageMeet Con. OM OT_315 400E_C | Prise tension OMZB28 KIT PRISE TENSION POUR OTM315#400_C | OMZB28 Spannungsabgriff Leitung 0,5-1,5mm² VPE 8 | OMZB28 VOLTAGE SENSING CONNECTORS R2
1SCA120155R1001 | OMZB38 | Active | 6417019517421 | 88.25 | 1 | 1 | stuk | Transfer switches | BE31040 | SM (Switches&Fusegear) | stuk | VoltageMeet Con. OM OMZB38 | OMZB38 VOLTAGE SENSING CONNECTORS R3 | OMZB38 Spannungsabgriff Leitung 0,5-1,5mm² VPE 8 | OMZB38 VOLTAGE SENSING CONNECTORS R3
1SCA120156R1001 | OMZB48 | Active | 6417019517438 | 123.74 | 1 | 1 | stuk | Transfer switches | BE31040 | SM (Switches&Fusegear) | stuk | VoltageMeet Con. OM OMZB48 | OMZB48 VOLTAGE SENSING CONNECTORS R4 | OMZB48 Spannungsabgriff Leitung 0,5-1,5mm² VPE 8 | OMZB48 VOLTAGE SENSING CONNECTORS R4
1SCA120250R1001 | OHB274J12T | Active | 6417019517643 | 272.15 | 1 | 1 | stuk | AC Switch-disconnectors - accessories | BE31040 | SM (Switches&Fusegear) | stuk | Handvat OHB274J12T | OHB274J12T HANDLE | OHB274J12T HANDLE | OHB274J12T HANDLE
1SCA120267R1001 | OS160GD12LRP | Active | 6417019517803 | 766.85 | 1 | 1 | stuk | OS | BE31040 | SM (Switches&Fusegear) | stuk | L.Scheider OS OS160GD12LRP | OS160GD12LRP SPECIAL CONNECTED SWITCH FUSE | OS160GD12LRP | OS160GD12LRP SPECIAL CONNECTED SWITCH FUSE
1SCA120275R1001 | OS160GD22LRP | Active | 6417019517889 | 914.39 | 1 | 1 | stuk | OS | BE31040 | SM (Switches&Fusegear) | stuk | L.Scheider OS OS160GD22LRP | OS160GD22LRP SPECIAL CONNECTED SWITCH FUSE | OS160GD22LRP | OS160GD22LRP SPECIAL CONNECTED SWITCH FUSE
1SCA120294R1001 | OS160GD21LRP | Active | 6417019518060 | 766.85 | 1 | 1 | stuk | OS | BE31040 | SM (Switches&Fusegear) | stuk | L.Scheider OS OS160GD21LRP | OS160GD21LRP SPECIAL CONNECTED SWITCH FUSE | OS160GD21LRP | OS160GD21LRP SPECIAL CONNECTED SWITCH FUSE
1SCA120319R1001 | 1SCA120319R1001 | Active | 6417019518329 | 584.28 | 1 | 1 | stuk | OS | BE31040 | SM (Switches&Fusegear) | stuk | Frontaal bediende lastscheider OS serie OS125GD21LR SPECIAL CONNECTED SWITCH FUSE | interrupteur-sectionneur opéra Série OS OS125GD21LR SPECIAL CONNECTED SWITCH FUSE | Front operated switch fuse OS range OS125GD21LR SPECIAL CONNECTED SWITCH FUSE | Front operated switch fuse OS range OS125GD21LR SPECIAL CONNECTED SWITCH FUSE
1SCA120509R1001 | OT160EV03 | Active | 6417019518497 | 182.33 | 1 | 1 | stuk | AC Switch-disconnectors | BE31040 | SM (Switches&Fusegear) | stuk | Lastscheider OT160EV03 | Interrupteur-sectionneur Gamme OT OT160EV03 | OT160EV03 Lasttrennschalter 3-polig 160A o. Griff u. Welle | OT160EV03 SWITCH-DISCONNECTOR |  | 5.14
1SCA120513R1001 | OT160EV03K | Active | 6417019519739 | 226.38 | 1 | 1 | stuk | AC Switch-disconnectors | BE31040 | SM (Switches&Fusegear) | stuk | Lastscheider OT160EV03K | OT160EV03K INTER.SEC FRONTAL 160A 3PÔLES POIGNÉE SUR APPAREIL | OT160EV03K Lasttrennschalter 3-polig 160A m. direkt mont. Griff | OT160EV03K SWITCH-DISCONNECTOR |  | 5.14
1SCA120514R1001 | OT160EV03P | Active | 6417019519746 | 214.13 | 1 | 1 | stuk | AC Switch-disconnectors | BE31040 | SM (Switches&Fusegear) | stuk | Lastscheider OT 160EV03P | Interrupteur-sectionneur Gamme OT OT160EV03P | OT160EV03P Lasttrennschalter 3-polig 160A m. Griff u. Welle | OT160EV03P SWITCH-DISCONNECTOR |  | 5.14
1SCA120520R1001 | OT160EV04K | Active | 6417019519807 | 258.46 | 1 | 1 | stuk | AC Switch-disconnectors | BE31040 | SM (Switches&Fusegear) | stuk | Lastscheider OT160EV04K | Interrupteur-sectionneur Gamme OT OT160EV04K | OT160EV04K Lasttrennschalter 4-polig 160A m. Griff u. Welle | OT160EV04K SWITCH-DISCONNECTOR |  | 5.14
1SCA120521R1001 | OT160EV04P | Active | 6417019519814 | 276.54 | 1 | 1 | stuk | AC Switch-disconnectors | BE31040 | SM (Switches&Fusegear) | stuk | Lastscheider OT 160EV04P | Interrupteur-sectionneur Gamme OT OT160EV04P | OT160EV04P Lasttrennschalter 4-polig 160A m. Griff u. Welle | OT160EV04P SWITCH-DISCONNECTOR |  | 5.14
1SCA120529R1001 | OT160EV12P | Active | 6417019519906 | 217.81 | 1 | 1 | stuk | AC Switch-disconnectors | BE31040 | SM (Switches&Fusegear) | stuk | Lastscheider 3P 160A 3P 160A | OT160EV12P SWITCH-DISCONNECTOR | OT160EV12P Lasttrennschalter 3-polig 160A m. Griff u. Welle | OT160EV12P SWITCH-DISCONNECTOR |  | 5.14
1SCA120537R1001 | OT160EV22P | Active | 6417019520049 | 231.26 | 1 | 1 | stuk | AC Switch-disconnectors | BE31040 | SM (Switches&Fusegear) | stuk | Lastscheider OT 160EV22P | Interrupteur-sectionneur Gamme OT OT160EV22P | OT160EV22P Lasttrennschalter 4-polig 160A m. Griff u. Welle | OT160EV22P SWITCH-DISCONNECTOR |  | 5.14
1SCA120539R1001 | OT160EV22WP | Active | 6417019520063 | 285.09 | 1 | 1 | stuk | AC Switch-disconnectors | BE31040 | SM (Switches&Fusegear) | stuk | Lastscheider 4P 160A 4P 160A | OT160EV22WP Sectionneur à fusible | OT160EV22WP Lasttrennschalter 4-polig 160A m. Griff u. Welle | OT160EV22WP SWITCH-DISCONNECTOR |  | 5.14
1SCA120563R1001 | OT160EVS03 | Active | 6417019520322 | 342.61 | 1 | 1 | stuk | AC Switch-disconnectors | BE31040 | SM (Switches&Fusegear) | stuk | Lastscheider OT160EVS03 | Interrupteur-sectionneur Gamme OT OT160EVS03 | OT160EVS03 Lasttrennschalter 3-polig 160A o. Griff u. Welle | OT160EVS03 SWITCH-DISCONNECTOR |  | 5.14
1SCA120564R1001 | OT160EVS04 | Active | 6417019520339 | 390.35 | 1 | 1 | stuk | AC Switch-disconnectors | BE31040 | SM (Switches&Fusegear) | stuk | Lastscheider OT160EVS04 | Interrupteur-sectionneur Gamme OT OT160EVS04 | OT160EVS04 Lasttrennschalter 4-polig 160A o. Griff u. Welle | OT160EVS04 SWITCH-DISCONNECTOR |  | 5.14
1SCA120565R1001 | OT160EVS04K | Active | 6417019520346 | 334.05 | 1 | 1 | stuk | AC Switch-disconnectors | BE31040 | SM (Switches&Fusegear) | stuk | Lastscheider OT160EVS04K | OT160EVS04K INTER.SEC LATERAL GAUCHE 160A 4PÔLES POIGNÉE SUR APPAREIL | OT160EVS04K Lasttrennschalter 4-polig 160A m. direkt mont. Griff | OT160EVS04K SWITCH-DISCONNECTOR |  | 5.14
1SCA120570R1001 | OT160EVS03K | Active | 6417019520391 | 296.1 | 1 | 1 | stuk | AC Switch-disconnectors | BE31040 | SM (Switches&Fusegear) | stuk | Lastscheider OT160EVS03K | OT160EVS03K INTER.SEC LATERAL GAUCHE 160A 3PÔLES POIGNÉE SUR APPAREIL | OT160EVS03K Lasttrennschalter 3-polig 160A m. direkt mont. Griff | OT160EVS03K SWITCH-DISCONNECTOR |  | 5.14
1SCA120655R1001 | OS160GD03BBP | Active | 6417019521220 | 413.37 | 1 | 1 | stuk | OS | BE31040 | SM (Switches&Fusegear) | stuk | OS160GD03BBP OS OS160GD03BBP | OS160GD03BBP SPECIAL CONNECTED SWITCH FUSE | OS160GD03BBP Lasttrennschalter f. Sich. 3-polig 160A m. Griff u. Welle | OS160GD03BBP SPECIAL CONNECTED SWITCH FUSE
1SCA120661R1001 | OS160GD04BBN2P | Active | 6417019521282 | 490.25 | 1 | 1 | stuk | OS | BE31040 | SM (Switches&Fusegear) | stuk | OS160GD04BBN2P OS OS160GD04BBN2P | OS160GD04BBN2P SPECIAL CONNECTED SWITCH FUSE | OS160GD04BBN2P | OS160GD04BBN2P SPECIAL CONNECTED SWITCH FUSE
1SCA120697R1001 | OT160KLAA4C | Active | 6417019521626 | 3417.47 | 1 | 1 | stuk | Transfer switches | BE31040 | SM (Switches&Fusegear) | stuk | OT160KLAA4C OT160KLAA4C | OT160KLAA4C Enclosed change-over switch | OT160KLAA4C | OT160KLAA4C Enclosed change-over switch
1SCA120752R1001 | OS160GD12BBP | Active | 6417019522104 | 489.45 | 1 | 1 | stuk | OS | BE31040 | SM (Switches&Fusegear) | stuk | OS160GD12BBP SPECIAL CONNECTED SWITCH FUSE | interrupteur-sectionneur opéra Série OS 3P, 160A, Méchanisme en face | OS160GD12BBP Lasttrennschalter f. Sich. 3-polig 160A m. Griff u. Welle | OS160GD12BBP SPECIAL CONNECTED SWITCH FUSE
1SCA120802R1001 | OS125GD03BBP | Active | 6417019522555 | 527.37 | 1 | 1 | stuk | OS | BE31040 | SM (Switches&Fusegear) | stuk | Front.bediende L.Scheider OS 3P 125A IP65 | interrupteur-sectionneur opéra Série OS 3P, 125A, IP65 | OS125GD03BBP Lasttrennschalter f. Sich. 3-polig 125A m. Griff u. Welle | OS125GD03BBP SPECIAL CONNECTED SWITCH FUSE
1SCA120808R1001 | OS125GD12BBP | Active | 6417019522616 | 413.58 | 1 | 1 | stuk | OS | BE31040 | SM (Switches&Fusegear) | stuk | Zek.Lastschak.OS 3P 125A Zek.00,000 | Interrupteur à fusible Gamme OS 3P, 125A, Type de fusible 00 et 000 | OS125GD12BBP Lasttrennschalter f. Sich. 3-polig 125A m. Griff u. Welle | OS125GD12BBP SPECIAL CONNECTED SWITCH FUSE
1SCA120919R1001 | OHB274J12E20 | Active | 6417019523743 | 296.9 | 1 | 1 | stuk | AC Switch-disconnectors - accessories | BE31040 | SM (Switches&Fusegear) | stuk | Handvat OHB 274J12E20 | OHB274J12E20 HANDLE | OHB274J12E20 HANDLE | OHB274J12E20 HANDLE
1SCA121184R1001 | OTM200E2M230V | Active | 6417019524603 | 873.66 | 1 | 1 | stuk | Switch-disconnectors - Motorized | BE31040 | SM (Switches&Fusegear) | stuk | Gemot.schak.OTM OTM200E2M230V | Interrupteur motorisè Gamme OT OTM200E2M230V | OTM200E2M230V Lasttrennschalter m. Mot. 2-polig 200A m. Griff für manuel. Betr. | OTM200E2M230V MOTORIZED SWITCH
1SCA121185R1001 | OTM250E2M230V | Active | 6417019524610 | 928.38 | 1 | 1 | stuk | Switch-disconnectors - Motorized | BE31040 | SM (Switches&Fusegear) | stuk | Gemot.schak.OTM OTM250E2M230V | OTM250E2M230V MOTORIZED SWITCH | OTM250E2M230V Lasttrennschalter m. Mot. 2-polig 250A m. Griff für manuel. Betr. | OTM250E2M230V MOTORIZED SWITCH
1SCA121190R1001 | OTM630E2M230V | Active | 6417019524665 | 1430.75 | 1 | 1 | stuk | Switch-disconnectors - Motorized | BE31040 | SM (Switches&Fusegear) | stuk | Gemot.schak.OTM OTM 630E2M230V | OTM630E2M230V MOTORIZED SWITCH | OTM630E2M230V Lasttrennschalter m. Mot. 2-polig 630A m. Griff für manuel. Betr. | OTM630E2M230V MOTORIZED SWITCH
1SCA121197R1001 | OTM800E2M230V | Active | 6417019524733 | 1634.62 | 1 | 1 | stuk | Switch-disconnectors - Motorized | BE31040 | SM (Switches&Fusegear) | stuk | Gemot.schak.OTM OTM800E2M230V | OTM800E2M230V MOTORIZED SWITCH | OTM800E2M230V Lasttrennschalter m. Mot. 2-polig 800A m. Griff für manuel. Betr. | OTM800E2M230V MOTORIZED SWITCH
1SCA121201R1001 | OTM2000E2M230V | Active | 6417019524771 | 2934.33 | 1 | 1 | stuk | Switch-disconnectors - Motorized | BE31040 | SM (Switches&Fusegear) | stuk | Gemot.schak.OTM OTM2000E2M230V | OTM2000E2M230V MOTORIZED SWITCH | OTM2000E2M230V Lasttrennschalter m. Mot. 2-polig 2000A m. Griff für manuel. Betr. | OTM2000E2M230V MOTORIZED SWITCH
1SCA121211R1001 | OTM250E2CM230V | Active | 6417019524795 | 1520.95 | 1 | 1 | stuk | Motorized transfer switches | BE31040 | SM (Switches&Fusegear) | stuk | Gemot. omschak.OTM 2P 250A 220-240V | INVERS.MOTOR. OTM250E2CM230V INVERSEUR DE Tarif PublicRCES MOTORISÉ 250A 2 PÔLES ALIM 220-240VAC | OTM250E2CM230V Lastumschalter m. Mot. 2-polig 250A m. Griff für manuel. Betr. | OTM250E2CM230V MOTORIZED C/O SWITCH
1SCA121268R1001 | OTM630E2CM230V | Active | 6417019525297 | 1958.65 | 1 | 1 | stuk | Motorized transfer switches | BE31040 | SM (Switches&Fusegear) | stuk | Gemot. omschak.OTM OTM 630E2CM230V | OTM630E2CM230V MOTORIZED C/O SWITCH | OTM630E2CM230V Lastumschalter m. Mot. 2-polig 630A m. Griff für manuel. Betr. | OTM630E2CM230V MOTORIZED C/O SWITCH
1SCA121324R1001 | OMZC003 | Active | 6417019525846 | 73.95 | 1 | 1 | stuk | Transfer switches | BE31040 | SM (Switches&Fusegear) | stuk | Verbindingsset OM OMZC003 Parallel connection kit | OMZC003 Parallel connection kit | OMZC003 Parallelverbindungssatz Querschnitt 2,5-25mm²/2x2,5-16mm² | OMZC003 Parallel connection kit
1SCA121325R1001 | OMZC004 | Active | 6417019525853 | 111.19 | 1 | 1 | stuk | Transfer switches | BE31040 | SM (Switches&Fusegear) | stuk | Verbindingsset OM OMZC004 Parallel connection kit | OMZC004 Parallel connection kit | OMZC004 Parallelverbindungssatz Querschnitt 2,5-25mm²/2x2,5-16mm² | OMZC004 Parallel connection kit
1SCA121396R1001 | OTM1000E2M230V | Active | 6417019525495 | 2278.37 | 1 | 1 | stuk | Switch-disconnectors - Motorized | BE31040 | SM (Switches&Fusegear) | stuk | Gemot.schak.OTM1000E2M230V | Interrupteur motorisé Gamme OT OTM1000E2M230V | OTM1000E2M230V Lasttrennschalter m. Mot. 2-polig 1000A m. Griff für manuel. Betr. | OTM1000E2M230V MOTORIZED SWITCH
1SCA121454R1001 | OTDC16F2 | Active | 6417019525990 | 69.75 | 1 | 1 | stuk | DC Switch-disconnectors | BE31040 | SM (Switches&Fusegear) | stuk | L.Scheider OTDC16F2 | Interrupteur-sectionneur série OT OTDC16F2 | OTDC16F2 DC-Lasttrennschalter 2-polig 16A m. schwarzem Knebelgriff | OTDC16F2 DC Switch-disconnector
1SCA121455R1001 | OTDC25F2 | Active | 6417019526102 | 76.11 | 1 | 1 | stuk | DC Switch-disconnectors | BE31040 | SM (Switches&Fusegear) | stuk | L.Scheider OTDC25F2 | Interrupteur-sectionneur Gamme OT 3 pôles, 25A | OTDC25F2 DC-Lasttrennschalter 2-polig 25A m. schwarzem Knebelgriff | OTDC25F2 DC Switch-disconnector
1SCA121456R1001 | OTDC32F2 | Active | 6417019526119 | 86.28 | 1 | 1 | stuk | DC Switch-disconnectors | BE31040 | SM (Switches&Fusegear) | stuk | L.Scheider 2P 32A | INTER. SECT. PV. OTDC32F2 INTER.SEC PV 32A 660VDC MONTAGE FOND D'ARMOIRE | OTDC32F2 DC-Lasttrennschalter 2-polig 32A m. schwarzem Knebelgriff | OTDC32F2 DC Switch-disconnector
1SCA121457R1001 | OTDC16F3 | Active | 6417019526126 | 89.82 | 1 | 1 | stuk | DC Switch-disconnectors | BE31040 | SM (Switches&Fusegear) | stuk | L.Scheider 3P 16A Tot 1000 VDC | INTER. SECT. PV. OTDC16F3 INTER.SEC PV 16A 1000VDC MONTAGE FOND D'ARMOIRE | OTDC16F3 DC-Lasttrennschalter 3-polig 16A m. schwarzem Knebelgriff | OTDC16F3 DC Switch-disconnector
1SCA121458R1001 | OTDC25F3 | Active | 6417019526133 | 121.51 | 1 | 1 | stuk | DC Switch-disconnectors | BE31040 | SM (Switches&Fusegear) | stuk | L.Scheider OTDC25F3 | Interrupteur-sectionneur Gamme OTDC 3 poles, 25A | OTDC25F3 DC-Lasttrennschalter 3-polig 25A m. schwarzem Knebelgriff | OTDC25F3 DC Switch-disconnector
1SCA121459R1001 | OTDC32F3 | Active | 6417019526140 | 110.25 | 1 | 1 | stuk | DC Switch-disconnectors | BE31040 | SM (Switches&Fusegear) | stuk | L.Scheider 3P 32 A Tot 1000 VDC | INTER. SECT. PV. OTDC32F3 INTER.SEC PV 32A 1000VDC MONTAGE FOND D'ARMOIRE | OTDC32F3 DC-Lasttrennschalter 3-polig 32A m. schwarzem Knebelgriff | OTDC32F3 DC Switch-disconnector
1SCA121461R1001 | OTDC16F4 | Active | 6417019526164 | 112.57 | 1 | 1 | stuk | DC Switch-disconnectors | BE31040 | SM (Switches&Fusegear) | stuk | L.Scheider 4P 16 A Tot 1200 VDC | INTER. SECT. PV. OTDC16F4 INTER.SEC PV 16A 1200VDC MONTAGE FOND D'ARMOIRE | OTDC16F4 DC-Lasttrennschalter 4-polig 16A m. schwarzem Knebelgriff | OTDC16F4 DC Switch-disconnector
1SCA121462R1001 | OTDC25F4 | Active | 6417019526171 | 124.8 | 1 | 1 | stuk | DC Switch-disconnectors | BE31040 | SM (Switches&Fusegear) | stuk | L.Scheider 4P 25 A Tot 1200 VDC | INTER. SECT. PV. OTDC25F4 INTER.SEC PV 25A 1200VDC MONTAGE FOND D'ARMOIRE | OTDC25F4 DC-Lasttrennschalter 4-polig 25A m. schwarzem Knebelgriff | OTDC25F4 DC Switch-disconnector
1SCA121463R1001 | OTDC32F4 | Active | 6417019526188 | 139.49 | 1 | 1 | stuk | DC Switch-disconnectors | BE31040 | SM (Switches&Fusegear) | stuk | L.Scheider 4P 32 A Tot 1200 VDC | INTER. SECT. PV. OTDC32F4 INTER.SEC PV 32A 1200VDC MONTAGE FOND D'ARMOIRE | OTDC32F4 DC-Lasttrennschalter 4-polig 32A m. schwarzem Knebelgriff | OTDC32F4 DC Switch-disconnector
1SCA121570R1001 | OSS160GG3LS | Active | 6417019526836 | 76.11 | 1 | 1 | stuk | OS Accessories | BE31040 | SM (Switches&Fusegear) | stuk | Afscherm OS100-160 L in R uit | OSS160GG3LS ENVELOPPE BORNE | Terminal shroud for OS100-160 3 pole long Special execution, grey Left in right out | OSS160GG3LS TERMINAL SHROUD
1SCA121670R1001 | OS160GD21P | Active | 6417019528335 | 299.28 | 1 | 1 | stuk | OS | BE31040 | SM (Switches&Fusegear) | stuk | Frontaal bediende lastscheider OS serie 3P, 160A, Mechanisme tussen de polen | interrupteur-sectionneur opéra Série OS 3P, 160A, Méchanisme entre les poles | Front operated switch fuse OS range 3P, 160A, Mechanism between poles | Front operated switch fuse OS range 3P, 160A, Mechanism between poles
1SCA121776R1001 | OFD500EA | Active | 6417019529059 | 352.56 | 1 | 1 | stuk | OS Accessories | BE31040 | SM (Switches&Fusegear) | stuk | Monitor electro. Zek.en | OS63 | OFD500EA elektr. Sicherungsüberwachung Spannungsbereich 110-500V DC | OS63
1SCA121974R1001 | OS100GJ30 | Active | 6417019530215 | 296.1 | 1 | 1 | stuk | OS | BE31040 | SM (Switches&Fusegear) | stuk | Zek.Lastschak.OS100GJ30 | Interrupteur à fusible Gamme OS OS100GJ30 | OS100GJ30 Lasttrennschalter f. Sich. 3-polig 100A o. Griff u. Welle UL | OS100GJ30 FUSIBLE DISCONNECT SWITCH
1SCA122537R1001 | OZXT6 | Active | 6417019534688 | 42.32 | 1 | 1 | stuk | AC Switch-disconnectors - accessories | BE31040 | SM (Switches&Fusegear) | stuk | aansluitklem OTM40-125F 3 Stk | Borne de raccordement Gamme OT OZXT6 (3 p.) | OZXT6 Anschlussklemme für Al- u. Cu-Kabel VPE 3 | OZXT6 TERMINAL SET 3PCS
1SCA122841R1001 | OS63GD21P | Active | 6417019537436 | 214.9 | 1 | 1 | stuk | OS | BE31040 | SM (Switches&Fusegear) | stuk | Frontaal bediende lastscheider OS serie 3P, 63A, Mechanisme tussen de polen | interrupteur-sectionneur opéra Série OS 3P, 63A, Méchanisme entre les poles | Front operated switch fuse OS range 3P, 63A, Mechanism between poles | Front operated switch fuse OS range 3P, 63A, Mechanism between poles
1SCA122910R1001 | 1SCA122910R1001 | Active | 6417019538174 | 261.8 | 1 | 1 | stuk | OS | BE31040 | SM (Switches&Fusegear) | stuk | Lastscheider OS range OS160GD02K | Interrupteur - Sectionneur OS range OS160GD02K | Switch-fuses OS range OS160GD02K | Switch-fuses OS range OS160GD02K
1SCA122946R1001 | ODPS230 | Active | 6417019548807 | 244.16 | 1 | 1 | stuk | Transfer switches | BE31040 | SM (Switches&Fusegear) | stuk | ODPS230 DUAL voeding | ODPS230 DUAL POWER SUPPLY | ODPS230 Duale Spannungsversorgung m. ATS-Funktion | ODPS230 DUAL POWER SUPPLY
1SCA122969R1001 | OTM100F3M230V | Active | 6417019538549 | 593.69 | 1 | 1 | stuk | Switch-disconnectors - Motorized | BE31040 | SM (Switches&Fusegear) | stuk | Gemot.schak.OTM100F3M230V | OTM100F3M230V MOTORIZED SWITCH | OTM100F3M230V Lasttrennschalter m. Mot. 3-polig 1250A m. Griff für manuel. Betr. | OTM100F3M230V MOTORIZED SWITCH
1SCA122971R1001 | OTM63F3M230V | Active | 6417019538563 | 551.28 | 1 | 1 | stuk | Switch-disconnectors - Motorized | BE31040 | SM (Switches&Fusegear) | stuk | Gemot. omschak.OTM63F3M230V | OTM63F3M230V MOTORIZED SWITCH | OTM63F3M230V Lasttrennschalter m. Mot. 3-polig 63A m. Griff für manuel. Betr. | OTM63F3M230V MOTORIZED SWITCH
1SCA122973R1001 | OTM125F4M230V | Active | 6417019538587 | 737.86 | 1 | 1 | stuk | Switch-disconnectors - Motorized | BE31040 | SM (Switches&Fusegear) | stuk | Gemot. omschak.OTM125F4M230V | OTM125F4M230V MOTORIZED SWITCH | OTM125F4M230V Lasttrennschalter m. Mot. 4-polig 125A m. Griff für manuel. Betr. | OTM125F4M230V MOTORIZED SWITCH
1SCA123551R1001 | OT160E03YP | Active | 6417019543352 | 969.09 | 1 | 1 | stuk | Manual transfer switches | BE31040 | SM (Switches&Fusegear) | stuk | By-pass schak.160 A OT 160E03YP | INTER.BY-PASS OT160E03YP INVERSEUR DE BY-PASS 160A 3 POLES | OT160E03YP Bypass-Schalter 3-polig 160A m. Griff u. Welle | OT160E03YP BY-PASS SWITCH
1SCA123552R1001 | OT200E03YP | Active | 6417019543369 | 1211.38 | 1 | 1 | stuk | Manual transfer switches | BE31040 | SM (Switches&Fusegear) | stuk | By-pass schak.200 A OT 200E03YP | INTER.BY-PASS OT200E03YP INVERSEUR DE BY-PASS 200A 3 POLES | OT200E03YP Bypass-Schalter 3-polig 200A m. Griff u. Welle | OT200E03YP BY-PASS SWITCH
1SCA123553R1001 | OT250E03YP | Active | 6417019543376 | 1453.65 | 1 | 1 | stuk | Manual transfer switches | BE31040 | SM (Switches&Fusegear) | stuk | By-pass schak.250 A OT 250E03YP | INTER.BY-PASS OT250E03YP INVERSEUR DE BY-PASS 250A 3 POLES | OT250E03YP Bypass-Schalter 3-polig 250A m. Griff u. Welle | OT250E03YP BY-PASS SWITCH
1SCA123556R1001 | OT160E04YP | Active | 6417019543406 | 1201.59 | 1 | 1 | stuk | Manual transfer switches | BE31040 | SM (Switches&Fusegear) | stuk | By-pass schak.160 A OT 160E04YP | INTER.BY-PASS OT160E04YP INVERSEUR DE BY-PASS 160A 4 POLES | OT160E04YP Bypass-Schalter 4-polig 160A m. Griff u. Welle | OT160E04YP BY-PASS SWITCH
1SCA123581R1001 | OT315E03YP | Active | 6417019543659 | 1645.77 | 1 | 1 | stuk | Manual transfer switches | BE31040 | SM (Switches&Fusegear) | stuk | By-pass schak.315 A OT 315E03YP | INTER.BY-PASS OT315E03YP INVERSEUR DE BY-PASS 315A 3 POLES | OT315E03YP Bypass-Schalter 3-polig 315A m. Griff u. Welle | OT315E03YP BY-PASS SWITCH
1SCA123745R1001 | OTDC160E11 | Active | 6417019544946 | 332.82 | 1 | 1 | stuk | DC Switch-disconnectors | BE31040 | SM (Switches&Fusegear) | stuk | OTDC160E11 DC Switch-disCon. | INTER. SEC. PV. OTDC160E11 INTER.SEC FRONTAL PV 160A 2PÔLES 1000VDC | OTDC160E11 DC-Lasttrennschalter 2-polig 160A o. Griff u. Welle | OTDC160E11 DC Switch-disconnector
1SCA123767R1001 | OTDC200U11 | Active | 6417019545295 | 763.32 | 1 | 1 | stuk | DC Switch-disconnectors | BE31040 | SM (Switches&Fusegear) | stuk | L.Scheider OTDC200U11 | OTDC200U11 PV Disconnect Switch | OTDC200U11 DC-Lasttrennschalter 2-polig 200A o. Griff u. Welle/UL | OTDC200U11 PV Disconnect Switch
1SCA123790R1001 | OMD300E480C-A1 | Active | 6417019545370 | 1193.02 | 1 | 1 | stuk | Transfer switches | BE31040 | SM (Switches&Fusegear) | stuk | ctrleeenheid OMD300 | Automatic Control Unit OTM | Automatic Control Unit OTM | OMD300E480C-A1 CONTROL UNIT
1SCA123791R1001 | OMD800E480C-A1 | Active | 6417019545387 | 1933.31 | 1 | 1 | stuk | Transfer switches | BE31040 | SM (Switches&Fusegear) | stuk | Automatische ctrle eenheid OTM OMD800E480C-A1 | Unité de controle Automatique OTM 40-2500 | Automatic control unit OTM 40-2500 | OMD800E480C-A1 CONTROL UNIT
1SCA123839R1001 | OTDC16FT2 | Active | 6417019545486 | 86.49 | 1 | 1 | stuk | DC Switch-disconnectors | BE31040 | SM (Switches&Fusegear) | stuk | L.Scheider 2P 16 A OTDC16FT2 Tot 660 VDC | INTER. SECT. PV. OTDC16FT2 | OTDC16FT2 DC-Lasttrennschalter 2-polig 16A o. Griff Türmontage | OTDC16FT2 DC Switch-disconnector
1SCA123840R1001 | OTDC16FT3 | Active | 6417019545493 | 101.55 | 1 | 1 | stuk | DC Switch-disconnectors | BE31040 | SM (Switches&Fusegear) | stuk | OTDC16FT3 DC Switch-disconnector | OTDC16FT3 DC Sectionneur à fusible | OTDC16FT3 DC-Lasttrennschalter 3-polig 16A o. Griff Türmontage | OTDC16FT3 DC Switch-disconnector
1SCA123841R1001 | OTDC16FT4 | Active | 6417019545608 | 123.58 | 1 | 1 | stuk | DC Switch-disconnectors | BE31040 | SM (Switches&Fusegear) | stuk | OTDC16FT4 DC Switch-disconnector | INTER. SECT. PV. OTDC16FT4 | OTDC16FT4 DC-Lasttrennschalter 4-polig 16A o. Griff Türmontage | OTDC16FT4 DC Switch-disconnector
1SCA123842R1001 | OTDC25FT2 | Active | 6417019545615 | 96.06 | 1 | 1 | stuk | DC Switch-disconnectors | BE31040 | SM (Switches&Fusegear) | stuk | L.Scheider 2P 25 A OTDC25FT2 Tot 660 VDC | INTER SECT PV OTDC25FT2 | OTDC25FT2 DC-Lasttrennschalter 2-polig 25A o. Griff Türmontage | OTDC25FT2 DC Switch-disconnector
1SCA123843R1001 | OTDC25FT3 | Active | 6417019545622 | 112.69 | 1 | 1 | stuk | DC Switch-disconnectors | BE31040 | SM (Switches&Fusegear) | stuk | OTDC25FT3 DC Switch-disconnector | OTDC25FT3 DC Sectionneur à fusible | OTDC25FT3 DC-Lasttrennschalter 3-polig 25A o. Griff Türmontage | OTDC25FT3 DC Switch-disconnector
1SCA123844R1001 | OTDC25FT4 | Active | 6417019545639 | 138.28 | 1 | 1 | stuk | DC Switch-disconnectors | BE31040 | SM (Switches&Fusegear) | stuk | OTDC25FT4 DC Switch-disconnector | INTER. SECT. PV. OTDC25FT4 | OTDC25FT4 DC-Lasttrennschalter 4-polig 25A o. Griff Türmontage | OTDC25FT4 DC Switch-disconnector
1SCA123845R1001 | OTDC32FT2 | Active | 6417019545646 | 106.21 | 1 | 1 | stuk | DC Switch-disconnectors | BE31040 | SM (Switches&Fusegear) | stuk | L.Scheider 2P 32 A OTDC32FT2 Tot 660 VDC | INTER SECT PV OTDC32FT2 | OTDC32FT2 DC-Lasttrennschalter 2-polig 32A o. Griff Türmontage | OTDC32FT2 DC Switch-disconnector
1SCA123846R1001 | OTDC32FT3 | Active | 6417019545653 | 124.8 | 1 | 1 | stuk | DC Switch-disconnectors | BE31040 | SM (Switches&Fusegear) | stuk | OTDC32FT3 DC Switch-disconnector | OTDC32FT3 DC Sectionneur à fusible | OTDC32FT3 DC-Lasttrennschalter 3-polig 32A o. Griff Türmontage | OTDC32FT3 DC Switch-disconnector
1SCA123847R1001 | OTDC32FT4 | Active | 6417019545660 | 152.95 | 1 | 1 | stuk | DC Switch-disconnectors | BE31040 | SM (Switches&Fusegear) | stuk | OTDC32FT4 DC Switch-disconnector | OTDC32FT4 DC Sectionneur à fusible | OTDC32FT4 DC-Lasttrennschalter 4-polig 32A o. Griff Türmontage | OTDC32FT4 DC Switch-disconnector
1SCA124057R1001 | OTM125F3CMA24D | Active | 6417019547459 | 1259.1 | 1 | 1 | stuk | Motorized transfer switches | BE31040 | SM (Switches&Fusegear) | stuk | omschak.motor OTM125F3CMA24D | Interrupteur-inverseur +Moteur Gamme OT OTM125F3CMA24D | OTM125F3CMA24D Lastumschalter m. Mot. 3-polig 125A m. Griff für manuel. Betr. | OTM125F3CMA24D MOTORIZED C/O SWITCH
1SCA124058R1001 | OTM100F3CMA24D | Active | 6417019547466 | 1064.55 | 1 | 1 | stuk | Motorized transfer switches | BE31040 | SM (Switches&Fusegear) | stuk | omschak.motor OTM100F3CMA24D | Interrupteur-inverseur +Moteur Gamme OT OTM100F3CMA24D | OTM100F3CMA24D Lastumschalter m. Mot. 3-polig 100A m. Griff für manuel. Betr. | OTM100F3CMA24D MOTORIZED C/O SWITCH
1SCA124059R1001 | OTM80F3CMA24D | Active | 6417019547473 | 895.69 | 1 | 1 | stuk | Motorized transfer switches | BE31040 | SM (Switches&Fusegear) | stuk | omschak.motor OTM80F3CMA24D | Interrupteur-inverseur +Moteur Gamme OT OTM80F3CMA24D | OTM80F3CMA24D Lastumschalter m. Mot. 3-polig 80A m. Griff für manuel. Betr. | OTM80F3CMA24D MOTORIZED C/O SWITCH
1SCA124060R1001 | OTM63F3CMA24D | Active | 6417019547480 | 801.46 | 1 | 1 | stuk | Motorized transfer switches | BE31040 | SM (Switches&Fusegear) | stuk | omschak.motor OTM63F3CMA24D | Interrupteur-inverseur +Moteur Gamme OT OTM63F3CMA24D | OTM63F3CMA24D Lastumschalter m. Mot. 3-polig 63A m. Griff für manuel. Betr. | OTM63F3CMA24D MOTORIZED C/O SWITCH
1SCA124061R1001 | OTM40F3CMA24D | Active | 6417019547497 | 680.33 | 1 | 1 | stuk | Motorized transfer switches | BE31040 | SM (Switches&Fusegear) | stuk | omschak.motor OTM40F3CMA24D | Interrupteur-inverseur +Moteur Gamme OT OTM40F3CMA24D | OTM40F3CMA24D Lastumschalter m. Mot. 3-polig 40A m. Griff für manuel. Betr. | OTM40F3CMA24D MOTORIZED C/O SWITCH
1SCA124062R1001 | OTM80F4CMA24D | Active | 6417019547503 | 1064.55 | 1 | 1 | stuk | Motorized transfer switches | BE31040 | SM (Switches&Fusegear) | stuk | omschak.motor OTM80F4CMA24D | Interrupteur-inverseur +Moteur Gamme OT OTM80F4CMA24D | OTM80F4CMA24D Lastumschalter m. Mot. 4-polig 80A m. Griff für manuel. Betr. | OTM80F4CMA24D MOTORIZED C/O SWITCH
1SCA124063R1001 | OTM40F4CMA24D | Active | 6417019547510 | 801.46 | 1 | 1 | stuk | Motorized transfer switches | BE31040 | SM (Switches&Fusegear) | stuk | omschak.motor OTM40F4CMA24D | Interrupteur-inverseur +Moteur Gamme OT OTM40F4CMA24D | OTM40F4CMA24D Lastumschalter m. Mot. 4-polig 40A m. Griff für manuel. Betr. | OTM40F4CMA24D MOTORIZED C/O SWITCH
1SCA124064R1001 | OTM63F4CMA24D | Active | 6417019547527 | 895.69 | 1 | 1 | stuk | Motorized transfer switches | BE31040 | SM (Switches&Fusegear) | stuk | omschak.motor OTM63F4CMA24D | Interrupteur-inverseur +Moteur Gamme OT OTM63F4CMA24D | OTM63F4CMA24D Lastumschalter m. Mot. 4-polig 63A m. Griff für manuel. Betr. | OTM63F4CMA24D MOTORIZED C/O SWITCH
1SCA124065R1001 | OTM125F4CMA24D | Active | 6417019547534 | 1501.37 | 1 | 1 | stuk | Motorized transfer switches | BE31040 | SM (Switches&Fusegear) | stuk | omschak.motor OTM125F4CMA24D | Interrupteur-inverseur +Moteur Gamme OT OTM125F4CMA24D | OTM125F4CMA24D Lastumschalter m. Mot. 4-polig 125A m. Griff für manuel. Betr. | OTM125F4CMA24D MOTORIZED C/O SWITCH
1SCA124066R1001 | OTM100F4CMA24D | Active | 6417019547541 | 1259.1 | 1 | 1 | stuk | Motorized transfer switches | BE31040 | SM (Switches&Fusegear) | stuk | omschak.motor OTM100F4CMA24D | Interrupteur-inverseur +Moteur Gamme OT OTM100F4CMA24D | OTM100F4CMA24D Lastumschalter m. Mot. 4-polig 100A m. Griff für manuel. Betr. | OTM100F4CMA24D MOTORIZED C/O SWITCH
1SCA124541R1001 | OS63GDSL30MNS | Active | 6417019549514 | 313.3 | 1 | 1 | stuk | OS | BE31040 | SM (Switches&Fusegear) | stuk | Zek.scheider OS63GDSL30MNS | OS63GDSL30MNS SWITCH FUSE | OS63GDSL30MNS Lasttrennschalter f. Sich. 3-polig 63A m. Griff u. Welle | OS63GDSL30MNS SWITCH FUSE
1SCA124599R1001 | OS63GDSL40N1MNS | Active | 6417019550091 | 376.94 | 1 | 1 | stuk | OS | BE31040 | SM (Switches&Fusegear) | stuk | Zek.scheider OS63GDSL40N1MNS | OS63GDSL40N1MNS SWITCH FUSE | OS63GDSL40N1MNS | OS63GDSL40N1MNS SWITCH FUSE
1SCA124869R1001 | OT4000E22P | Active | 6417019552057 | 6626.07 | 1 | 1 | stuk | AC Switch-disconnectors | BE31040 | SM (Switches&Fusegear) | stuk | Lastscheider OT4000E22P | OT4000E22P SWITCH-DISCONNECTOR | OT4000E22P | OT4000E22P SWITCH-DISCONNECTOR |  | 5.14
1SCA125090R1001 | OTDCP32SA22M | Active | 6417019553467 | 166.41 | 1 | 1 | stuk | DC enclosed switch-disconnectors | BE31040 | SM (Switches&Fusegear) | stuk | DC enclosed switch-disconnectors OTDCP32SA22M | OTDCP32SA22M Boîtier interrupteur solaire | OTDCP32SA22M DC-Lasttrennschalter 4-polig 32A m. rot gelbem Selektorgriff | OTDCP32SA22M Enclosed solar switch
1SCA125091R1001 | OTDCP25SA22M | Active | 6417019553474 | 200.68 | 1 | 1 | stuk | DC enclosed switch-disconnectors | BE31040 | SM (Switches&Fusegear) | stuk | PV schakel4P 25A 1000Vdc | Interrupteur enfermé Série OTDC 4P, 1000Vdc, 25A | OTDCP25SA22M DC-Lasttrennschalter 4-polig 25A m. rot gelbem Selektorgriff | OTDCP25SA22M Enclosed solar switch
1SCA125092R1001 | OTDCP25S22M | Active | 6417019553481 | 155.38 | 1 | 1 | stuk | DC enclosed switch-disconnectors | BE31040 | SM (Switches&Fusegear) | stuk | PV schakel4P 25A DC21 660V | OTDCP25S22M Boîtier interrupteur solaire | OTDCP25S22M DC-Lasttrennschalter 4-polig 25A m. schwarzem Selektorgriff | OTDCP25S22M Enclosed solar switch
1SCA125093R1001 | OTDCP32S22M | Active | 6417019553498 | 163.96 | 1 | 1 | stuk | DC enclosed switch-disconnectors | BE31040 | SM (Switches&Fusegear) | stuk | PV schakel4P 32A DC 1000VDC zwe knop | OTDCP32S22M Boîtier interrupteur solaire | OTDCP32S22M DC-Lasttrennschalter 4-polig 32A m. schwarzem Selektorgriff | OTDCP32S22M Enclosed solar switch
1SCA125094R1001 | OTDCP16SA22M | Active | 6417019553504 | 146.86 | 1 | 1 | stuk | DC enclosed switch-disconnectors | BE31040 | SM (Switches&Fusegear) | stuk | OTDCP16SA22M encl.solar switch | OTDCP16SA22M Boîtier interrupteur solaire | OTDCP16SA22M DC-Lasttrennschalter 4-polig 16A m. rot gelbem Selektorgriff | OTDCP16SA22M Enclosed solar switch
1SCA125095R1001 | OTDCP16S22M | Active | 6417019553511 | 144.38 | 1 | 1 | stuk | DC enclosed switch-disconnectors | BE31040 | SM (Switches&Fusegear) | stuk | PV schakel4P 16A | OTDCP16S22M Boîtier interrupteur solaire | OTDCP16S22M DC-Lasttrennschalter 4-polig 16A m. schwarzem Selektorgriff | OTDCP16S22M Enclosed solar switch
1SCA125126R1001 | OTDCP16SA11M | Active | 6417019553825 | 96.91 | 1 | 1 | stuk | DC enclosed switch-disconnectors | BE31040 | SM (Switches&Fusegear) | stuk | PV schakel2P 660Vdc 16A rood/gele knop | Interrupteur enfermé Série OTDC 2P, 660Vdc, 16A | OTDCP16SA11M DC-Lasttrennschalter 2-polig 16A m. rot gelbem Selektorgriff | OTDCP16SA11M Enclosed solar switch
1SCA125127R1001 | OTDCP25SA11M | Active | 6417019553832 | 101.68 | 1 | 1 | stuk | DC enclosed switch-disconnectors | BE31040 | SM (Switches&Fusegear) | stuk | PV schakel2P 660Vdc 25A rood/gele knop | Interrupteur enfermé Série OTDC 2P, 660Vdc, 25A | OTDCP25SA11M DC-Lasttrennschalter 2-polig 25A m. rot gelbem Selektorgriff | OTDCP25SA11M Enclosed solar switch
1SCA125128R1001 | OTDCP32SA11M | Active | 6417019553849 | 106.46 | 1 | 1 | stuk | DC enclosed switch-disconnectors | BE31040 | SM (Switches&Fusegear) | stuk | PV schakel2P 660Vdc 32A | Interrupteur enfermé Série OTDC 2P, 660Vdc, 32A | OTDCP32SA11M DC-Lasttrennschalter 2-polig 32A m. rot gelbem Selektorgriff | OTDCP32SA11M Enclosed solar switch
1SCA125129R1001 | OTDCP16S11M | Active | 6417019553856 | 96.91 | 1 | 1 | stuk | DC enclosed switch-disconnectors | BE31040 | SM (Switches&Fusegear) | stuk | PV schakelOTDCP16S11M | OTDCP16S11M Boîtier interrupteur solaire | OTDCP16S11M DC-Lasttrennschalter 2-polig 16A m. schwarzem Selektorgriff | OTDCP16S11M Enclosed solar switch
1SCA125130R1001 | OTDCP25S11M | Active | 6417019553863 | 101.68 | 1 | 1 | stuk | DC enclosed switch-disconnectors | BE31040 | SM (Switches&Fusegear) | stuk | PV schakelOTDCP25S11M | OTDCP25S11M Boîtier interrupteur solaire | OTDCP25S11M DC-Lasttrennschalter 2-polig 25A m. schwarzem Selektorgriff | OTDCP25S11M Enclosed solar switch
1SCA125131R1001 | OTDCP32S11M | Active | 6417019553870 | 106.46 | 1 | 1 | stuk | DC enclosed switch-disconnectors | BE31040 | SM (Switches&Fusegear) | stuk | PV schakelOTDCP32S11M | OTDCP32S11M Boîtier interrupteur solaire | OTDCP32S11M DC-Lasttrennschalter 2-polig 32A m. schwarzem Selektorgriff | OTDCP32S11M Enclosed solar switch
1SCA125150R1001 | OTDCP16SA12M | Active | 6417019554075 | 159.07 | 1 | 1 | stuk | DC enclosed switch-disconnectors | BE31040 | SM (Switches&Fusegear) | stuk | PV schakel3P 1000Vdc 16A | interrupteur-sectionneur Série OT OTDCP16SA12M | OTDCP16SA12M DC-Lasttrennschalter 3-polig 16A m. rot gelbem Selektorgriff | OTDCP16SA12M Enclosed solar switch
1SCA125151R1001 | OTDCP25SA12M | Active | 6417019554082 | 135.82 | 1 | 1 | stuk | DC enclosed switch-disconnectors | BE31040 | SM (Switches&Fusegear) | stuk | PV schakel3P 1000Vdc 25A rood/gele knop | Interrupteur enfermé Série OTDC 3P, 1000Vdc, 25A | OTDCP25SA12M DC-Lasttrennschalter 3-polig 25A m. rot gelbem Selektorgriff | OTDCP25SA12M Enclosed solar switch
1SCA125152R1001 | OTDCP32SA12M | Active | 6417019554099 | 182.33 | 1 | 1 | stuk | DC enclosed switch-disconnectors | BE31040 | SM (Switches&Fusegear) | stuk | PV schakel3P 1000Vdc 32A | Interrupteur enfermé Série OTDC 3P, 1000Vdc, 32 | OTDCP32SA12M DC-Lasttrennschalter 3-polig 32A m. rot gelbem Selektorgriff | OTDCP32SA12M Enclosed solar switch
1SCA125153R1001 | OTDCP16S12M | Active | 6417019554105 | 126.03 | 1 | 1 | stuk | DC enclosed switch-disconnectors | BE31040 | SM (Switches&Fusegear) | stuk | PV schakelOTDCP16S12M | OTDCP16S12M Boîtier interrupteur solaire | OTDCP16S12M DC-Lasttrennschalter 3-polig 16A m. schwarzem Selektorgriff | OTDCP16S12M Enclosed solar switch
1SCA125154R1001 | OTDCP25S12M | Active | 6417019554112 | 135.82 | 1 | 1 | stuk | DC enclosed switch-disconnectors | BE31040 | SM (Switches&Fusegear) | stuk | PV schakelOTDCP25S12M | OTDCP25S12M Boîtier interrupteur solaire | OTDCP25S12M DC-Lasttrennschalter 3-polig 25A m. schwarzem Selektorgriff | OTDCP25S12M Enclosed solar switch
1SCA125155R1001 | OTDCP32S12M | Active | 6417019554129 | 145.6 | 1 | 1 | stuk | DC enclosed switch-disconnectors | BE31040 | SM (Switches&Fusegear) | stuk | PV schakelOTDCP32S12M | OTDCP32S12M Boîtier interrupteur solaire | OTDCP32S12M DC-Lasttrennschalter 3-polig 32A m. schwarzem Selektorgriff | OTDCP32S12M Enclosed solar switch
1SCA125290R1001 | OEZXY91 | Active | 6417019555010 | 85.66 | 1 | 1 | stuk | DC switch-disconnectors - accessories | BE31040 | SM (Switches&Fusegear) | stuk | Verbindingsset OEZXY OEZXY91 | OEZXY91 Connection bar kit | OEZXY91 Kurzschlussbrücke für OTDC100_-250E_ | OEZXY91 Connection bar kit
1SCA125626R1001 | OTDC200E11 | Active | 6417019556710 | 380.55 | 1 | 1 | stuk | DC Switch-disconnectors | BE31040 | SM (Switches&Fusegear) | stuk | OTDC200E11 DC Switch-disconnector | INTER. SEC. PV. OTDC200E11 INTER.SEC FRONTAL PV 200A 2PÔLES 1000VDC | OTDC200E11 DC-Lasttrennschalter 2-polig 200A o. Griff u. Welle | OTDC200E11 DC Switch-disconnector
1SCA125725R1001 | OT160EVRRR6TZ | Active | 6417019557489 | 6979.4 | 1 | 1 | stuk | Enclosed switches | BE31040 | SM (Switches&Fusegear) | stuk | L.Scheider OT160EVRRR6TZ appli. Tot 1000VDC | Safety switch OT range 6-p. 400V AC23 160A, 80kW. Stainless ste | OT160EVRRR6TZ Sicherheitsschalter 6-polig 75 kW 400V m. Edelstahlgriff | OT160EVRRR6TZ Safety switch
1SCA125726R1001 | OT160EVSUR3TZ | Active | 6417019557496 | 5459.85 | 1 | 1 | stuk | Enclosed switches | BE31040 | SM (Switches&Fusegear) | stuk | L.Scheider OT160EVSUR3TZ appli. Tot 1000VDC | Interrupteur en armoire Gamme OT OT160EVSUR3TZ | OT160EVSUR3TZ Sicherheitsschalter 3-polig 75 kW 400V m. Edelstahlgriff | OT160EVSUR3TZ Safety switch
1SCA125821R1001 | OTDC100E11 | Active | 6417019558073 | 286.33 | 1 | 1 | stuk | DC Switch-disconnectors | BE31040 | SM (Switches&Fusegear) | stuk | OTDC100E11 DC Switch-disconnector | INTER. SEC. PV. OTDC100E11 INTER.SEC FRONTAL PV 100A 2PÔLES 1000VDC | OTDC100E11 DC-Lasttrennschalter 2-polig 100A o. Griff u. Welle | OTDC100E11 DC Switch-disconnector
1SCA125824R1001 | OTDC100E22 | Active | 6417019558202 | 615.47 | 1 | 1 | stuk | DC Switch-disconnectors | BE31040 | SM (Switches&Fusegear) | stuk | L.Scheider OTDC100E22 appli. Tot 1000VDC | Interrupteur-Sectionneur Gamme OT | OTDC100E22 DC-Lasttrennschalter 4-polig 100A o. Griff u. Welle | OTDC100E22 DC Switch-disconnector
1SCA125844R1001 | OTDC160E22 | Active | 6417019558455 | 719.5 | 1 | 1 | stuk | DC Switch-disconnectors | BE31040 | SM (Switches&Fusegear) | stuk | L.Scheider OTDC160E22 appli. Tot 1000VDC | Interrupteur-Sectionneur Gamme OT | OTDC160E22 DC-Lasttrennschalter 4-polig 160A o. Griff u. Welle | OTDC160E22 DC Switch-disconnector
1SCA125856R1001 | OTDC200E22 | Active | 6417019558578 | 822.28 | 1 | 1 | stuk | DC Switch-disconnectors | BE31040 | SM (Switches&Fusegear) | stuk | L.Scheider OTDC200E22 appli. Tot 1000VDC | Interrupteur-Sectionneur Gamme OT | OTDC200E22 DC-Lasttrennschalter 4-polig 200A o. Griff u. Welle | OTDC200E22 DC Switch-disconnector
1SCA125865R1001 | OTDC250E11 | Active | 6417019544779 | 510 | 1 | 1 | stuk | DC Switch-disconnectors - Manual | BE31040 | SM (Switches&Fusegear) | stuk | Lastscheider OTDC serie OTDC250E11 | Interrupteur-Sectionneur Gamme OTDC OTDC250E11 | Switch-disconnector OTDC range OTDC250E11 | Switch-disconnector OTDC range OTDC250E11
1SCA125869R1001 | OTDC250E22 | Active | 6417019558691 | 965.44 | 1 | 1 | stuk | DC Switch-disconnectors | BE31040 | SM (Switches&Fusegear) | stuk | L.Scheider OTDC250E22 appli. Tot 1000VDC | Interrupteur-Sectionneur Gamme OT | OTDC250E22 DC-Lasttrennschalter 4-polig 250A o. Griff u. Welle | OTDC250E22 DC Switch-disconnector
1SCA125871R1001 | KOT62296 | Active | 6417019613864 | 302.24 | 1 | 1 | stuk | Enclosed switches | BE31040 | SM (Switches&Fusegear) | stuk | Invoerplaat KOT62296 | Plaque passe-câbles Gamme OT | KOT62296 Kabelflansch für Edelstahlgeh. Durchmesser 27-57mm | KOT62296 EMC rubber type ring flange
1SCA126054R1001 | OTP100B3M | Active | 6417019560458 | 232.73 | 1 | 1 | stuk | Enclosed switches | BE31040 | SM (Switches&Fusegear) | stuk | Lastschak.in OTP100B3M | Interrupteur en armoire Gamme OT OT100B3M | Enclosed Switch-disconnector OT range OT100B3M | OTP100B3M Enclosed Switch Disconnector
1SCA127390R1001 | OTDV250EK | Active | 6417019572390 | 38.05 | 1 | 1 | stuk | DC switch-disconnectors - accessories | BE31040 | SM (Switches&Fusegear) | stuk | H,greep direkteMont.op zwe knop | POIGNEE DIRECTE OTDV250EK POIGNÉE SUR APPREIL POUR OTDC100-250 | OTDV250EK Direktgriff schwarz 65mm inkl. Welle u. Abdeckung | OTDV250EK Direct mounted handle
1SCA127391R1001 | OTDVY250EK | Active | 6417019573106 | 42.7 | 1 | 1 | stuk | DC switch-disconnectors - accessories | BE31040 | SM (Switches&Fusegear) | stuk | H,greep direkteMont.op rood/gele knop | OTDVY250EK POIGNÉE+COUVERCLE | OTDVY250EK Direktgriff rot-gelb 65mm inkl. Welle u. Abdeckung | OTDVY250EK Direct mounted handle
1SCA128175R1001 | OFAE506 | Active | 6417019580012 | 48.24 | 1 | 1 | stuk | OS Accessories | BE31040 | SM (Switches&Fusegear) | stuk | Gereedsch.OF Zek.uittrek hendel | OFAE506 FUSE EXTRACTION HANDLE | OFAE506 NH-Sicherungsgriff DIN Größe 000/00/0/1/2/3/4 | OFAE506 FUSE EXTRACTION HANDLE
1SCA128479R1001 | OT3200E04 | Active | 6417019582658 | 5810.94 | 1 | 1 | stuk | AC Switch-disconnectors | BE31040 | SM (Switches&Fusegear) | stuk | Lastscheider OT3200E04 | Interrupteur-sectionneur Gamme OT OT3200E04 | OT3200E04 Lasttrennschalter 4-polig 3200A o. Griff u. Welle | OT3200E04 SWITCH-DISCONNECTOR |  | 5.14
1SCA128481R1001 | OT3200E03P | Active | 6417019582672 | 4630.16 | 1 | 1 | stuk | AC Switch-disconnectors | BE31040 | SM (Switches&Fusegear) | stuk | Lastscheider OT 3200E03P | Interrupteur-sectionneur Gamme OT OT3200E03P | OT3200E03P Lasttrennschalter 3-polig 3200A m. Griff u. Welle | OT3200E03P SWITCH-DISCONNECTOR |  | 5.14
1SCA128482R1001 | OT3200E04P | Active | 6417019582689 | 5906.39 | 1 | 1 | stuk | AC Switch-disconnectors | BE31040 | SM (Switches&Fusegear) | stuk | Lastscheider OT 3200E04P | Interrupteur-sectionneur Gamme OT OT3200E04P | OT3200E04P Lasttrennschalter 4-polig 3200A m. Griff u. Welle | OT3200E04P SWITCH-DISCONNECTOR |  | 5.14
1SCA129242R1001 | OTM3200E4CM230C | Active | 6417019589398 | 23230.74 | 1 | 1 | stuk | Motorized transfer switches | BE31040 | SM (Switches&Fusegear) | stuk | omschak.motor OTM3200E4CM230C | Interrupteur-inverseur +Moteur Gamme OT OTM3200E4CM230C | OTM3200E4CM230C Lastumschalter m. Mot. 4-polig 3200A m. Griff für manuel. Betr. | OTM3200E4CM230C MOTORIZED C/O SWITCH
1SCA131730R1001 | OTDCP16S22MD | Active | 6417019609904 | 156.79 | 1 | 1 | stuk | DC enclosed switch-disconnectors | BE31040 | SM (Switches&Fusegear) | stuk | L.Scheider OTDCP16S22MD | OTDCP16S22MD Enclosed solar switch | OTDCP16S22MD DC-Lasttrennschalter 4-pole 16A m. schwarzem Selektorgriff | OTDCP16S22MD Enclosed solar switch
1SCA131731R1001 | OTDCP25S22MD | Active | 6417019609911 | 169.63 | 1 | 1 | stuk | DC enclosed switch-disconnectors | BE31040 | SM (Switches&Fusegear) | stuk | L.Scheider OTDCP25S22MD | OTDCP25S22MD Enclosed solar switch | OTDCP25S22MD DC-Lasttrennschalter 4-pole 25A m. schwarzem Selektorgriff | OTDCP25S22MD Enclosed solar switch
1SCA131732R1001 | OTDCP32S22MD | Active | 6417019609928 | 179.87 | 1 | 1 | stuk | DC enclosed switch-disconnectors | BE31040 | SM (Switches&Fusegear) | stuk | L.Scheider OTDCP32S22MD | OTDCP32S22MD Enclosed solar switch | OTDCP32S22MD DC-Lasttrennschalter 4-pole 32A m. schwarzem Selektorgriff | OTDCP32S22MD Enclosed solar switch
1SCA131850R1001 | OTDCP16SA22MD | Active | 6417019610849 | 165.55 | 1 | 1 | stuk | DC enclosed switch-disconnectors | BE31040 | SM (Switches&Fusegear) | stuk | L.Scheider OTDCP16SA22MD | OTDCP16SA22MD Enclosed solar switch | OTDCP16SA22MD DC-Lasttrennschalter 4-polig 16A m. rot gelbem Selektorgriff | OTDCP16SA22MD Enclosed solar switch
1SCA131851R1001 | OTDCP25SA22MD | Active | 6417019610856 | 169.63 | 1 | 1 | stuk | DC enclosed switch-disconnectors | BE31040 | SM (Switches&Fusegear) | stuk | L.Scheider OTDCP25SA22MD | OTDCP25SA22MD Enclosed solar switch | OTDCP25SA22MD DC-Lasttrennschalter 4-polig 25A m. rot gelbem Selektorgriff | OTDCP25SA22MD Enclosed solar switch
1SCA131852R1001 | OTDCP32SA22MD | Active | 6417019610863 | 179.87 | 1 | 1 | stuk | DC enclosed switch-disconnectors | BE31040 | SM (Switches&Fusegear) | stuk | L.Scheider OTDCP32SA22MD | OTDCP32SA22MD Enclosed solar switch | OTDCP32SA22MD DC-Lasttrennschalter 4-polig 32A m. rot gelbem Selektorgriff | OTDCP32SA22MD Enclosed solar switch
1SCA135134R1001 | OT160G03 | Active | 6417019638355 | 179.87 | 1 | 1 | stuk | AC Switch-disconnectors | BE31040 | SM (Switches&Fusegear) | stuk | Lastscheider OT160G03 | Interrupteur-sectionneur Gamme OT OT160G03 | OT160G03 Lasttrennschalter 3-polig 160A o. Griff u. Welle | OT160G03 SWITCH-DISCONNECTOR |  | 5.14
1SCA135135R1001 | OT160G04 | Active | 6417019638362 | 194.55 | 1 | 1 | stuk | AC Switch-disconnectors | BE31040 | SM (Switches&Fusegear) | stuk | Lastscheider OT160G04 | Interrupteur-sectionneur Gamme OT OT160G04 | OT160G04 Lasttrennschalter 4-polig 160A o. Griff u. Welle | OT160G04 SWITCH-DISCONNECTOR |  | 5.14
1SCA135136R1001 | OT160GT03 | Active | 6417019638379 | 302.24 | 1 | 1 | stuk | AC Switch-disconnectors | BE31040 | SM (Switches&Fusegear) | stuk | Lastscheider OT160GT03 | Interrupteur-sectionneur Gamme OT OT160GT03 | OT160GT03 Lasttrennschalter 3-polig 160A o. Griff | OT160GT03 SWITCH-DISCONNECTOR |  | 5.14
1SCA135137R1001 | OT160GT04 | Active | 6417019638386 | 324.26 | 1 | 1 | stuk | AC Switch-disconnectors | BE31040 | SM (Switches&Fusegear) | stuk | Lastscheider OT160GT04 | Interrupteur-sectionneur Gamme OT OT160GT04 | OT160GT04 Lasttrennschalter 4-polig 160A o. Griff | OT160GT04 SWITCH-DISCONNECTOR |  | 5.14
1SCA135138R1001 | OT160G30P | Active | 6417019638393 | 203.12 | 1 | 1 | stuk | AC Switch-disconnectors | BE31040 | SM (Switches&Fusegear) | stuk | Lastscheider OT160G30P | Interrupteur-sectionneur Gamme OT OT160G30P | OT160G30P Lasttrennschalter 3-polig 160A m. Griff u. Welle | OT160G30P SWITCH-DISCONNECTOR |  | 5.14
1SCA135139R1001 | OT160G03P | Active | 6417019638706 | 206.81 | 1 | 1 | stuk | AC Switch-disconnectors | BE31040 | SM (Switches&Fusegear) | stuk | Lastscheider OT160G03P | Interrupteur-sectionneur OT serie OT160G03P | OT160G03P Lasttrennschalter 3-polig 160A m. Griff u. Welle | OT160G03P SWITCH-DISCONNECTOR |  | 5.14
1SCA135140R1001 | OT160G04P | Active | 6417019638713 | 217.81 | 1 | 1 | stuk | AC Switch-disconnectors | BE31040 | SM (Switches&Fusegear) | stuk | Lastscheider OT160G04P | Interrupteur-sectionneur Gamme OT OT160G04P | OT160G04P Lasttrennschalter 4-polig 160A m. Griff u. Welle | OT160G04P SWITCH-DISCONNECTOR |  | 5.14
1SCA135141R1001 | OT160GT03P | Active | 6417019638720 | 336.49 | 1 | 1 | stuk | AC Switch-disconnectors | BE31040 | SM (Switches&Fusegear) | stuk | Lastscheider OT160GT03P | Interrupteur-sectionneur Gamme OT OT160GT03P | OT160GT03P Lasttrennschalter 3-polig 160A m. Griff | OT160GT03P SWITCH-DISCONNECTOR |  | 5.14
1SCA135142R1001 | OT160GT04P | Active | 6417019638737 | 367.08 | 1 | 1 | stuk | AC Switch-disconnectors | BE31040 | SM (Switches&Fusegear) | stuk | Lastscheider OT160GT04P | Interrupteur-sectionneur Gamme OT OT160GT04P | OT160GT04P Lasttrennschalter 4-polig 160A m. Griff | OT160GT04P SWITCH-DISCONNECTOR |  | 5.14
1SCA135143R1001 | OT160GT30P | Active | 6417019638744 | 341.39 | 1 | 1 | stuk | AC Switch-disconnectors | BE31040 | SM (Switches&Fusegear) | stuk | Lastscheider OT160GT30P | Interrupteur-sectionneur Gamme OT OT160GT30P | OT160GT30P Lasttrennschalter 3-polig 160A m. Griff | OT160GT30P SWITCH-DISCONNECTOR |  | 5.14
1SCA135144R1001 | OT160GT40P | Active | 6417019638751 | 367.08 | 1 | 1 | stuk | AC Switch-disconnectors | BE31040 | SM (Switches&Fusegear) | stuk | Lastscheider OT160GT40P | Interrupteur-sectionneur Gamme OT OT160GT40P | OT160GT40P Lasttrennschalter 4-polig 160A m. Griff | OT160GT40P SWITCH-DISCONNECTOR |  | 5.14
1SCA135532R1001 | ONE20M2G | Active | 6417019641225 | 27.73 | 1 | 10 | stuk | Enclosed switches | BE31040 | SM (Switches&Fusegear) | stuk | Werkschak.2P 20A IP67 grijs | COFFRET PROX.ONE20M2G COFFRET PROX 20A 2 PÔLES GRIS+PE | ENCLOSED SWITCH-DISCONNECTOR 2 Poles, Grey, IP67 | ONE20M2G Enclosed Switch Disconnector
1SCA135533R1001 | ONE20M2Y | Active | 6417019641232 | 27.73 | 1 | 10 | stuk | Enclosed switches | BE31040 | SM (Switches&Fusegear) | stuk | Werkschak.2P 20A IP67 rood/geel | COFFRET PROX.ONE20M2Y COFFRET PROX 20A 2 PÔLES R/J+PE | ENCLOSED SWITCH-DISCONNECTOR 2 Poles, Red/Yellow, IP67 | ONE20M2Y Enclosed Switch Disconnector
1SCA135535R1001 | ONE20M3G | Active | 6417019641256 | 34.2 | 1 | 10 | stuk | Enclosed switches | BE31040 | SM (Switches&Fusegear) | stuk | Werkschak.3P 20A IP67 grijs | COFFRET PROX.ONE20M3G COFFRET PROX 20A 3 PÔLES GRIS+PE | ENCLOSED SWITCH-DISCONNECTOR 3 Poles, Grey, IP67 | ONE20M3G Enclosed Switch Disconnector
1SCA135536R1001 | ONE20M3Y | Active | 6417019641263 | 34.87 | 1 | 10 | stuk | Enclosed switches | BE31040 | SM (Switches&Fusegear) | stuk | Werkschak.3P 20A IP67 rood/geel | COFFRET PROX.ONE20M3Y COFFRET PROX 20A 3 PÔLES R/J+PE | ENCLOSED SWITCH-DISCONNECTOR 3 Poles, Red/Yellow, IP67 | ONE20M3Y Enclosed Switch Disconnector
1SCA135538R1001 | ONE20M4G | Active | 6417019641287 | 38.17 | 1 | 10 | stuk | Enclosed switches | BE31040 | SM (Switches&Fusegear) | stuk | Werkschak.4P 20A IP67 grijs | COFFRET PROX.ONE20M4G COFFRET PROX 20A 4 PÔLES GRIS+PE | ENCLOSED SWITCH-DISCONNECTOR 4 Poles, Grey, IP67 | ONE20M4G Enclosed Switch Disconnector
1SCA135540R1001 | ONE20M4Y | Active | 6417019641294 | 37.44 | 1 | 10 | stuk | Enclosed switches | BE31040 | SM (Switches&Fusegear) | stuk | Werkschak.2P 20A IP67 rood/geel | COFFRET PROX.ONE20M4Y COFFRET PROX 20A 4 PÔLES R/J+PE | ENCLOSED SWITCH-DISCONNECTOR 4 Poles, Red/Yellow, IP67 | ONE20M4Y Enclosed Switch Disconnector
1SCA138207R1001 | OT160G30 | Active | 6417019666174 | 179.87 | 1 | 1 | stuk | AC Switch-disconnectors | BE31040 | SM (Switches&Fusegear) | stuk | Lastscheider OT160G30 | Interrupteur-sectionneur Gamme OT OT160G30 | OT160G30 Lasttrennschalter 3-polig 160A o. Griff u. Welle | OT160G30 SWITCH-DISCONNECTOR |  | 5.14
1SCA138208R1001 | OT160G03K | Active | 6417019666181 | 195.78 | 1 | 1 | stuk | AC Switch-disconnectors | BE31040 | SM (Switches&Fusegear) | stuk | Lastscheider OT160G03K | Interrupteur-sectionneur Gamme OT OT160G03K | OT160G03K Lasttrennschalter 3-polig 160A m. schwarzem Knebelgriff | OT160G03K SWITCH-DISCONNECTOR |  | 5.14
1SCA138209R1001 | OT160G30K | Active | 6417019666198 | 198.23 | 1 | 1 | stuk | AC Switch-disconnectors | BE31040 | SM (Switches&Fusegear) | stuk | Lastscheider OT160G30K | Interrupteur-sectionneur Gamme OT OT160G30K | OT160G30K Lasttrennschalter 3-polig 160A m. schwarzem Knebelgriff | OT160G30K SWITCH-DISCONNECTOR |  | 5.14
1SCA138213R1001 | OT160G40 | Active | 6417019666235 | 194.55 | 1 | 1 | stuk | AC Switch-disconnectors | BE31040 | SM (Switches&Fusegear) | stuk | Lastscheider OT160G40 | Interrupteur-sectionneur Gamme OT OT160G40 | OT160G40 Lasttrennschalter 4-polig 160A o. Griff u. Welle | OT160G40 SWITCH-DISCONNECTOR |  | 5.14
1SCA138214R1001 | OT160G40K | Active | 6417019666242 | 211.7 | 1 | 1 | stuk | AC Switch-disconnectors | BE31040 | SM (Switches&Fusegear) | stuk | Lastscheider OT160G40K | Interrupteur-sectionneur Gamme OT OT160G40K | OT160G40K Lasttrennschalter 4-polig 160A m. schwarzem Knebelgriff | OT160G40K SWITCH-DISCONNECTOR |  | 5.14
1SCA138215R1001 | OT160G04K | Active | 6417019666259 | 211.7 | 1 | 1 | stuk | AC Switch-disconnectors | BE31040 | SM (Switches&Fusegear) | stuk | Lastscheider OT160G04K | Interrupteur-sectionneur Gamme OT OT160G04K | OT160G04K Lasttrennschalter 4-polig 160A m. schwarzem Knebelgriff | OT160G04K SWITCH-DISCONNECTOR |  | 5.14
1SCA138216R1001 | OT160G40P | Active | 6417019666266 | 217.81 | 1 | 1 | stuk | AC Switch-disconnectors | BE31040 | SM (Switches&Fusegear) | stuk | Lastscheider OT160G40P | Interrupteur-sectionneur Gamme OT OT160G40P | OT160G40P Lasttrennschalter 4-polig 160A m. Griff u. Welle | OT160G40P SWITCH-DISCONNECTOR |  | 5.14
1SCA138220R1001 | OT160GT30 | Active | 6417019666280 | 302.24 | 1 | 1 | stuk | AC Switch-disconnectors | BE31040 | SM (Switches&Fusegear) | stuk | Lastscheider OT160GT30 | Interrupteur-sectionneur Gamme OT OT160GT30 | OT160GT30 Lasttrennschalter 3-polig 160A o. Griff | OT160GT30 SWITCH-DISCONNECTOR |  | 5.14
1SCA138221R1001 | OT160GT40 | Active | 6417019666297 | 324.26 | 1 | 1 | stuk | AC Switch-disconnectors | BE31040 | SM (Switches&Fusegear) | stuk | Lastscheider OT160GT40 | Interrupteur-sectionneur Gamme OT OT160GT40 | OT160GT40 Lasttrennschalter 4-polig 160A o. Griff | OT160GT40 SWITCH-DISCONNECTOR |  | 5.14
1SCA138456R1001 | ONE20M2W | Active | 6417019667560 | 27.73 | 1 | 10 | stuk | Enclosed switches | BE31040 | SM (Switches&Fusegear) | stuk | Werkschak.2P 20A IP67 wit | COFFRET PROX.ONE20M2W COFFRET PROX 20A 2 PÔLES BLANC+PE | ENCLOSED SWITCH-DISCONNECTOR 2 Poles, White, Ip67 | ONE20M2W Enclosed Switch Disconnector
1SCA138457R1001 | ONE20M3W | Active | 6417019667577 | 34.2 | 1 | 10 | stuk | Enclosed switches | BE31040 | SM (Switches&Fusegear) | stuk | Werkschak.3P 20A IP67 wit | COFFRET PROX.ONE20M3W COFFRET PROX 20A 3 PÔLES BLANC+PE | ENCLOSED SWITCH-DISCONNECTOR 3 Poles, White, Ip67 | ONE20M3W Enclosed Switch Disconnector
1SCA138459R1001 | ONE20M4W | Active | 6417019667584 | 37.44 | 1 | 10 | stuk | Enclosed switches | BE31040 | SM (Switches&Fusegear) | stuk | Werkschak.4P 20A IP67 wit | COFFRET PROX.ONE20M4W COFFRET PROX 20A 4 PÔLES BLANC+PE | ENCLOSED SWITCH-DISCONNECTOR 4 Poles, White, IP67 | ONE20M4W Enclosed Switch Disconnector
1SCA140414R1001 | OTS160G1L3 | Active | 6417019681948 | 12.72 | 1 | 1 | stuk | AC Switch-disconnectors - accessories | BE31040 | SM (Switches&Fusegear) | stuk | L.Scheider OTS160G1L3 | OTS160G1L3 TERMINAL SHROUD | OTS160G1L3 Klemmenabdeckung Schnappbefestigung grauer Kunststoff | OTS160G1L3 TERMINAL SHROUD
1SCA140415R1001 | OTS160G1L4 | Active | 6417019681955 | 16.96 | 1 | 1 | stuk | AC Switch-disconnectors - accessories | BE31040 | SM (Switches&Fusegear) | stuk | L.Scheider OTS160G1L4 | OTS160G1L4 TERMINAL SHROUD | OTS160G1L4 Klemmenabdeckung Schnappbefestigung grauer Kunststoff | OTS160G1L4 TERMINAL SHROUD
1SCA142583R1001 | OTA125P3B | Active | 6417019701189 | 3567.95 | 1 | 1 | stuk | Enclosed switches | BE31040 | SM (Switches&Fusegear) | stuk | EMC Safety Switch ABB1SCA142583R1001 | EMC Safety Switch OT Range OTA125P3B | EMC Safety Switch OT Range OTA125P3B | OTA125P3B EMC Safety switch
1SCA142584R1001 | OTA125P3Y | Active | 6417019701196 | 3567.95 | 1 | 1 | stuk | Enclosed switches | BE31040 | SM (Switches&Fusegear) | stuk | EMC Safety switch ABB1SCA142584R1001 | EMC Safety switch OT Range OTA125P3Y | EMC Safety switch OT Range OTA125P3Y | OTA125P3Y EMC Safety switch
1SCA142585R1001 | OTA160P3B | Active | 6417019701202 | 3924.86 | 1 | 1 | stuk | Enclosed switches | BE31040 | SM (Switches&Fusegear) | stuk | EMC Safety Switch OTA160P3B | EMC Safety Switch OT Range | EMC Safety Switch OT Range OTA160P3B | OTA160P3B EMC Safety switch
1SCA142586R1001 | OTA160P3Y | Active | 6417019701219 | 3924.86 | 1 | 1 | stuk | Enclosed switches | BE31040 | SM (Switches&Fusegear) | stuk | EMC Safety switch ABB1SCA142586R1001 | EMC Safety switch OT Range OTA160P3Y | EMC Safety switch OT Range OTA160P3Y | OTA160P3Y EMC Safety switch
1SCA142587R1001 | OTA200P3B | Active | 6417019701226 | 4282.07 | 1 | 1 | stuk | Enclosed switches | BE31040 | SM (Switches&Fusegear) | stuk | EMC Safety switch ABB1SCA142587R1001 | EMC Safety switch OT Range OTA200P3B | EMC Safety switch OT Range OTA200P3B | OTA200P3B EMC Safety switch
1SCA142588R1001 | OTA200P3Y | Active | 6417019701233 | 4282.07 | 1 | 1 | stuk | Enclosed switches | BE31040 | SM (Switches&Fusegear) | stuk | EMC Safety switch ABB1SCA142588R1001 | EMC Safety switch OT Range OTA200P3Y | EMC Safety switch OT Range OTA200P3Y | OTA200P3Y EMC Safety switch
1SCA142589R1001 | OTA250P3B | Active | 6417019701240 | 4638.56 | 1 | 1 | stuk | Enclosed switches | BE31040 | SM (Switches&Fusegear) | stuk | EMC Safety switch ABB1SCA142589R1001 | EMC Safety switch OT Range OTA250P3B | EMC Safety switch OT Range OTA250P3B | OTA250P3B EMC Safety switch
1SCA142590R1001 | OTA250P3Y | Active | 6417019701257 | 4638.56 | 1 | 1 | stuk | Enclosed switches | BE31040 | SM (Switches&Fusegear) | stuk | EMC Safety switch ABB1SCA142590R1001 | EMC Safety switch OT Range OTA250P3Y | EMC Safety switch OT Range OTA250P3Y | OTA250P3Y EMC Safety switch
1SCA142591R1001 | 1SCA142591R1001 | Active | 6417019701264 | 5728.78 | 1 | 1 | stuk | Enclosed safety switches | BE31040 | SM (Switches&Fusegear) | stuk | Lastschakelaar in kast OT serie OTA315P3B | Interrupteur en armoire Gamme OT OTA315P3B | Enclosed Switch-disconnector OT range OTA315P3B | Enclosed Switch-disconnector OT range OTA315P3B
1SCA142592R1001 | 1SCA142592R1001 | Active | 6417019701271 | 5728.78 | 1 | 1 | stuk | Enclosed safety switches | BE31040 | SM (Switches&Fusegear) | stuk | Lastschakelaar in kast OT serie OTA315P3Y | Interrupteur en armoire Gamme OT OTA315P3Y | Enclosed Switch-disconnector OT range OTA315P3Y | Enclosed Switch-disconnector OT range OTA315P3Y
1SCA142593R1001 | 1SCA142593R1001 | Active | 6417019701288 | 6301.64 | 1 | 1 | stuk | Enclosed safety switches | BE31040 | SM (Switches&Fusegear) | stuk | Lastschakelaar in kast OT serie OTA400P3B | Interrupteur en armoire Gamme OT OTA400P3B | Enclosed Switch-disconnector OT range OTA400P3B | Enclosed Switch-disconnector OT range OTA400P3B
1SCA142594R1001 | 1SCA142594R1001 | Active | 6417019701295 | 6314.01 | 1 | 1 | stuk | Enclosed safety switches | BE31040 | SM (Switches&Fusegear) | stuk | Lastschakelaar in kast OT serie OTA400P3Y | Interrupteur en armoire Gamme OT OTA400P3Y | Enclosed Switch-disconnector OT range OTA400P3Y | Enclosed Switch-disconnector OT range OTA400P3Y
1SCA142608R1001 | OKA160P3B | Active | 6417019701509 | 4638.56 | 1 | 1 | stuk | Enclosed switches | BE31040 | SM (Switches&Fusegear) | stuk | EMC Encl.Switch DisCon. | EMC Encl. Switch Disconnector OKA Range OKA160P3B | EMC Encl. Switch Disconnector OKA Range OKA160P3B | OKA160P3B EMC Encl. Switch Disconnector
1SCA142609R1001 | OKA200P3B | Active | 6417019701516 | 7136.39 | 1 | 1 | stuk | Enclosed switches | BE31040 | SM (Switches&Fusegear) | stuk | EMC Encl.Switch DisCon. | EMC Encl. Switch Disconnector OKA Range OKA200P3B | EMC Encl. Switch Disconnector OKA Range OKA200P3B | OKA200P3B EMC Encl. Switch Disconnector
1SCA142610R1001 | OKA250P3B | Active | 6417019701523 | 7849.97 | 1 | 1 | stuk | Enclosed switches | BE31040 | SM (Switches&Fusegear) | stuk | EMC Encl.Switch DisCon. OKA250P3B | EMC Encl. Switch Disconnector OKA Range OKA250P3B | EMC Encl. Switch Disconnector OKA Range OKA250P3B | OKA250P3B EMC Encl. Switch Disconnector
1SCA142663R1001 | OTA16S3G | Active | 6417019701561 | 219.52 | 1 | 1 | stuk | Enclosed switches | BE31040 | SM (Switches&Fusegear) | stuk | VeiligheidsLastschak.OTA 16S3G | Interrupteur de sécurité Gamme OT OTA16S3G | OTA16S3G Sicherheitsschalter 3-polig 7,5kW 16A 400V m schw rund Griff | OTA16S3G EMC Safety switch
1SCA142671R1001 | OTA25S3G | Active | 6417019701707 | 195.89 | 1 | 1 | stuk | Enclosed safety switches | BE31040 | SM (Switches&Fusegear) | stuk | Veiligheidslastschakelaar OT serie OTA25S3G EMC Safety switch | Interrupteur de sécurité Gamme OT OTA25S3G | Safety switch OT range OTA25S3G | Safety switch OT range OTA25S3G
1SCA142673R1001 | OTA25S4G | Active | 6417019701721 | 225.21 | 1 | 1 | stuk | Enclosed safety switches | BE31040 | SM (Switches&Fusegear) | stuk | Veiligheidslastschakelaar OT serie OTA25S4G EMC Safety switch | Interrupteur de sécurité Gamme OT OTA25S4G | Safety switch OT range OTA25S4G | Safety switch OT range OTA25S4G
1SCA142675R1001 | OTA40S3G | Active | 6417019701745 | 355.93 | 1 | 1 | stuk | Enclosed safety switches | BE31040 | SM (Switches&Fusegear) | stuk | Veiligheidslastschakelaar OT serie OTA40S3G | Interrupteur de sécurité Gamme OT OTA40S3G | Safety switch OT range OTA40S3G | Safety switch OT range OTA40S3G
1SCA142679R1001 | OTA63S3G | Active | 6417019701783 | 266.35 | 1 | 1 | stuk | Enclosed safety switches | BE31040 | SM (Switches&Fusegear) | stuk | Veiligheidslastschakelaar OT serie ABB1SCA142679R1001 | Interrupteur de sécurité Gamme OT OTA63S3G | Safety switch OT range OTA63S3G | Safety switch OT range OTA63S3G
1SCA142681R1001 | OTA63S4G | Active | 6417019701806 | 306.35 | 1 | 1 | stuk | Enclosed safety switches | BE31040 | SM (Switches&Fusegear) | stuk | Veiligheidslastschakelaar OT serie OTA63S4G EMC Safety switch | Interrupteur de sécurité Gamme OT OTA63S4G | Safety switch OT range OTA63S4G | Safety switch OT range OTA63S4G
1SCA144287R1001 | 1SCA144287R1001 | Active | 6417019724584 | 8339.57 | 1 | 1 | stuk | Enclosed safety switches | BE31040 | SM (Switches&Fusegear) | stuk | Lastschakelaar in kast OT serie OTA600P3B | Interrupteur en armoire Gamme OT OTA600P3B | Enclosed Switch-disconnector OT range OTA600P3B | Enclosed Switch-disconnector OT range OTA600P3B
1SCA144288R1001 | 1SCA144288R1001 | Active | 6417019724591 | 8339.57 | 1 | 1 | stuk | Enclosed safety switches | BE31040 | SM (Switches&Fusegear) | stuk | Lastschakelaar in kast OT serie OTA600P3Y | Interrupteur en armoire Gamme OT OTA600P3Y | Enclosed Switch-disconnector OT range OTA600P3Y | Enclosed Switch-disconnector OT range OTA600P3Y
1SCA147308R1001 | OXEC21 | Active | 6417019838557 | 62.98 | 1 | 1 | stuk | Transfer switches | BE31040 | SM (Switches&Fusegear) | stuk | OXEC21 HMI PROTECTIVE COVER | OXEC21 HMI PROTECTIVE COVER | OXEC21 HMI Schutzabdeckung abschließbarer transparenter Deckel IP54 | OXEC21 HMI PROTECTIVE COVER
1SCA148017R1001 | OT160EVLCC6TZ | Active | 6417019773513 | 2670.61 | 1 | 1 | stuk | Enclosed switches | BE31040 | SM (Switches&Fusegear) | stuk | Veiligheidsschak.in OT160EVLCC6TZ | Interrupteur de sécurité encastré Gamme OT OT160EVLCC6TZ | Enclosed safetyswitch OT range OT160EVLCC6TZ | OT160EVLCC6TZ Safety switch
1SCA148209R1001 | OT90GTUU3AZ | Active | 6417019776002 | 1166.2 | 1 | 1 | stuk | Enclosed switches | BE31040 | SM (Switches&Fusegear) | stuk | Veiligheidsschak.OT90GTUU3AZ | OT90GTUU3AZ EMC safety switch | OT90GTUU3AZ | OT90GTUU3AZ EMC safety switch
1SCA148210R1001 | OT90GTUU3TZ | Active | 6417019776019 | 1166.2 | 1 | 1 | stuk | Enclosed switches | BE31040 | SM (Switches&Fusegear) | stuk | Veiligheidsschak.OT 90GTUU3TZ | OT90GTUU3TZ EMC safety switch | OT 90GTUU3TZ | OT90GTUU3TZ EMC safety switch
1SCA148212R1001 | 1SCA148212R1001 | Active | 6417019776033 | 972.18 | 1 | 1 | stuk | Enclosed safety switches | BE31040 | SM (Switches&Fusegear) | stuk | Lastschakelaar in kast OT serie OT125GLCC3TZ | Interrupteur en armoire Gamme OT OT125GLCC3TZ | Enclosed Switch-disconnector OT range OT125GLCC3TZ | Enclosed Switch-disconnector OT range OT125GLCC3TZ
1SCA148267R1001 | OT160EVLUU3BZ | Active | 6417019776842 | 1249.49 | 1 | 1 | stuk | Enclosed switches | BE31040 | SM (Switches&Fusegear) | stuk | Veiligheidsschak.OT160EVLUU3BZ | Interrupteur de sécurité Gamme OT OT160EVLUU3BZ | Safety switch OT range OT160EVLUU3BZ | OT160EVLUU3BZ Encl. Switch Disconnector
1SCA148596R1001 | 1SCA148596R1001 | Active | 6417019781273 | 1281.58 | 1 | 1 | stuk | Enclosed safety switches | BE31040 | SM (Switches&Fusegear) | stuk | HF-veiligheidsschakelaar OT serie OT160EVTRR3TZ | HF-Interrupteur de sécurité Gamme OT OT160EVTRR3TZ | HF-Safety switch OT range OT160EVTRR3TZ | HF-Safety switch OT range OT160EVTRR3TZ
1SCA148607R1001 | OT125GFCC3A | Active | 6417019781372 | 705.37 | 1 | 1 | stuk | Enclosed switches | BE31040 | SM (Switches&Fusegear) | stuk | Veiligheidsschak.OT125GFCC3A | OT125GFCC3A Safety switch | OT125GFCC3A Sicherheitsschalter 3-polig 55 kW 400V m. rot-gelbem Griff | OT125GFCC3A Safety switch
1SCA148608R1001 | OT125GFCC3T | Active | 6417019781389 | 695.01 | 1 | 1 | stuk | Enclosed switches | BE31040 | SM (Switches&Fusegear) | stuk | Veiligheidsschak.OT125GFCC3T | Interrupteur de sécurité Gamme OT OT125EFCC3T | OT125GFCC3T Sicherheitsschalter 3-polig 55 kW 400V m. schwarzem Griff | OT125GFCC3T Safety switch
1SCA148655R1001 | OT160EVFCC3A | Active | 6417019782058 | 959.32 | 1 | 1 | stuk | Enclosed switches | BE31040 | SM (Switches&Fusegear) | stuk | Veiligheidsschak.OT160EVFCC3A | Interrupteur de sécurité Gamme OT OT160EVFCC3A | OT160EVFCC3A Sicherheitsschalter 3-polig 80 kW 400V m. rot-gelbem Griff | OT160EVFCC3A Safety switch
1SCA148656R1001 | OT160EVFCC3T | Active | 6417019782065 | 921.47 | 1 | 1 | stuk | Enclosed safety switches | BE31040 | SM (Switches&Fusegear) | stuk | Lastschakelaar in kast OT serie OT160EVFCC3T | Interrupteur en armoire Gamme OT OT160EVFCC3T | Enclosed Safety Switch OT range OT160EVFCC3T | Enclosed Safety Switch OT range OT160EVFCC3T
1SCA148926R1001 | OXEA1 | Active | 6417019800462 | 209.93 | 1 | 1 | stuk | Transfer switches | BE31040 | SM (Switches&Fusegear) | stuk | OXEA1 AUXILIARY voedingMODULE | OXEA1 AUXILIARY POWER SUPPLY MODULE | OXEA1 Stromversorgungsmodul 12-24 VDC Stromversorgung | OXEA1 AUXILIARY POWER SUPPLY MODULE
1SCA149375R1001 | OTE63T3M | Active | 6417019791340 | 313.24 | 1 | 1 | stuk | Enclosed switches | BE31040 | SM (Switches&Fusegear) | stuk | HF-veiligheidsschak.OTE 63T3M | OTE63T3M EMC safety switch | HF-Safety switch OT range OTE63T3M | OTE63T3M EMC safety switch
1SCA149863R1001 | OHBS16 | Active | 6417019798844 | 11.92 | 1 | 1 | stuk | AC Switch-disconnectors - accessories | BE31040 | SM (Switches&Fusegear) | stuk | knop voor OT160G..K vergrendelbaar in de 0 stand | knob for OT160G..K padlockable in 0 | knob for OT160G..K padlockable in 0 | knob for OT160G..K padlockable in 0
1SCA149956R1001 | OXB500E3X4QB | Active | 6417019799827 | 8625.77 | 1 | 1 | stuk | Automatic transfer switches | BE31040 | SM (Switches&Fusegear) | stuk | Auto.omsch.OXB500E3X4QB | OXB500E3X4QB AUTOMATIC TRANSFER SWITCH | OXB500E3X4QB Automatischer Umschalter TruONE 3-polig 500A Level 4 Steuereinh | OXB500E3X4QB AUTOMATIC TRANSFER SWITCH
1SCA149957R1001 | OXB630E3X2QT | Active | 6417019799834 | 8589.06 | 1 | 1 | stuk | Automatic transfer switches | BE31040 | SM (Switches&Fusegear) | stuk | Auto.omsch.OXB630E3X2QT | OXB630E3X2QT AUTOMATIC TRANSFER SWITCH | OXB630E3X2QT Automatischer Umschalter TruONE 3-polig 630A Level 2 Steuereinh | OXB630E3X2QT AUTOMATIC TRANSFER SWITCH
1SCA149958R1001 | OXB800E3S3QB | Active | 6417019799841 | 12151.9 | 1 | 1 | stuk | Automatic transfer switches | BE31040 | SM (Switches&Fusegear) | stuk | Auto.omsch.OXB800E3S3QB | OXB800E3S3QB AUTOMATIC TRANSFER SWITCH | OXB800E3S3QB Automatischer Umschalter TruONE 3-pol + N 800A Level 3 Steuereinh | OXB800E3S3QB AUTOMATIC TRANSFER SWITCH
1SCA149959R1001 | OXB800E3S4QB | Active | 6417019799858 | 14582.26 | 1 | 1 | stuk | Automatic transfer switches | BE31040 | SM (Switches&Fusegear) | stuk | Auto.omsch.OXB800E3S4QB | OXB800E3S4QB AUTOMATIC TRANSFER SWITCH | OXB800E3S4QB Automatischer Umschalter TruONE 3-pol + N 800A Level 4 Steuereinh | OXB800E3S4QB AUTOMATIC TRANSFER SWITCH
1SCA149960R1001 | OXB800E3X2QB | Active | 6417019799865 | 11100.98 | 1 | 1 | stuk | Automatic transfer switches | BE31040 | SM (Switches&Fusegear) | stuk | Auto.omsch.OXB800E3X2QB | OXB800E3X2QB AUTOMATIC TRANSFER SWITCH | OXB800E3X2QB Automatischer Umschalter TruONE 3-polig 800A Level 2 Steuereinh | OXB800E3X2QB AUTOMATIC TRANSFER SWITCH
1SCA150003R1001 | OXB500E3S4QB | Active | 6417019800516 | 8892.51 | 1 | 1 | stuk | Automatic transfer switches | BE31040 | SM (Switches&Fusegear) | stuk | Auto.omsch.OXB500E3S4QB | OXB500E3S4QB AUTOMATIC TRANSFER SWITCH | OXB500E3S4QB Automatischer Umschalter TruONE 3-pol + N 500A Level 4 Steuereinh | OXB500E3S4QB AUTOMATIC TRANSFER SWITCH
1SCA150184R1001 | 1SCA150184R1001 | Active | 6417019801254 | 174.46 | 1 | 1 | stuk | AC Switch-disconnectors | BE31040 | SM (Switches&Fusegear) | stuk | Lastscheider OT serie OT160G04KL | Interrupteur-sectionneur Gamme OT OT160G04KL | Switch-disconnector OT range OT160G04KL | Switch-disconnector OT range OT160G04KL |  | 5.14
1SCA150189R1001 | OXES1600G1L/3 | Active | 6417019801285 | 41.98 | 1 | 1 | stuk | Transfer switches | BE31040 | SM (Switches&Fusegear) | stuk | Klemafscherming OXES1600G1L/3 | OXES1600G1L/3 TERMINAL SHROUD | OXES1600G1L/3 Klemmenabdeckung Schnappbefestigung grauer Kunststoff | OXES1600G1L/3 TERMINAL SHROUD
1SCA150190R1001 | OXES1600G1L/4 | Active | 6417019801292 | 56.68 | 1 | 1 | stuk | Transfer switches | BE31040 | SM (Switches&Fusegear) | stuk | Klemafscherming OXES1600G1L/4 | OXES1600G1L/4 TERMINAL SHROUD | OXES1600G1L/4 Klemmenabdeckung Schnappbefestigung grauer Kunststoff | OXES1600G1L/4 TERMINAL SHROUD
1SCA150191R1001 | OXES250G1L/3 | Active | 6417019801506 | 33.59 | 1 | 1 | stuk | Transfer switches | BE31040 | SM (Switches&Fusegear) | stuk | Klemafscherming OXES250G1S/3 | OXES250G1L/3 TERMINAL SHROUD | OXES250G1L/3 Klemmenabdeckung Schnappbefestigung grauer Kunststoff | OXES250G1L/3 TERMINAL SHROUD
1SCA150192R1001 | OXES250G1L/4 | Active | 6417019801513 | 41.98 | 1 | 1 | stuk | Transfer switches | BE31040 | SM (Switches&Fusegear) | stuk | Klemafscherming OXES250G1S/4 | OXES250G1L/4 TERMINAL SHROUD | OXES250G1L/4 Klemmenabdeckung Schnappbefestigung grauer Kunststoff | OXES250G1L/4 TERMINAL SHROUD
1SCA150193R1001 | OXES250G1S/3 | Active | 6417019801520 | 25.2 | 1 | 1 | stuk | Transfer switches | BE31040 | SM (Switches&Fusegear) | stuk | Klemafscherming OXES250G1L/3 | OXES250G1S/3 TERMINAL SHROUD | OXES250G1S/3 Klemmenabdeckung Schnappbefestigung grauer Kunststoff | OXES250G1S/3 TERMINAL SHROUD
1SCA150194R1001 | OXES250G1S/4 | Active | 6417019801537 | 33.59 | 1 | 1 | stuk | Transfer switches | BE31040 | SM (Switches&Fusegear) | stuk | Klemafscherming OXES250G1L/4 | OXES250G1S/4 TERMINAL SHROUD | OXES250G1S/4 Klemmenabdeckung Schnappbefestigung grauer Kunststoff | OXES250G1S/4 TERMINAL SHROUD
1SCA150195R1001 | OXES800G1L/3 | Active | 6417019801544 | 33.59 | 1 | 1 | stuk | Transfer switches | BE31040 | SM (Switches&Fusegear) | stuk | Klemafscherming OXES800G1S/3 | OXES800G1L/3 TERMINAL SHROUD | OXES800G1L/3 Klemmenabdeckung Schnappbefestigung grauer Kunststoff | OXES800G1L/3 TERMINAL SHROUD
1SCA150196R1001 | OXES800G1L/4 | Active | 6417019801551 | 46.19 | 1 | 1 | stuk | Transfer switches | BE31040 | SM (Switches&Fusegear) | stuk | Klemafscherming OXES800G1S/4 | OXES800G1L/4 TERMINAL SHROUD | OXES800G1L/4 Klemmenabdeckung Schnappbefestigung grauer Kunststoff | OXES800G1L/4 TERMINAL SHROUD
1SCA150197R1001 | OXES800G1S/3 | Active | 6417019801568 | 25.2 | 1 | 1 | stuk | Transfer switches | BE31040 | SM (Switches&Fusegear) | stuk | Klemafscherming OXES800G1L/3 | OXES800G1S/3 TERMINAL SHROUD | OXES800G1S/3 Klemmenabdeckung Schnappbefestigung grauer Kunststoff | OXES800G1S/3 TERMINAL SHROUD
1SCA150198R1001 | OXES800G1S/4 | Active | 6417019801575 | 33.59 | 1 | 1 | stuk | Transfer switches | BE31040 | SM (Switches&Fusegear) | stuk | Klemafscherming OXES800G1L/4 | OXES800G1S/4 TERMINAL SHROUD | OXES800G1S/4 Klemmenabdeckung Schnappbefestigung grauer Kunststoff | OXES800G1S/4 TERMINAL SHROUD
1SCA150201R1001 | OXEB1600/4 | Active | 6417019801582 | 41.98 | 1 | 1 | stuk | Transfer switches | BE31040 | SM (Switches&Fusegear) | stuk | Fasescherm OXEB OXEB1600/4 | OXEB1600/4 PHASE BARRIER | OXEB1600/4 Phasentrennwand graue Kunststoffplatte VPE 4 | OXEB1600/4 PHASE BARRIER
1SCA150202R1001 | OXEB1600/6 | Active | 6417019801599 | 62.98 | 1 | 1 | stuk | Transfer switches | BE31040 | SM (Switches&Fusegear) | stuk | Fasescherm OXEB OXEB1600/6 | OXEB1600/6 PHASE BARRIER | OXEB1600/6 Phasentrennwand graue Kunststoffplatte VPE 6 | OXEB1600/6 PHASE BARRIER
1SCA150204R1001 | OXEW1600/3 | Active | 6417019801605 | 209.93 | 1 | 1 | stuk | Transfer switches | BE31040 | SM (Switches&Fusegear) | stuk | Fasespreider OXEW OXEW1600/3 | OXEW1600/3 WIDE BLADE KIT | OXEW1600/3 Anschlussverbreiterung Anschluss von 4 Kabel VPE 3 | OXEW1600/3 WIDE BLADE KIT
1SCA150205R1001 | OXEW1600/4 | Active | 6417019801612 | 281.3 | 1 | 1 | stuk | Transfer switches | BE31040 | SM (Switches&Fusegear) | stuk | Fasespreider OXEW OXEW1600/4 | OXEW1600/4 WIDE BLADE KIT | OXEW1600/4 Anschlussverbreiterung Anschluss von 4 Kabel VPE 4 | OXEW1600/4 WIDE BLADE KIT
1SCA150558R1001 | OTP63T4M | Active | 6417019806730 | 279.22 | 1 | 1 | stuk | Enclosed switches | BE31040 | SM (Switches&Fusegear) | stuk | VeiligheidsLastschak.OT OTP 63T4M | OTP63T4M Safety switch | OTP 63T4M | OTP63T4M Safety switch
1SCA150574R1001 | OTM125F4CB21D400C | Active | 6417019807010 | 2638.58 | 1 | 1 | stuk | Automatic transfer switches | BE31040 | SM (Switches&Fusegear) | stuk | Auto.omsch.OTM125F4CB21D400C | OTM125F4CB21D400C AUTOMATIC TRANSFER SWITCH | OTM125F4CB21D400C Automatisch. Umschalt. 4-polig 125A 21D Steuereinheit | OTM125F4CB21D400C AUTOMATIC TRANSFER SWITCH
1SCA150580R1001 | OTM40F4CB21D400C | Active | 6417019807072 | 1686.34 | 1 | 1 | stuk | Automatic transfer switches | BE31040 | SM (Switches&Fusegear) | stuk | Auto.omsch.OTM40F4CB21D400C | OTM40F4CB21D400C AUTOMATIC TRANSFER SWITCH | OTM40F4CB21D400C Automatisch. Umschalter 4-polig 40A 21D Steuereinheit | OTM40F4CB21D400C AUTOMATIC TRANSFER SWITCH
1SCA150586R1001 | OTM63F4CB21D400C | Active | 6417019807133 | 1950.85 | 1 | 1 | stuk | Automatic transfer switches | BE31040 | SM (Switches&Fusegear) | stuk | Auto.omsch.OTM63F4CB21D400C | OTM63F4CB21D400C AUTOMATIC TRANSFER SWITCH | OTM63F4CB21D400C Automatisch. Umschalter 4-polig 63A 21D Steuereinheit | OTM63F4CB21D400C AUTOMATIC TRANSFER SWITCH
1SCA150934R1001 | OXB800E3S2QB | Active | 6417019811703 | 11444.34 | 1 | 1 | stuk | Automatic transfer switches | BE31040 | SM (Switches&Fusegear) | stuk | Auto.omsch.OXB800E3S2QB | OXB800E3S2QB AUTOMATIC TRANSFER SWITCH | OXB800E3S2QB Automatischer Umschalter TruONE 3-pol + N 800A Level 2 Steuereinh | OXB800E3S2QB AUTOMATIC TRANSFER SWITCH
1SCA150935R1001 | OXB800E3S2QT | Active | 6417019811710 | 11444.34 | 1 | 1 | stuk | Automatic transfer switches | BE31040 | SM (Switches&Fusegear) | stuk | Auto.omsch.OXB800E3S2QT | OXB800E3S2QT AUTOMATIC TRANSFER SWITCH | OXB800E3S2QT Automatischer Umschalter TruONE 3-pol + N 800A Level 2 Steuereinh | OXB800E3S2QT AUTOMATIC TRANSFER SWITCH
1SCA150937R1001 | OXB800E3S3QT | Active | 6417019811734 | 12151.9 | 1 | 1 | stuk | Automatic transfer switches | BE31040 | SM (Switches&Fusegear) | stuk | Auto.omsch.OXB800E3S3QT | OXB800E3S3QT AUTOMATIC TRANSFER SWITCH | OXB800E3S3QT Automatischer Umschalter TruONE 3-pol + N 800A Level 3 Steuereinh | OXB800E3S3QT AUTOMATIC TRANSFER SWITCH
1SCA150939R1001 | OXB800E3S4QT | Active | 6417019811758 | 14582.26 | 1 | 1 | stuk | Automatic transfer switches | BE31040 | SM (Switches&Fusegear) | stuk | Auto.omsch.OXB800E3S4QT | OXB800E3S4QT AUTOMATIC TRANSFER SWITCH | OXB800E3S4QT Automatischer Umschalter TruONE 3-pol + N 800A Level 4 Steuereinh | OXB800E3S4QT AUTOMATIC TRANSFER SWITCH
1SCA150940R1001 | OXB800E3X2QT | Active | 6417019811765 | 11100.98 | 1 | 1 | stuk | Automatic transfer switches | BE31040 | SM (Switches&Fusegear) | stuk | Auto.omsch.OXB800E3X2QT | OXB800E3X2QT AUTOMATIC TRANSFER SWITCH | OXB800E3X2QT Automatischer Umschalter TruONE 3-polig 800A Level 2 Steuereinh | OXB800E3X2QT AUTOMATIC TRANSFER SWITCH
1SCA150942R1001 | OXB800E3X3QB | Active | 6417019811789 | 11787.34 | 1 | 1 | stuk | Automatic transfer switches | BE31040 | SM (Switches&Fusegear) | stuk | Auto.omsch.OXB800E3X3QB | OXB800E3X3QB AUTOMATIC TRANSFER SWITCH | OXB800E3X3QB Automatischer Umschalter TruONE 3-polig 800A Level 3 Steuereinh | OXB800E3X3QB AUTOMATIC TRANSFER SWITCH
1SCA150943R1001 | OXB800E3X3QT | Active | 6417019811796 | 11787.34 | 1 | 1 | stuk | Automatic transfer switches | BE31040 | SM (Switches&Fusegear) | stuk | Auto.omsch.OXB800E3X3QT | OXB800E3X3QT AUTOMATIC TRANSFER SWITCH | OXB800E3X3QT Automatischer Umschalter TruONE 3-polig 800A Level 3 Steuereinh | OXB800E3X3QT AUTOMATIC TRANSFER SWITCH
1SCA150945R1001 | OXB800E3X4QB | Active | 6417019811819 | 14144.8 | 1 | 1 | stuk | Automatic transfer switches | BE31040 | SM (Switches&Fusegear) | stuk | Auto.omsch.OXB800E3X4QB | OXB800E3X4QB AUTOMATIC TRANSFER SWITCH | OXB800E3X4QB Automatischer Umschalter TruONE 3-polig 800A Level 4 Steuereinh | OXB800E3X4QB AUTOMATIC TRANSFER SWITCH
1SCA150946R1001 | OXB800E3X4QT | Active | 6417019811826 | 14144.8 | 1 | 1 | stuk | Automatic transfer switches | BE31040 | SM (Switches&Fusegear) | stuk | Auto.omsch.OXB800E3X4QT | OXB800E3X4QT AUTOMATIC TRANSFER SWITCH | OXB800E3X4QT Automatischer Umschalter TruONE 3-polig 800A Level 4 Steuereinh | OXB800E3X4QT AUTOMATIC TRANSFER SWITCH
1SCA151025R1001 | OXB500E3S2QB | Active | 6417019812823 | 7759.62 | 1 | 1 | stuk | Automatic transfer switches | BE31040 | SM (Switches&Fusegear) | stuk | Auto.omsch.OXB500E3S2QB | OXB500E3S2QB AUTOMATIC TRANSFER SWITCH | OXB500E3S2QB Automatischer Umschalter TruONE 3-pol + N 500A Level 2 Steuereinh | OXB500E3S2QB AUTOMATIC TRANSFER SWITCH
1SCA151026R1001 | OXB500E3S2QT | Active | 6417019812830 | 7759.62 | 1 | 1 | stuk | Automatic transfer switches | BE31040 | SM (Switches&Fusegear) | stuk | Auto.omsch.OXB500E3S2QT | OXB500E3S2QT AUTOMATIC TRANSFER SWITCH | OXB500E3S2QT Automatischer Umschalter TruONE 3-pol + N 500A Level 2 Steuereinh | OXB500E3S2QT AUTOMATIC TRANSFER SWITCH
1SCA151027R1001 | OXB500E3X2QB | Active | 6417019812847 | 7526.84 | 1 | 1 | stuk | Automatic transfer switches | BE31040 | SM (Switches&Fusegear) | stuk | Auto.omsch.OXB500E3X2QB | OXB500E3X2QB AUTOMATIC TRANSFER SWITCH | OXB500E3X2QB Automatischer Umschalter TruONE 3-polig 500A Level 2 Steuereinh | OXB500E3X2QB AUTOMATIC TRANSFER SWITCH
1SCA151028R1001 | OXB500E3X2QT | Active | 6417019812854 | 7526.84 | 1 | 1 | stuk | Automatic transfer switches | BE31040 | SM (Switches&Fusegear) | stuk | Auto.omsch.OXB500E3X2QT | OXB500E3X2QT AUTOMATIC TRANSFER SWITCH | OXB500E3X2QT Automatischer Umschalter TruONE 3-polig 500A Level 2 Steuereinh | OXB500E3X2QT AUTOMATIC TRANSFER SWITCH
1SCA151054R1001 | OXB630E3S2QB | Active | 6417019813110 | 8854.73 | 1 | 1 | stuk | Automatic transfer switches | BE31040 | SM (Switches&Fusegear) | stuk | Auto.omsch.OXB630E3S2QB | OXB630E3S2QB AUTOMATIC TRANSFER SWITCH | OXB630E3S2QB Automatischer Umschalter TruONE 3-pol + N 630A Level 2 Steuereinh | OXB630E3S2QB AUTOMATIC TRANSFER SWITCH
1SCA151055R1001 | OXB630E3S2QT | Active | 6417019813127 | 8854.73 | 1 | 1 | stuk | Automatic transfer switches | BE31040 | SM (Switches&Fusegear) | stuk | Auto.omsch.OXB630E3S2QT | OXB630E3S2QT AUTOMATIC TRANSFER SWITCH | OXB630E3S2QT Automatischer Umschalter TruONE 3-pol + N 630A Level 2 Steuereinh | OXB630E3S2QT AUTOMATIC TRANSFER SWITCH
1SCA151057R1001 | OXB630E3S3QB | Active | 6417019813141 | 10388.93 | 1 | 1 | stuk | Automatic transfer switches | BE31040 | SM (Switches&Fusegear) | stuk | Auto.omsch.OXB630E3S3QB | OXB630E3S3QB AUTOMATIC TRANSFER SWITCH | OXB630E3S3QB Automatischer Umschalter TruONE 3-pol + N 630A Level 3 Steuereinh | OXB630E3S3QB AUTOMATIC TRANSFER SWITCH
1SCA151058R1001 | OXB630E3S3QT | Active | 6417019813158 | 10388.93 | 1 | 1 | stuk | Automatic transfer switches | BE31040 | SM (Switches&Fusegear) | stuk | Auto.omsch.OXB630E3S3QT | OXB630E3S3QT AUTOMATIC TRANSFER SWITCH | OXB630E3S3QT Automatischer Umschalter TruONE 3-pol + N 630A Level 3 Steuereinh | OXB630E3S3QT AUTOMATIC TRANSFER SWITCH
1SCA151060R1001 | OXB630E3S4QB | Active | 6417019813172 | 12466.68 | 1 | 1 | stuk | Automatic transfer switches | BE31040 | SM (Switches&Fusegear) | stuk | Auto.omsch.OXB630E3S4QB | OXB630E3S4QB AUTOMATIC TRANSFER SWITCH | OXB630E3S4QB Automatischer Umschalter TruONE 3-pol + N 630A Level 4 Steuereinh | OXB630E3S4QB AUTOMATIC TRANSFER SWITCH
1SCA151061R1001 | OXB630E3S4QT | Active | 6417019813189 | 12466.68 | 1 | 1 | stuk | Automatic transfer switches | BE31040 | SM (Switches&Fusegear) | stuk | Auto.omsch.OXB630E3S4QT | OXB630E3S4QT AUTOMATIC TRANSFER SWITCH | OXB630E3S4QT Automatischer Umschalter TruONE 3-pol + N 630A Level 4 Steuereinh | OXB630E3S4QT AUTOMATIC TRANSFER SWITCH
1SCA151062R1001 | OXB630E3X2QB | Active | 6417019813196 | 8589.06 | 1 | 1 | stuk | Automatic transfer switches | BE31040 | SM (Switches&Fusegear) | stuk | Auto.omsch.OXB630E3X2QB | OXB630E3X2QB AUTOMATIC TRANSFER SWITCH | OXB630E3X2QB Automatischer Umschalter TruONE 3-polig 630A Level 2 Steuereinh | OXB630E3X2QB AUTOMATIC TRANSFER SWITCH
1SCA151064R1001 | OXB630E3X3QB | Active | 6417019813219 | 9929.03 | 1 | 1 | stuk | Automatic transfer switches | BE31040 | SM (Switches&Fusegear) | stuk | Auto.omsch.OXB630E3X3QB | ATS Level 3 (LCD) TrueOne OXB630E3X3QB | OXB630E3X3QB Automatischer Umschalter TruONE 3-polig 630A Level 3 Steuereinh | OXB630E3X3QB AUTOMATIC TRANSFER SWITCH
1SCA151065R1001 | OXB630E3X3QT | Active | 6417019813226 | 10077.25 | 1 | 1 | stuk | Automatic transfer switches | BE31040 | SM (Switches&Fusegear) | stuk | Auto.omsch.OXB630E3X3QT | OXB630E3X3QT AUTOMATIC TRANSFER SWITCH | OXB630E3X3QT Automatischer Umschalter TruONE 3-polig 630A Level 3 Steuereinh | OXB630E3X3QT AUTOMATIC TRANSFER SWITCH
1SCA151067R1001 | OXB630E3X4QB | Active | 6417019813240 | 12092.7 | 1 | 1 | stuk | Automatic transfer switches | BE31040 | SM (Switches&Fusegear) | stuk | Auto.omsch.OXB630E3X4QB | OXB630E3X4QB AUTOMATIC TRANSFER SWITCH | OXB630E3X4QB Automatischer Umschalter TruONE 3-polig 630A Level 4 Steuereinh | OXB630E3X4QB AUTOMATIC TRANSFER SWITCH
1SCA151068R1001 | OXB630E3X4QT | Active | 6417019813257 | 12092.7 | 1 | 1 | stuk | Automatic transfer switches | BE31040 | SM (Switches&Fusegear) | stuk | Auto.omsch.OXB630E3X4QT | OXB630E3X4QT AUTOMATIC TRANSFER SWITCH | OXB630E3X4QT Automatischer Umschalter TruONE 3-polig 630A Level 4 Steuereinh | OXB630E3X4QT AUTOMATIC TRANSFER SWITCH
1SCA151155R1001 | OFAZ00P1L | Active | 6417019814391 | 25.19 | 1 | 1 | stuk | Fuse bases | BE31040 | SM (Switches&Fusegear) | stuk | Zekeninghoud HRC OFAZ00P1L | OFAZ00P1L FUSE BASE | OFAZ00P1L Sicherungsunterteil 1-polig offen mit Trennwänden IP00 | OFAZ00P1L FUSE BASE
1SCA151156R1001 | OFAZ00P3L | Active | 6417019814803 | 68.62 | 1 | 1 | stuk | Fuse bases | BE31040 | SM (Switches&Fusegear) | stuk | Zekeninghoud HRC OFAZ00P3L | OFAZ00P3L FUSE BASE | OFAZ00P3L Sicherungsunterteil 3-polig offen mit Trennwänden IP00 | OFAZ00P3L FUSE BASE
1SCA151157R1001 | OFAZ00S1L | Active | 6417019814810 | 30.22 | 1 | 1 | stuk | Fuse bases | BE31040 | SM (Switches&Fusegear) | stuk | Zekeninghoud HRC OFAZ00S1L | OFAZ00S1L FUSE BASE | OFAZ00S1L Sicherungsunterteil 1-polig Berührungsschutz IP20 | OFAZ00S1L FUSE BASE
1SCA151158R1001 | OFAZ00S2L | Active | 6417019814827 | 56.4 | 1 | 1 | stuk | Fuse bases | BE31040 | SM (Switches&Fusegear) | stuk | Zekeninghoud HRC OFAZ00S2L | OFAZ00S2L FUSE BASE | OFAZ00S2L Sicherungsunterteil 2-polig Berührungsschutz IP20 | OFAZ00S2L FUSE BASE
1SCA151159R1001 | OFAZ00S3L | Active | 6417019814834 | 82.42 | 1 | 1 | stuk | Fuse bases | BE31040 | SM (Switches&Fusegear) | stuk | Zekeninghoud HRC OFAZ00S3L | OFAZ00S3L FUSE BASE | OFAZ00S3L Sicherungsunterteil 3-polig Berührungsschutz IP20 | OFAZ00S3L FUSE BASE
1SCA151160R1001 | OFAZ1P1 | Active | 6417019814841 | 59.21 | 1 | 1 | stuk | Fuse bases | BE31040 | SM (Switches&Fusegear) | stuk | Zekeninghoud HRC OFAZ1P1 | OFAZ1P1 FUSE BASE | OFAZ1P1 Sicherungsunterteil 1-polig offen mit Trennwänden IP00 | OFAZ1P1 FUSE BASE
1SCA151161R1001 | OFAZ1P3 | Active | 6417019814858 | 162.36 | 1 | 1 | stuk | Fuse bases | BE31040 | SM (Switches&Fusegear) | stuk | Zekeninghoud HRC OFAZ1P3 | OFAZ1P3 FUSE BASE | OFAZ1P3 Sicherungsunterteil 3-polig offen mit Trennwänden IP00 | OFAZ1P3 FUSE BASE
1SCA151162R1001 | OFAZ1S1 | Active | 6417019814865 | 79.31 | 1 | 1 | stuk | Fuse bases | BE31040 | SM (Switches&Fusegear) | stuk | Zekeninghoud HRC OFAZ1S1 | OFAZ1S1 FUSE BASE | OFAZ1S1 Sicherungsunterteil 1-polig Berührungsschutz IP20 | OFAZ1S1 FUSE BASE
1SCA151163R1001 | OFAZ1S2 | Active | 6417019814872 | 140.67 | 1 | 1 | stuk | Fuse bases | BE31040 | SM (Switches&Fusegear) | stuk | Zekeninghoud HRC OFAZ1S2 | OFAZ1S2 FUSE BASE | OFAZ1S2 Sicherungsunterteil 2-polig Berührungsschutz IP20 | OFAZ1S2 FUSE BASE
1SCA151164R1001 | OFAZ1S3 | Active | 6417019814889 | 211.87 | 1 | 1 | stuk | Fuse bases | BE31040 | SM (Switches&Fusegear) | stuk | Zekeninghoud HRC OFAZ 1S3 | OFAZ1S3 FUSE BASE | OFAZ1S3 Sicherungsunterteil 3-polig Berührungsschutz IP20 | OFAZ1S3 FUSE BASE
1SCA151165R1001 | OFAZ2P1 | Active | 6417019814896 | 74.18 | 1 | 1 | stuk | Fuse bases | BE31040 | SM (Switches&Fusegear) | stuk | Zekeninghoud HRC OFAZ2P1 | OFAZ2P1 FUSE BASE | OFAZ2P1 Sicherungsunterteil 1-polig offen mit Trennwänden IP00 | OFAZ2P1 FUSE BASE
1SCA151166R1001 | OFAZ2P3 | Active | 6417019814902 | 199.06 | 1 | 1 | stuk | Fuse bases | BE31040 | SM (Switches&Fusegear) | stuk | Zekeninghoud HRC OFAZ2P3 | OFAZ2P3 FUSE BASE | OFAZ2P3 Sicherungsunterteil 3-polig offen mit Trennwänden IP00 | OFAZ2P3 FUSE BASE
1SCA151167R1001 | OFAZ2S1 | Active | 6417019814919 | 95.47 | 1 | 1 | stuk | Fuse bases | BE31040 | SM (Switches&Fusegear) | stuk | Zekeninghoud HRC OFAZ2S1 | OFAZ2S1 FUSE BASE | OFAZ2S1 Sicherungsunterteil 1-polig mit Berührungsschutz IP20 | OFAZ2S1 FUSE BASE
1SCA151168R1001 | OFAZ2S2 | Active | 6417019814926 | 176.88 | 1 | 1 | stuk | Fuse bases | BE31040 | SM (Switches&Fusegear) | stuk | Zekeninghoud HRC OFAZ2S2 | OFAZ2S2 FUSE BASE | OFAZ2S2 Sicherungsunterteil 2-polig mit Berührungsschutz IP20 | OFAZ2S2 FUSE BASE
1SCA151169R1001 | OFAZ2S3 | Active | 6417019814933 | 257.87 | 1 | 1 | stuk | Fuse bases | BE31040 | SM (Switches&Fusegear) | stuk | Zekeninghoud HRC OFAZ2S3 | OFAZ2S3 FUSE BASE | OFAZ2S3 Sicherungsunterteil 3-polig mit Berührungsschutz IP20 | OFAZ2S3 FUSE BASE
1SCA151170R1001 | OFAZ3A1 | Active | 6417019814940 | 82.8 | 1 | 1 | stuk | Fuse bases | BE31040 | SM (Switches&Fusegear) | stuk | Zekeninghoud HRC OFAZ3A1 | OFAZ3A1 FUSE BASE | OFAZ3A1 Sicherungsunterteil 1-polig offen mit Trennwänden IP00 | OFAZ3A1 FUSE BASE
1SCA151171R1001 | OFAZ3A3 | Active | 6417019814957 | 261.23 | 1 | 1 | stuk | Fuse bases | BE31040 | SM (Switches&Fusegear) | stuk | Zekeninghoud HRC OFAZ3A3 | OFAZ3A3 FUSE BASE | OFAZ3A3 Sicherungsunterteil 3-polig offen mit Trennwänden IP00 | OFAZ3A3 FUSE BASE
1SCA151172R1001 | OFAZ3P1 | Active | 6417019814964 | 121.79 | 1 | 1 | stuk | Fuse bases | BE31040 | SM (Switches&Fusegear) | stuk | Zekeninghoud HRC OFAZ3P1 | OFAZ3P1 FUSE BASE | OFAZ3P1 Sicherungsunterteil 1-polig offen mit Trennwänden IP00 | OFAZ3P1 FUSE BASE
1SCA151173R1001 | OFAZ3P3 | Active | 6417019814971 | 358.69 | 1 | 1 | stuk | Fuse bases | BE31040 | SM (Switches&Fusegear) | stuk | Zek.houd HRC OFAZ3P3 | Embase fusible Gamme HRC OFAZ3P3 | OFAZ3P3 Sicherungsunterteil 3-polig offen mit Trennwänden IP00 | OFAZ3P3 FUSE BASE
1SCA151174R1001 | OFAZ3S1 | Active | 6417019814988 | 160.75 | 1 | 1 | stuk | Fuse bases | BE31040 | SM (Switches&Fusegear) | stuk | Zekeninghoud HRC OFAZ3S1 | OFAZ3S1 FUSE BASE | OFAZ3S1 Sicherungsunterteil 1-polig Berührungsschutz IP20 | OFAZ3S1 FUSE BASE
1SCA151175R1001 | OFAZ3S2 | Active | 6417019814995 | 307.09 | 1 | 1 | stuk | Fuse bases | BE31040 | SM (Switches&Fusegear) | stuk | Zekeninghoud HRC OFAZ3S2 | OFAZ3S2 FUSE BASE | OFAZ3S2 Sicherungsunterteil 2-polig Berührungsschutz IP20 | OFAZ3S2 FUSE BASE
1SCA151177R1001 | OFAZ3S3 | Active | 6417019815008 | 373.69 | 1 | 1 | stuk | Fuse bases | BE31040 | SM (Switches&Fusegear) | stuk | Zekeninghoud HRC OFAZ3S3 | OFAZ3S3 FUSE BASE | OFAZ3S3 Sicherungsunterteil 3-polig Berührungsschutz IP20 | OFAZ3S3 FUSE BASE
1SCA151250R1001 | OTM125F4C20D400C | Active | 6417019815633 | 2311.88 | 1 | 1 | stuk | Automatic transfer switches | BE31040 | SM (Switches&Fusegear) | stuk | Auto.omsch.OTM125F4C20D400C | OTM125F4C20D400C AUTOMATIC TRANSFER SWITCH | OTM125F4C20D400C | OTM125F4C20D400C AUTOMATIC TRANSFER SWITCH
1SCA151251R1001 | OTM125F4C21D400C | Active | 6417019815640 | 2638.58 | 1 | 1 | stuk | Automatic transfer switches | BE31040 | SM (Switches&Fusegear) | stuk | Auto.omsch.OTM125F4C21D400C | OTM125F4C21D400C AUTOMATIC TRANSFER SWITCH | OTM125F4C21D400C Automatischer Umschalt. 4-polig 125A 21D Steuereinheit | OTM125F4C21D400C AUTOMATIC TRANSFER SWITCH
1SCA151252R1001 | OTM40F4C20D400C | Active | 6417019815657 | 1482.65 | 1 | 1 | stuk | Automatic transfer switches | BE31040 | SM (Switches&Fusegear) | stuk | Auto.omsch.OTM40F4C20D400C | OTM40F4C20D400C AUTOMATIC TRANSFER SWITCH | OTM40F4C20D400C Automatischer Umschalter 4-polig 40A 20D Steuereinheit | OTM40F4C20D400C AUTOMATIC TRANSFER SWITCH
1SCA151253R1001 | OTM40F4C21D400C | Active | 6417019815664 | 1686.34 | 1 | 1 | stuk | Automatic transfer switches | BE31040 | SM (Switches&Fusegear) | stuk | Auto.omsch.OTM40F4C21D400C | OTM40F4C21D400C AUTOMATIC TRANSFER SWITCH | OTM40F4C21D400C Automatischer Umschalter 4-polig 40A 21D Steuereinheit | OTM40F4C21D400C AUTOMATIC TRANSFER SWITCH
1SCA151254R1001 | OTM63F4C20D400C | Active | 6417019815671 | 1696.23 | 1 | 1 | stuk | Automatic transfer switches | BE31040 | SM (Switches&Fusegear) | stuk | Auto.omsch.OTM63F4C20D400C | OTM63F4C20D400C AUTOMATIC TRANSFER SWITCH | OTM63F4C20D400C | OTM63F4C20D400C AUTOMATIC TRANSFER SWITCH
1SCA151255R1001 | OTM63F4C21D400C | Active | 6417019815688 | 2039.77 | 1 | 1 | stuk | Automatic transfer switches | BE31040 | SM (Switches&Fusegear) | stuk | Auto.omsch.OTM63F4C21D400C | Interrupteur-inverseur +Moteur Gamme OT OTM63F4C21D400C | OTM63F4C21D400C Automatischer Umschalter 4-polig 63A 21D Steuereinheit | OTM63F4C21D400C AUTOMATIC TRANSFER SWITCH
1SCA151417R1001 | OTM125F2C20D230C | Active | 6417019818221 | 2219.42 | 1 | 1 | stuk | Automatic transfer switches | BE31040 | SM (Switches&Fusegear) | stuk | Auto.omsch.OTM125F2C20D230C | OTM125F2C20D230C AUTOMATIC TRANSFER SWITCH | OTM125F2C20D230C Automatischer Umschalt. 2-polig 125A 20D Steuereinheit | OTM125F2C20D230C AUTOMATIC TRANSFER SWITCH
1SCA151418R1001 | OTM125F2C21D230C | Active | 6417019818238 | 2533.03 | 1 | 1 | stuk | Automatic transfer switches | BE31040 | SM (Switches&Fusegear) | stuk | Auto.omsch.OTM125F2C21D230C | OTM125F2C21D230C AUTOMATIC TRANSFER SWITCH | OTM125F2C21D230C Automatischer Umschalt. 2-polig 125A 21D Steuereinheit | OTM125F2C21D230C AUTOMATIC TRANSFER SWITCH
1SCA151419R1001 | OTM125F3C20D400C | Active | 6417019818245 | 2242.5 | 1 | 1 | stuk | Automatic transfer switches | BE31040 | SM (Switches&Fusegear) | stuk | Auto.omsch.OTM125F3C20D400C | OTM125F3C20D400C AUTOMATIC TRANSFER SWITCH | OTM125F3C20D400C | OTM125F3C20D400C AUTOMATIC TRANSFER SWITCH
1SCA151420R1001 | OTM125F3C21D400C | Active | 6417019818252 | 2559.4 | 1 | 1 | stuk | Automatic transfer switches | BE31040 | SM (Switches&Fusegear) | stuk | Auto.omsch.OTM125F3C21D400C | OTM125F3C21D400C AUTOMATIC TRANSFER SWITCH | OTM125F3C21D400C Automatischer Umschalt. 3-polig 125A 21D Steuereinheit | OTM125F3C21D400C AUTOMATIC TRANSFER SWITCH
1SCA151421R1001 | OTM63F2C20D230C | Active | 6417019818269 | 1628.38 | 1 | 1 | stuk | Automatic transfer switches | BE31040 | SM (Switches&Fusegear) | stuk | Auto.omsch.OTM63F2C20D230C | OTM63F2C20D230C AUTOMATIC TRANSFER SWITCH | OTM63F2C20D230C | OTM63F2C20D230C AUTOMATIC TRANSFER SWITCH
1SCA151422R1001 | OTM63F2C21D230C | Active | 6417019818276 | 1845.23 | 1 | 1 | stuk | Automatic transfer switches | BE31040 | SM (Switches&Fusegear) | stuk | Auto.omsch.OTM63F2C21D230C | OTM63F2C21D230C AUTOMATIC TRANSFER SWITCH | OTM63F2C21D230C Automatischer Umschalter 2-polig 63A 21D Steuereinheit | OTM63F2C21D230C AUTOMATIC TRANSFER SWITCH
1SCA151423R1001 | OTM63F3C20D400C | Active | 6417019818283 | 1891.8 | 1 | 1 | stuk | Automatic transfer switches | BE31040 | SM (Switches&Fusegear) | stuk | Auto.omsch.OTM63F3C20D400C | OTM63F3C20D400C AUTOMATIC TRANSFER SWITCH | Automatic transfer switch, motorized open transition type 1-0-2. Self-suppy Network/Network application Top in 3 pole version | OTM63F3C20D400C AUTOMATIC TRANSFER SWITCH
1SCA151424R1001 | OTM63F3C21D400C | Active | 6417019818290 | 2174.92 | 1 | 1 | stuk | Automatic transfer switches | BE31040 | SM (Switches&Fusegear) | stuk | Auto.omsch.OTM63F3C21D400C | OTM63F3C21D400C AUTOMATIC TRANSFER SWITCH | OTM63F3C21D400C Automatischer Umschalter 3-polig 63A 21D Steuereinheit | OTM63F3C21D400C AUTOMATIC TRANSFER SWITCH
1SCA151741R1001 | OXB500E3S3QB | Active | 6417019822624 | 7410.47 | 1 | 1 | stuk | Automatic transfer switches | BE31040 | SM (Switches&Fusegear) | stuk | Auto.omsch.OXB500E3S3QB | OXB500E3S3QB AUTOMATIC TRANSFER SWITCH | OXB500E3S3QB | OXB500E3S3QB AUTOMATIC TRANSFER SWITCH
1SCA151742R1001 | OXB500E3S3QT | Active | 6417019822631 | 7410.47 | 1 | 1 | stuk | Automatic transfer switches | BE31040 | SM (Switches&Fusegear) | stuk | Auto.omsch.OXB500E3S3QT | OXB500E3S3QT AUTOMATIC TRANSFER SWITCH | OXB500E3S3QT | OXB500E3S3QT AUTOMATIC TRANSFER SWITCH
1SCA151743R1001 | OXB500E3S4QT | Active | 6417019822648 | 8892.51 | 1 | 1 | stuk | Automatic transfer switches | BE31040 | SM (Switches&Fusegear) | stuk | Auto.omsch.OXB500E3S4QT | OXB500E3S4QT AUTOMATIC TRANSFER SWITCH | OXB500E3S4QT | OXB500E3S4QT AUTOMATIC TRANSFER SWITCH
1SCA151744R1001 | OXB500E3X3QB | Active | 6417019822655 | 7188.14 | 1 | 1 | stuk | Automatic transfer switches | BE31040 | SM (Switches&Fusegear) | stuk | Auto.omsch.OXB500E3X3QB | OXB500E3X3QB AUTOMATIC TRANSFER SWITCH | OXB500E3X3QB | OXB500E3X3QB AUTOMATIC TRANSFER SWITCH
1SCA151745R1001 | OXB500E3X3QT | Active | 6417019822662 | 7188.14 | 1 | 1 | stuk | Automatic transfer switches | BE31040 | SM (Switches&Fusegear) | stuk | Auto.omsch.OXB500E3X3QT | OXB500E3X3QT AUTOMATIC TRANSFER SWITCH | OXB500E3X3QT | OXB500E3X3QT AUTOMATIC TRANSFER SWITCH
1SCA151746R1001 | OXB500E3X4QT | Active | 6417019822679 | 8625.77 | 1 | 1 | stuk | Automatic transfer switches | BE31040 | SM (Switches&Fusegear) | stuk | Auto.omsch.OXB500E3X4QT | OXB500E3X4QT AUTOMATIC TRANSFER SWITCH | OXB500E3X4QT | OXB500E3X4QT AUTOMATIC TRANSFER SWITCH
1SCA152042R1001 | OXB200E3X3QB | Active | 6417019827629 | 5542.17 | 1 | 1 | stuk | Automatic transfer switches | BE31040 | SM (Switches&Fusegear) | stuk | Auto.omsch.OXB200E3X3QB | OXB200E3X3QB AUTOMATIC TRANSFER SWITCH | OXB200E3X3QB Automatischer Umschalter TruONE 3-polig 200A Level 3 Steuereinh | OXB200E3X3QB AUTOMATIC TRANSFER SWITCH
1SCA152043R1001 | OXB200E3X4QB | Active | 6417019827636 | 6650.59 | 1 | 1 | stuk | Automatic transfer switches | BE31040 | SM (Switches&Fusegear) | stuk | Auto.omsch.OXB200E3X4QB | OXB200E3X4QB AUTOMATIC TRANSFER SWITCH | OXB200E3X4QB Automatischer Umschalter TruONE 3-polig 200A Level 4 Steuereinh | OXB200E3X4QB AUTOMATIC TRANSFER SWITCH
1SCA152044R1001 | OXB200E3X4QT | Active | 6417019827643 | 6650.59 | 1 | 1 | stuk | Automatic transfer switches | BE31040 | SM (Switches&Fusegear) | stuk | Auto.omsch.OXB200E3X4QT | OXB200E3X4QT AUTOMATIC TRANSFER SWITCH | OXB200E3X4QT Automatischer Umschalter TruONE 3-polig 200A Level 4 Steuereinh | OXB200E3X4QT AUTOMATIC TRANSFER SWITCH
1SCA152045R1001 | OXB250E3S4QT | Active | 6417019827650 | 7164.63 | 1 | 1 | stuk | Automatic transfer switches | BE31040 | SM (Switches&Fusegear) | stuk | Auto.omsch.OXB250E3S4QT | OXB250E3S4QT AUTOMATIC TRANSFER SWITCH | OXB250E3S4QT Automatischer Umschalter TruONE 3-pol + N 250A Level 4 Steuereinh | OXB250E3S4QT AUTOMATIC TRANSFER SWITCH
1SCA152046R1001 | OXB315E3S3QB | Active | 6417019827667 | 6865.55 | 1 | 1 | stuk | Automatic transfer switches | BE31040 | SM (Switches&Fusegear) | stuk | Auto.omsch.OXB315E3S3QB | OXB315E3S3QB AUTOMATIC TRANSFER SWITCH | OXB315E3S3QB Automatischer Umschalter TruONE 3-pol + N 315A Level 3 Steuereinh | OXB315E3S3QB AUTOMATIC TRANSFER SWITCH
1SCA152047R1001 | OXB315E3X4QT | Active | 6417019827674 | 7991.5 | 1 | 1 | stuk | Automatic transfer switches | BE31040 | SM (Switches&Fusegear) | stuk | Auto.omsch.OXB315E3X4QT | OXB315E3X4QT AUTOMATIC TRANSFER SWITCH | OXB315E3X4QT Automatischer Umschalter TruONE 3-polig 315A Level 4 Steuereinh | OXB315E3X4QT AUTOMATIC TRANSFER SWITCH
1SCA152048R1001 | OXB400E3S4QB | Active | 6417019827681 | 8413.24 | 1 | 1 | stuk | Automatic transfer switches | BE31040 | SM (Switches&Fusegear) | stuk | Auto.omsch.OXB400E3S4QB | OXB400E3S4QB AUTOMATIC TRANSFER SWITCH | OXB400E3S4QB Automatischer Umschalter TruONE 3-pol + N 400A Level 4 Steuereinh | OXB400E3S4QB AUTOMATIC TRANSFER SWITCH
1SCA152049R1001 | OXB400E3X2QB | Active | 6417019827698 | 6460.73 | 1 | 1 | stuk | Automatic transfer switches | BE31040 | SM (Switches&Fusegear) | stuk | Auto.omsch.OXB400E3X2QB | OXB400E3X2QB AUTOMATIC TRANSFER SWITCH | OXB400E3X2QB Automatischer Umschalter TruONE 3-polig 400A Level 2 Steuereinh | OXB400E3X2QB AUTOMATIC TRANSFER SWITCH
1SCA152412R1001 | OXB1600E3S3QB | Active | 6417019833934 | 18856.1 | 1 | 1 | stuk | Automatic transfer switches | BE31040 | SM (Switches&Fusegear) | stuk | Auto.omsch.OXB1600E3S3QB | OXB1600E3S3QB AUTOMATIC TRANSFER SWITCH | OXB1600E3S3QB Automatischer Umschalter TruONE 3-pol + N 1600A Level 3 Steuerein | OXB1600E3S3QB AUTOMATIC TRANSFER SWITCH
1SCA152413R1001 | OXB1600E3S4QT | Active | 6417019833941 | 22627.31 | 1 | 1 | stuk | Automatic transfer switches | BE31040 | SM (Switches&Fusegear) | stuk | Auto.omsch.OXB1600E3S4QT | OXB1600E3S4QT AUTOMATIC TRANSFER SWITCH | OXB1600E3S4QT Automatischer Umschalter TruONE 3-pol + N 1600A Level 4 Steuerein | OXB1600E3S4QT AUTOMATIC TRANSFER SWITCH
1SCA152414R1001 | OXB1600E3S4QB | Active | 6417019833958 | 22627.31 | 1 | 1 | stuk | Automatic transfer switches | BE31040 | SM (Switches&Fusegear) | stuk | Auto.omsch.OXB1600E3S4QB | OXB1600E3S4QB AUTOMATIC TRANSFER SWITCH | OXB1600E3S4QB Automatischer Umschalter TruONE 3-pol + N 1600A Level 4 Steuerein | OXB1600E3S4QB AUTOMATIC TRANSFER SWITCH
1SCA152435R1001 | OXB250E3S3QB | Active | 6417019834146 | 5970.56 | 1 | 1 | stuk | Automatic transfer switches | BE31040 | SM (Switches&Fusegear) | stuk | Auto.omsch.OXB250E3S3QB | OXB250E3S3QB AUTOMATIC TRANSFER SWITCH | OXB250E3S3QB Automatischer Umschalter TruONE 3-pol + N 250A Level 3 Steuereinh | OXB250E3S3QB AUTOMATIC TRANSFER SWITCH
1SCA152717R1001 | OTA16S3YX | Active | 6417019839158 | 260.81 | 1 | 1 | stuk | Enclosed safety switches | BE31040 | SM (Switches&Fusegear) | stuk | Veiligheidslastschakelaar OT serie OTA16S3YX | Interrupteur de sécurité Gamme OT OTA16S3YX | Safety switch OT range OTA16S3YX | Safety switch OT range OTA16S3YX
1SCA152721R1001 | OTA16S6YX | Active | 6417019839196 | 547.7 | 1 | 1 | stuk | Enclosed safety switches | BE31040 | SM (Switches&Fusegear) | stuk | Veiligheidslastschakelaar OT serie OTA16S6YX | Interrupteur de sécurité Gamme OT OTA16S6YX | Safety switch OT range OTA16S6YX | Safety switch OT range OTA16S6YX
1SCA152729R1001 | OTA40S3YX | Active | 6417019839271 | 320.78 | 1 | 1 | stuk | Enclosed safety switches | BE31040 | SM (Switches&Fusegear) | stuk | Veiligheidslastschakelaar OT serie OTA40S3YX | Interrupteur de sécurité Gamme OT OTA40S3YX | Safety switch OT range OTA40S3YX | Safety switch OT range OTA40S3YX
1SCA152734R1001 | OTA63S3BX | Active | 6417019839325 | 389.39 | 1 | 1 | stuk | Enclosed safety switches | BE31040 | SM (Switches&Fusegear) | stuk | Veiligheidslastschakelaar OT serie OTA63S3BX | Interrupteur de sécurité Gamme OT OTA63S3BX | Safety switch OT range OTA63S3BX | Safety switch OT range OTA63S3BX
1SCA152738R1001 | OTA80S3BX | Active | 6417019839363 | 428.19 | 1 | 1 | stuk | Enclosed safety switches | BE31040 | SM (Switches&Fusegear) | stuk | Veiligheidslastschakelaar OT serie OTA80S3BX | Interrupteur de sécurité Gamme OT OTA80S3BX | Safety switch OT range OTA80S3BX | Safety switch OT range OTA80S3BX
1SCA152794R1001 | OXB250E3S4QB | Active | 6417019840154 | 7164.63 | 1 | 1 | stuk | Automatic transfer switches | BE31040 | SM (Switches&Fusegear) | stuk | Auto.omsch.OXB250E3S4QB | OXB250E3S4QB AUTOMATIC TRANSFER SWITCH | OXB250E3S4QB Automatischer Umschalter TruONE 3-pol + N 250A Level 4 Steuereinh | OXB250E3S4QB AUTOMATIC TRANSFER SWITCH
1SCA153427R1001 | OXB200E3S2QB | Active | 6417019844534 | 5045.68 | 1 | 1 | stuk | Automatic transfer switches | BE31040 | SM (Switches&Fusegear) | stuk | Auto.omsch.OXB200E3S2QB | OXB200E3S2QB AUTOMATIC TRANSFER SWITCH | OXB200E3S2QB Automatischer Umschalter TruONE 3-pol + N 200A Level 2 Steuereinh | OXB200E3S2QB AUTOMATIC TRANSFER SWITCH
1SCA153428R1001 | OXB200E3S2QT | Active | 6417019844541 | 5045.68 | 1 | 1 | stuk | Automatic transfer switches | BE31040 | SM (Switches&Fusegear) | stuk | Auto.omsch.OXB200E3S2QT | OXB200E3S2QT AUTOMATIC TRANSFER SWITCH | OXB200E3S2QT Automatischer Umschalter TruONE 3-pol + N 200A Level 2 Steuereinh | OXB200E3S2QT AUTOMATIC TRANSFER SWITCH
1SCA153429R1001 | OXB200E3S3QB | Active | 6417019844558 | 5713.56 | 1 | 1 | stuk | Automatic transfer switches | BE31040 | SM (Switches&Fusegear) | stuk | Auto.omsch.OXB200E3S3QB | OXB200E3S3QB AUTOMATIC TRANSFER SWITCH | OXB200E3S3QB Automatischer Umschalter TruONE 3-pol + N 200A Level 3 Steuereinh | OXB200E3S3QB AUTOMATIC TRANSFER SWITCH
1SCA153430R1001 | OXB200E3S3QT | Active | 6417019844565 | 5713.56 | 1 | 1 | stuk | Automatic transfer switches | BE31040 | SM (Switches&Fusegear) | stuk | Auto.omsch.OXB200E3S3QT | Automatich transfer switch Level 3 (LCD) OXB200E3S3QT | OXB200E3S3QT Automatischer Umschalter TruONE 3-pol + N 200A Level 3 Steuereinh | OXB200E3S3QT AUTOMATIC TRANSFER SWITCH
1SCA153431R1001 | OXB200E3S4QB | Active | 6417019844572 | 6856.27 | 1 | 1 | stuk | Automatic transfer switches | BE31040 | SM (Switches&Fusegear) | stuk | Auto.omsch.OXB200E3S4QB | Automatic transfer switch Level 4 (Touch) OXB200E3S4QB | OXB200E3S4QB Automatischer Umschalter TruONE 3-pol + N 200A Level 4 Steuereinh | OXB200E3S4QB AUTOMATIC TRANSFER SWITCH
1SCA153432R1001 | OXB200E3S4QT | Active | 6417019844589 | 6856.27 | 1 | 1 | stuk | Automatic transfer switches | BE31040 | SM (Switches&Fusegear) | stuk | Auto.omsch.OXB200E3S4QT | OXB200E3S4QT AUTOMATIC TRANSFER SWITCH | OXB200E3S4QT Automatischer Umschalter TruONE 3-pol + N 200A Level 4 Steuereinh | OXB200E3S4QT AUTOMATIC TRANSFER SWITCH
1SCA153433R1001 | OXB200E3X2QB | Active | 6417019844596 | 4894.33 | 1 | 1 | stuk | Automatic transfer switches | BE31040 | SM (Switches&Fusegear) | stuk | Auto.omsch.OXB200E3X2QB | OXB200E3X2QB AUTOMATIC TRANSFER SWITCH | OXB200E3X2QB Automatischer Umschalter TruONE 3-polig 200A Level 2 Steuereinh | OXB200E3X2QB AUTOMATIC TRANSFER SWITCH
1SCA153434R1001 | OXB200E3X2QT | Active | 6417019844602 | 4894.33 | 1 | 1 | stuk | Automatic transfer switches | BE31040 | SM (Switches&Fusegear) | stuk | Auto.omsch.OXB200E3X2QT | OXB200E3X2QT AUTOMATIC TRANSFER SWITCH | OXB200E3X2QT Automatischer Umschalter TruONE 3-polig 200A Level 2 Steuereinh | OXB200E3X2QT AUTOMATIC TRANSFER SWITCH
1SCA153435R1001 | OXB200E3X3QT | Active | 6417019844619 | 5542.17 | 1 | 1 | stuk | Automatic transfer switches | BE31040 | SM (Switches&Fusegear) | stuk | Auto.omsch.OXB200E3X3QT | OXB200E3X3QT AUTOMATIC TRANSFER SWITCH | OXB200E3X3QT Automatischer Umschalter TruONE 3-polig 200A Level 3 Steuereinh | OXB200E3X3QT AUTOMATIC TRANSFER SWITCH
1SCA153456R1001 | OXB250E3S2QB | Active | 6417019844824 | 5296.05 | 1 | 1 | stuk | Automatic transfer switches | BE31040 | SM (Switches&Fusegear) | stuk | Auto.omsch.OXB250E3S2QB | OXB250E3S2QB AUTOMATIC TRANSFER SWITCH | OXB250E3S2QB Automatischer Umschalter TruONE 3-pol + N 250A Level 2 Steuereinh | OXB250E3S2QB AUTOMATIC TRANSFER SWITCH
1SCA153457R1001 | OXB250E3S2QT | Active | 6417019844831 | 5296.05 | 1 | 1 | stuk | Automatic transfer switches | BE31040 | SM (Switches&Fusegear) | stuk | Auto.omsch.OXB250E3S2QT | OXB250E3S2QT AUTOMATIC TRANSFER SWITCH | OXB250E3S2QT Automatischer Umschalter TruONE 3-pol + N 250A Level 2 Steuereinh | OXB250E3S2QT AUTOMATIC TRANSFER SWITCH
1SCA153458R1001 | OXB250E3S3QT | Active | 6417019844848 | 5970.56 | 1 | 1 | stuk | Automatic transfer switches | BE31040 | SM (Switches&Fusegear) | stuk | Auto.omsch.OXB250E3S3QT | OXB250E3S3QT AUTOMATIC TRANSFER SWITCH | OXB250E3S3QT Automatischer Umschalter TruONE 3-pol + N 250A Level 3 Steuereinh | OXB250E3S3QT AUTOMATIC TRANSFER SWITCH
1SCA153459R1001 | OXB250E3X2QB | Active | 6417019844855 | 5137.16 | 1 | 1 | stuk | Automatic transfer switches | BE31040 | SM (Switches&Fusegear) | stuk | Auto.omsch.OXB250E3X2QB | OXB250E3X2QB AUTOMATIC TRANSFER SWITCH | OXB250E3X2QB Automatischer Umschalter TruONE 3-polig 250A Level 2 Steuereinh | OXB250E3X2QB AUTOMATIC TRANSFER SWITCH
1SCA153460R1001 | OXB250E3X2QT | Active | 6417019844862 | 5137.16 | 1 | 1 | stuk | Automatic transfer switches | BE31040 | SM (Switches&Fusegear) | stuk | Auto.omsch.OXB250E3X2QT | OXB250E3X2QT AUTOMATIC TRANSFER SWITCH | OXB250E3X2QT Automatischer Umschalter TruONE 3-polig 250A Level 2 Steuereinh | OXB250E3X2QT AUTOMATIC TRANSFER SWITCH
1SCA153461R1001 | OXB250E3X3QB | Active | 6417019844879 | 5791.47 | 1 | 1 | stuk | Automatic transfer switches | BE31040 | SM (Switches&Fusegear) | stuk | Auto.omsch.OXB250E3X3QB | OXB250E3X3QB AUTOMATIC TRANSFER SWITCH | OXB250E3X3QB Automatischer Umschalter TruONE 3-polig 250A Level 3 Steuereinh | OXB250E3X3QB AUTOMATIC TRANSFER SWITCH
1SCA153462R1001 | OXB250E3X3QT | Active | 6417019844886 | 5791.47 | 1 | 1 | stuk | Automatic transfer switches | BE31040 | SM (Switches&Fusegear) | stuk | Auto.omsch.OXB250E3X3QT | OXB250E3X3QT AUTOMATIC TRANSFER SWITCH | OXB250E3X3QT Automatischer Umschalter TruONE 3-polig 250A Level 3 Steuereinh | OXB250E3X3QT AUTOMATIC TRANSFER SWITCH
1SCA153463R1001 | OXB250E3X4QB | Active | 6417019844893 | 6949.7 | 1 | 1 | stuk | Automatic transfer switches | BE31040 | SM (Switches&Fusegear) | stuk | Auto.omsch.OXB250E3X4QB | OXB250E3X4QB AUTOMATIC TRANSFER SWITCH | OXB250E3X4QB Automatischer Umschalter TruONE 3-polig 250A Level 4 Steuereinh | OXB250E3X4QB AUTOMATIC TRANSFER SWITCH
1SCA153464R1001 | OXB250E3X4QT | Active | 6417019844909 | 6949.7 | 1 | 1 | stuk | Automatic transfer switches | BE31040 | SM (Switches&Fusegear) | stuk | Auto.omsch.OXB250E3X4QT | OXB250E3X4QT AUTOMATIC TRANSFER SWITCH | OXB250E3X4QT Automatischer Umschalter TruONE 3-polig 250A Level 4 Steuereinh | OXB250E3X4QT AUTOMATIC TRANSFER SWITCH
1SCA153501R1001 | OXB315E3S2QB | Active | 6417019845272 | 6085.22 | 1 | 1 | stuk | Automatic transfer switches | BE31040 | SM (Switches&Fusegear) | stuk | Auto.omsch.OXB315E3S2QB | OXB315E3S2QB AUTOMATIC TRANSFER SWITCH | OXB315E3S2QB Automatischer Umschalter TruONE 3-pol + N 315A Level 2 Steuereinh | OXB315E3S2QB AUTOMATIC TRANSFER SWITCH
1SCA153502R1001 | OXB315E3S2QT | Active | 6417019845289 | 6085.22 | 1 | 1 | stuk | Automatic transfer switches | BE31040 | SM (Switches&Fusegear) | stuk | Auto.omsch.OXB315E3S2QT | OXB315E3S2QT AUTOMATIC TRANSFER SWITCH | OXB315E3S2QT Automatischer Umschalter TruONE 3-pol + N 315A Level 2 Steuereinh | OXB315E3S2QT AUTOMATIC TRANSFER SWITCH
1SCA153503R1001 | OXB315E3S3QT | Active | 6417019845296 | 6865.55 | 1 | 1 | stuk | Automatic transfer switches | BE31040 | SM (Switches&Fusegear) | stuk | Auto.omsch.OXB315E3S3QT | OXB315E3S3QT AUTOMATIC TRANSFER SWITCH | OXB315E3S3QT Automatischer Umschalter TruONE 3-pol + N 315A Level 3 Steuereinh | OXB315E3S3QT AUTOMATIC TRANSFER SWITCH
1SCA153504R1001 | OXB315E3S4QB | Active | 6417019845302 | 8238.66 | 1 | 1 | stuk | Automatic transfer switches | BE31040 | SM (Switches&Fusegear) | stuk | Auto.omsch.OXB315E3S4QB | OXB315E3S4QB AUTOMATIC TRANSFER SWITCH | OXB315E3S4QB Automatischer Umschalter TruONE 3-pol + N 315A Level 4 Steuereinh | OXB315E3S4QB AUTOMATIC TRANSFER SWITCH
1SCA153505R1001 | OXB315E3S4QT | Active | 6417019845319 | 8238.66 | 1 | 1 | stuk | Automatic transfer switches | BE31040 | SM (Switches&Fusegear) | stuk | Auto.omsch.OXB315E3S4QT | OXB315E3S4QT AUTOMATIC TRANSFER SWITCH | OXB315E3S4QT Automatischer Umschalter TruONE 3-pol + N 315A Level 4 Steuereinh | OXB315E3S4QT AUTOMATIC TRANSFER SWITCH
1SCA153506R1001 | OXB315E3X2QB | Active | 6417019845326 | 5902.68 | 1 | 1 | stuk | Automatic transfer switches | BE31040 | SM (Switches&Fusegear) | stuk | Auto.omsch.OXB315E3X2QB | OXB315E3X2QB AUTOMATIC TRANSFER SWITCH | OXB315E3X2QB Automatischer Umschalter TruONE 3-polig 315A Level 2 Steuereinh | OXB315E3X2QB AUTOMATIC TRANSFER SWITCH
1SCA153507R1001 | OXB315E3X2QT | Active | 6417019845333 | 5902.68 | 1 | 1 | stuk | Automatic transfer switches | BE31040 | SM (Switches&Fusegear) | stuk | Auto.omsch.OXB315E3X2QT | OXB315E3X2QT AUTOMATIC TRANSFER SWITCH | OXB315E3X2QT Automatischer Umschalter TruONE 3-polig 315A Level 2 Steuereinh | OXB315E3X2QT AUTOMATIC TRANSFER SWITCH
1SCA153508R1001 | OXB315E3X3QB | Active | 6417019845340 | 6659.58 | 1 | 1 | stuk | Automatic transfer switches | BE31040 | SM (Switches&Fusegear) | stuk | Auto.omsch.OXB315E3X3QB | OXB315E3X3QB AUTOMATIC TRANSFER SWITCH | OXB315E3X3QB Automatischer Umschalter TruONE 3-polig 315A Level 3 Steuereinh | OXB315E3X3QB AUTOMATIC TRANSFER SWITCH
1SCA153509R1001 | OXB315E3X3QT | Active | 6417019845357 | 6659.58 | 1 | 1 | stuk | Automatic transfer switches | BE31040 | SM (Switches&Fusegear) | stuk | Auto.omsch.OXB315E3X3QT | OXB315E3X3QT AUTOMATIC TRANSFER SWITCH | OXB315E3X3QT Automatischer Umschalter TruONE 3-polig 315A Level 3 Steuereinh | OXB315E3X3QT AUTOMATIC TRANSFER SWITCH
1SCA153510R1001 | OXB315E3X4QB | Active | 6417019845364 | 7991.5 | 1 | 1 | stuk | Automatic transfer switches | BE31040 | SM (Switches&Fusegear) | stuk | Auto.omsch.OXB315E3X4QB | OXB315E3X4QB AUTOMATIC TRANSFER SWITCH | OXB315E3X4QB Automatischer Umschalter TruONE 3-polig 315A Level 4 Steuereinh | OXB315E3X4QB AUTOMATIC TRANSFER SWITCH
1SCA153515R1001 | OXB400E3S2QB | Active | 6417019845418 | 6660.54 | 1 | 1 | stuk | Automatic transfer switches | BE31040 | SM (Switches&Fusegear) | stuk | Auto.omsch.OXB400E3S2QB | OXB400E3S2QB AUTOMATIC TRANSFER SWITCH | OXB400E3S2QB Automatischer Umschalter TruONE 3-pol + N 400A Level 2 Steuereinh | OXB400E3S2QB AUTOMATIC TRANSFER SWITCH
1SCA153516R1001 | OXB400E3S2QT | Active | 6417019845425 | 6660.54 | 1 | 1 | stuk | Automatic transfer switches | BE31040 | SM (Switches&Fusegear) | stuk | Auto.omsch.OXB400E3S2QT | OXB400E3S2QT AUTOMATIC TRANSFER SWITCH | OXB400E3S2QT Automatischer Umschalter TruONE 3-pol + N 400A Level 2 Steuereinh | OXB400E3S2QT AUTOMATIC TRANSFER SWITCH
1SCA153517R1001 | OXB400E3S3QB | Active | 6417019845432 | 7011.03 | 1 | 1 | stuk | Automatic transfer switches | BE31040 | SM (Switches&Fusegear) | stuk | Auto.omsch.OXB400E3S3QB | OXB400E3S3QB AUTOMATIC TRANSFER SWITCH | OXB400E3S3QB Automatischer Umschalter TruONE 3-pol + N 400A Level 3 Steuereinh | OXB400E3S3QB AUTOMATIC TRANSFER SWITCH
1SCA153518R1001 | OXB400E3S3QT | Active | 6417019845449 | 7011.03 | 1 | 1 | stuk | Automatic transfer switches | BE31040 | SM (Switches&Fusegear) | stuk | Auto.omsch.OXB400E3S3QT | OXB400E3S3QT AUTOMATIC TRANSFER SWITCH | OXB400E3S3QT Automatischer Umschalter TruONE 3-pol + N 400A Level 3 Steuereinh | OXB400E3S3QT AUTOMATIC TRANSFER SWITCH
1SCA153519R1001 | OXB400E3S4QT | Active | 6417019845456 | 8413.24 | 1 | 1 | stuk | Automatic transfer switches | BE31040 | SM (Switches&Fusegear) | stuk | Auto.omsch.OXB400E3S4QT | OXB400E3S4QT AUTOMATIC TRANSFER SWITCH | OXB400E3S4QT Automatischer Umschalter TruONE 3-pol + N 400A Level 4 Steuereinh | OXB400E3S4QT AUTOMATIC TRANSFER SWITCH
1SCA153520R1001 | OXB400E3X2QT | Active | 6417019845463 | 6460.73 | 1 | 1 | stuk | Automatic transfer switches | BE31040 | SM (Switches&Fusegear) | stuk | Auto.omsch.OXB400E3X2QT | OXB400E3X2QT AUTOMATIC TRANSFER SWITCH | OXB400E3X2QT Automatischer Umschalter TruONE 3-polig 400A Level 2 Steuereinh | OXB400E3X2QT AUTOMATIC TRANSFER SWITCH
1SCA153521R1001 | OXB400E3X3QB | Active | 6417019845470 | 6800.68 | 1 | 1 | stuk | Automatic transfer switches | BE31040 | SM (Switches&Fusegear) | stuk | Auto.omsch.OXB400E3X3QB | OXB400E3X3QB AUTOMATIC TRANSFER SWITCH | OXB400E3X3QB Automatischer Umschalter TruONE 3-polig 400A Level 3 Steuereinh | OXB400E3X3QB AUTOMATIC TRANSFER SWITCH
1SCA153522R1001 | OXB400E3X3QT | Active | 6417019845487 | 6800.68 | 1 | 1 | stuk | Automatic transfer switches | BE31040 | SM (Switches&Fusegear) | stuk | Auto.omsch.OXB400E3X3QT | OXB400E3X3QT AUTOMATIC TRANSFER SWITCH | OXB400E3X3QT Automatischer Umschalter TruONE 3-polig 400A Level 3 Steuereinh | OXB400E3X3QT AUTOMATIC TRANSFER SWITCH
1SCA153523R1001 | OXB400E3X4QB | Active | 6417019845494 | 8160.8 | 1 | 1 | stuk | Automatic transfer switches | BE31040 | SM (Switches&Fusegear) | stuk | Auto.omsch.OXB400E3X4QB | OXB400E3X4QB AUTOMATIC TRANSFER SWITCH | OXB400E3X4QB Automatischer Umschalter TruONE 3-polig 400A Level 4 Steuereinh | OXB400E3X4QB AUTOMATIC TRANSFER SWITCH
1SCA153524R1001 | OXB400E3X4QT | Active | 6417019845500 | 8160.8 | 1 | 1 | stuk | Automatic transfer switches | BE31040 | SM (Switches&Fusegear) | stuk | Auto.omsch.OXB400E3X4QT | OXB400E3X4QT AUTOMATIC TRANSFER SWITCH | OXB400E3X4QT Automatischer Umschalter TruONE 3-polig 400A Level 4 Steuereinh | OXB400E3X4QT AUTOMATIC TRANSFER SWITCH
1SCA153610R1001 | OXB1250E3S2QB | Active | 6417019846361 | 13577.65 | 1 | 1 | stuk | Automatic transfer switches | BE31040 | SM (Switches&Fusegear) | stuk | Auto.omsch.OXB1250E3S2QB | OXB1250E3S2QB AUTOMATIC TRANSFER SWITCH | OXB1250E3S2QB Automatischer Umschalter TruONE 3-pol + N 1250A Level 2 Steuerein | OXB1250E3S2QB AUTOMATIC TRANSFER SWITCH
1SCA153611R1001 | OXB1250E3S2QT | Active | 6417019846378 | 13577.65 | 1 | 1 | stuk | Automatic transfer switches | BE31040 | SM (Switches&Fusegear) | stuk | Auto.omsch.OXB1250E3S2QT | OXB1250E3S2QT AUTOMATIC TRANSFER SWITCH | OXB1250E3S2QT Automatischer Umschalter TruONE 3-pol + N 1250A Level 2 Steuerein | OXB1250E3S2QT AUTOMATIC TRANSFER SWITCH
1SCA153612R1001 | OXB1250E3S3QB | Active | 6417019846385 | 15316.86 | 1 | 1 | stuk | Automatic transfer switches | BE31040 | SM (Switches&Fusegear) | stuk | Auto.omsch.OXB1250E3S3QB | OXB1250E3S3QB AUTOMATIC TRANSFER SWITCH | OXB1250E3S3QB Automatischer Umschalter TruONE 3-pol + N 1250A Level 3 Steuerein | OXB1250E3S3QB AUTOMATIC TRANSFER SWITCH
1SCA153613R1001 | OXB1250E3S3QT | Active | 6417019846392 | 15316.86 | 1 | 1 | stuk | Automatic transfer switches | BE31040 | SM (Switches&Fusegear) | stuk | Auto.omsch.OXB1250E3S3QT | OXB1250E3S3QT AUTOMATIC TRANSFER SWITCH | OXB1250E3S3QT Automatischer Umschalter TruONE 3-pol + N 1250A Level 3 Steuerein | OXB1250E3S3QT AUTOMATIC TRANSFER SWITCH
1SCA153614R1001 | OXB1250E3S4QB | Active | 6417019846408 | 18380.23 | 1 | 1 | stuk | Automatic transfer switches | BE31040 | SM (Switches&Fusegear) | stuk | Auto.omsch.OXB1250E3S4QB | OXB1250E3S4QB AUTOMATIC TRANSFER SWITCH | OXB1250E3S4QB Automatischer Umschalter TruONE 3-pol + N 1250A Level 4 Steuerein | OXB1250E3S4QB AUTOMATIC TRANSFER SWITCH
1SCA153615R1001 | OXB1250E3S4QT | Active | 6417019846415 | 18380.23 | 1 | 1 | stuk | Automatic transfer switches | BE31040 | SM (Switches&Fusegear) | stuk | Auto.omsch.OXB1250E3S4QT | OXB1250E3S4QT AUTOMATIC TRANSFER SWITCH | OXB1250E3S4QT Automatischer Umschalter TruONE 3-pol + N 1250A Level 4 Steuerein | OXB1250E3S4QT AUTOMATIC TRANSFER SWITCH
1SCA153616R1001 | OXB1250E3X2QB | Active | 6417019846422 | 13170.33 | 1 | 1 | stuk | Automatic transfer switches | BE31040 | SM (Switches&Fusegear) | stuk | Auto.omsch.OXB1250E3X2QB | OXB1250E3X2QB AUTOMATIC TRANSFER SWITCH | OXB1250E3X2QB Automatischer Umschalter TruONE 3-polig 1250A Level 2 Steuereinh | OXB1250E3X2QB AUTOMATIC TRANSFER SWITCH
1SCA153617R1001 | OXB1250E3X2QT | Active | 6417019846439 | 13170.33 | 1 | 1 | stuk | Automatic transfer switches | BE31040 | SM (Switches&Fusegear) | stuk | Auto.omsch.OXB1250E3X2QT | OXB1250E3X2QT AUTOMATIC TRANSFER SWITCH | OXB1250E3X2QT Automatischer Umschalter TruONE 3-polig 1250A Level 2 Steuereinh | OXB1250E3X2QT AUTOMATIC TRANSFER SWITCH
1SCA153618R1001 | OXB1250E3X3QB | Active | 6417019846446 | 14857.35 | 1 | 1 | stuk | Automatic transfer switches | BE31040 | SM (Switches&Fusegear) | stuk | Auto.omsch.OXB1250E3X3QB | OXB1250E3X3QB AUTOMATIC TRANSFER SWITCH | OXB1250E3X3QB Automatischer Umschalter TruONE 3-polig 1250A Level 3 Steuereinh | OXB1250E3X3QB AUTOMATIC TRANSFER SWITCH
1SCA153619R1001 | OXB1250E3X3QT | Active | 6417019846453 | 14857.35 | 1 | 1 | stuk | Automatic transfer switches | BE31040 | SM (Switches&Fusegear) | stuk | Auto.omsch.OXB1250E3X3QT | OXB1250E3X3QT AUTOMATIC TRANSFER SWITCH | OXB1250E3X3QT Automatischer Umschalter TruONE 3-polig 1250A Level 3 Steuereinh | OXB1250E3X3QT AUTOMATIC TRANSFER SWITCH
1SCA153620R1001 | OXB1250E3X4QB | Active | 6417019846460 | 17828.81 | 1 | 1 | stuk | Automatic transfer switches | BE31040 | SM (Switches&Fusegear) | stuk | Auto.omsch.OXB1250E3X4QB | OXB1250E3X4QB AUTOMATIC TRANSFER SWITCH | OXB1250E3X4QB Automatischer Umschalter TruONE 3-polig 1250A Level 4 Steuerein | OXB1250E3X4QB AUTOMATIC TRANSFER SWITCH
1SCA153621R1001 | OXB1250E3X4QT | Active | 6417019846477 | 17828.81 | 1 | 1 | stuk | Automatic transfer switches | BE31040 | SM (Switches&Fusegear) | stuk | Auto.omsch.OXB1250E3X4QT | OXB1250E3X4QT AUTOMATIC TRANSFER SWITCH | OXB1250E3X4QT Automatischer Umschalter TruONE 3-polig 1250A Level 4 Steuerein | OXB1250E3X4QT AUTOMATIC TRANSFER SWITCH
1SCA153622R1001 | OXB1600E3S2QB | Active | 6417019846484 | 16713.51 | 1 | 1 | stuk | Automatic transfer switches | BE31040 | SM (Switches&Fusegear) | stuk | Auto.omsch.OXB1600E3S2QB | OXB1600E3S2QB AUTOMATIC TRANSFER SWITCH | OXB1600E3S2QB Automatischer Umschalter TruONE 3-pol + N 1600A Level 2 Steuerein | OXB1600E3S2QB AUTOMATIC TRANSFER SWITCH
1SCA153623R1001 | OXB1600E3S2QT | Active | 6417019846491 | 16713.51 | 1 | 1 | stuk | Automatic transfer switches | BE31040 | SM (Switches&Fusegear) | stuk | Auto.omsch.OXB1600E3S2QT | OXB1600E3S2QT AUTOMATIC TRANSFER SWITCH | OXB1600E3S2QT Automatischer Umschalter TruONE 3-pol + N 1600A Level 2 Steuerein | OXB1600E3S2QT AUTOMATIC TRANSFER SWITCH
1SCA153624R1001 | OXB1600E3S3QT | Active | 6417019846507 | 18856.1 | 1 | 1 | stuk | Automatic transfer switches | BE31040 | SM (Switches&Fusegear) | stuk | Auto.omsch.OXB1600E3S3QT | OXB1600E3S3QT AUTOMATIC TRANSFER SWITCH | OXB1600E3S3QT Automatischer Umschalter TruONE 3-pol + N 1600A Level 3 Steuerein | OXB1600E3S3QT AUTOMATIC TRANSFER SWITCH
1SCA153625R1001 | OXB1600E3X2QB | Active | 6417019846514 | 16212.11 | 1 | 1 | stuk | Automatic transfer switches | BE31040 | SM (Switches&Fusegear) | stuk | Auto.omsch.OXB1600E3X2QB | OXB1600E3X2QB AUTOMATIC TRANSFER SWITCH | OXB1600E3X2QB Automatischer Umschalter TruONE 3-polig 1600A Level 2 Steuereinh | OXB1600E3X2QB AUTOMATIC TRANSFER SWITCH
1SCA153626R1001 | OXB1600E3X2QT | Active | 6417019846521 | 16212.11 | 1 | 1 | stuk | Automatic transfer switches | BE31040 | SM (Switches&Fusegear) | stuk | Auto.omsch.OXB1600E3X2QT | OXB1600E3X2QT AUTOMATIC TRANSFER SWITCH | OXB1600E3X2QT Automatischer Umschalter TruONE 3-polig 1600A Level 2 Steuereinh | OXB1600E3X2QT AUTOMATIC TRANSFER SWITCH
1SCA153627R1001 | OXB1600E3X3QB | Active | 6417019846538 | 18290.41 | 1 | 1 | stuk | Automatic transfer switches | BE31040 | SM (Switches&Fusegear) | stuk | Auto.omsch.OXB1600E3X3QB | OXB1600E3X3QB AUTOMATIC TRANSFER SWITCH | OXB1600E3X3QB Automatischer Umschalter TruONE 3-polig 1600A Level 3 Steuereinh | OXB1600E3X3QB AUTOMATIC TRANSFER SWITCH
1SCA153628R1001 | OXB1600E3X3QT | Active | 6417019846545 | 18290.41 | 1 | 1 | stuk | Automatic transfer switches | BE31040 | SM (Switches&Fusegear) | stuk | Auto.omsch.OXB1600E3X3QT | OXB1600E3X3QT AUTOMATIC TRANSFER SWITCH | OXB1600E3X3QT Automatischer Umschalter TruONE 3-polig 1600A Level 3 Steuereinh | OXB1600E3X3QT AUTOMATIC TRANSFER SWITCH
1SCA153629R1001 | OXB1600E3X4QB | Active | 6417019846552 | 21948.49 | 1 | 1 | stuk | Automatic transfer switches | BE31040 | SM (Switches&Fusegear) | stuk | Auto.omsch.OXB1600E3X4QB | OXB1600E3X4QB AUTOMATIC TRANSFER SWITCH | OXB1600E3X4QB Automatischer Umschalter TruONE 3-polig 1600A Level 4 Steuerein | OXB1600E3X4QB AUTOMATIC TRANSFER SWITCH
1SCA153630R1001 | OXB1600E3X4QT | Active | 6417019846569 | 21948.49 | 1 | 1 | stuk | Automatic transfer switches | BE31040 | SM (Switches&Fusegear) | stuk | Auto.omsch.OXB1600E3X4QT | OXB1600E3X4QT AUTOMATIC TRANSFER SWITCH | OXB1600E3X4QT Automatischer Umschalter TruONE 3-polig 1600A Level 4 Steuerein | OXB1600E3X4QT AUTOMATIC TRANSFER SWITCH
1SCA157308R1001 | OTDCS400FG1 | Active | 6417019865744 | 15 | 1 | 1 | stuk | DC switch-disconnectors - accessories | BE31040 | SM (Switches&Fusegear) | stuk | Afscherm grijs OTDCS400FG1 | OTDCS400FG1 Terminal shroud | OTDCS400FG1 Klemmenabdeckung Schnappbefestigung grauer Kunststoff | OTDCS400FG1 Terminal shroud
1SCA157802R1001 | OT160EV03P-106 | Active | 6417019871233 | 201.31 | 1 | 1 | stuk | AC Switch-disconnectors - Manual | BE31040 | SM (Switches&Fusegear) | stuk | Lastscheider OT serie OT160EV03P-106 | Interrupteur-sectionneur Gamme OT OT160EV03P-106 | Switch-disconnector OT range OT160EV03P-106 | Switch-disconnector OT range OT160EV03P-106 |  | 5.14
1SCA158194R1001 | OTDC400F02 | Active | 6417019872995 | 848.14 | 1 | 1 | stuk | DC Switch-disconnectors | BE31040 | SM (Switches&Fusegear) | stuk | L.Scheider OTDC400F02 | Interrupteur-sectionneur Gamme OT OTDC400F02 | OTDC400F02 DC-Lasttrennschalter 2-polig 400A o. Griff u. Welle | OTDC400F02 DC Switch-disconnector
1SCA158196R1001 | OTDC400F11 | Active | 6417019873015 | 815.56 | 1 | 1 | stuk | DC Switch-disconnectors - Manual | BE31040 | SM (Switches&Fusegear) | stuk | Lastscheider OT Serie OTDC400F11 | Interrupteur-Sectionneur Gamme OT OTDC400F11 | Switch Disconnector OT Range OTDC400F11 | Switch Disconnector OT Range OTDC400F11
1SCA158200R1001 | OTDC400FV02 | Active | 6417019873053 | 1019.46 | 1 | 1 | stuk | DC Switch-disconnectors - Manual | BE31040 | SM (Switches&Fusegear) | stuk | Lastscheider OT Serie OTDC400FV02 | Interrupteur-Sectionneur Gamme OT OTDC400FV02 | Switch Disconnector OT Range OTDC400FV02 | Switch Disconnector OT Range OTDC400FV02
1SCA158202R1001 | OTDC400FV11 | Active | 6417019873077 | 1019.46 | 1 | 1 | stuk | DC Switch-disconnectors - Manual | BE31040 | SM (Switches&Fusegear) | stuk | Lastscheider OT Serie OTDC400FV11 | Interrupteur-Sectionneur Gamme OT OTDC400FV11 | Switch Disconnector OT Range OTDC400FV11 | Switch Disconnector OT Range OTDC400FV11
1SCA158207R1001 | OTDC400UF02 | Active | 6417019873121 | 1042.25 | 1 | 1 | stuk | DC Switch-disconnectors - Manual | BE31040 | SM (Switches&Fusegear) | stuk | Lastscheider OT Serie OTDC400UF02 | Interrupteur-Sectionneur Gamme OT OTDC400UF02 | Switch Disconnector OT Range OTDC400UF02 | Switch Disconnector OT Range OTDC400UF02
1SCA158209R1001 | OTDC400UF11 | Active | 6417019873145 | 1042.25 | 1 | 1 | stuk | DC Switch-disconnectors - Manual | BE31040 | SM (Switches&Fusegear) | stuk | Lastscheider OT Serie OTDC400UF11 | Interrupteur-Sectionneur Gamme OT OTDC400UF11 | Switch Disconnector OT Range OTDC400UF11 | Switch Disconnector OT Range OTDC400UF11
1SCA158213R1001 | OTDC400UFV02 | Active | 6417019873183 | 1302.83 | 1 | 1 | stuk | DC Switch-disconnectors - Manual | BE31040 | SM (Switches&Fusegear) | stuk | Lastscheider OT Serie OTDC400UFV02 | Interrupteur-Sectionneur Gamme OT OTDC400UFV02 | Switch Disconnector OT Range OTDC400UFV02 | Switch Disconnector OT Range OTDC400UFV02
1SCA158215R1001 | OTDC400UFV11 | Active | 6417019873206 | 1302.83 | 1 | 1 | stuk | DC Switch-disconnectors - Manual | BE31040 | SM (Switches&Fusegear) | stuk | Lastscheider OT Serie OTDC400UFV11 | Interrupteur-Sectionneur Gamme OT OTDC400UFV11 | Switch Disconnector OT Range OTDC400UFV11 | Switch Disconnector OT Range OTDC400UFV11
1SCA158266R1001 | OTDC400F11K | Active | 6417019873718 | 853.93 | 1 | 1 | stuk | DC Switch-disconnectors - Manual | BE31040 | SM (Switches&Fusegear) | stuk | Lastscheider OT Serie OTDC400F11 | Interrupteur-Sectionneur Gamme OT OTDC400F11 | Switch Disconnector OT Range OTDC400F11 | Switch Disconnector OT Range OTDC400F11
1SCA158268R1001 | OTDC400FV11K | Active | 6417019873732 | 1057.83 | 1 | 1 | stuk | DC Switch-disconnectors - Manual | BE31040 | SM (Switches&Fusegear) | stuk | Lastscheider OT Serie OTDC400FV11 | Interrupteur-Sectionneur Gamme OT OTDC400FV11 | Switch Disconnector OT Range OTDC400FV11 | Switch Disconnector OT Range OTDC400FV11
1SCA158287R1001 | OTDC400F33 | Active | 6417019873923 | 2365.22 | 1 | 1 | stuk | DC Switch-disconnectors - Manual | BE31040 | SM (Switches&Fusegear) | stuk | Lastscheider OT Serie OTDC400F33 | Interrupteur-Sectionneur Gamme OT OTDC400F33 | Switch Disconnector OT Range OTDC400F33 | Switch Disconnector OT Range OTDC400F33
1SCA158298R1001 | OTDC400F22 | Active | 6417019874036 | 1508.81 | 1 | 1 | stuk | DC Switch-disconnectors - Manual | BE31040 | SM (Switches&Fusegear) | stuk | Lastscheider OT Serie OTDC400F22 | Interrupteur-Sectionneur Gamme OT OTDC400F22 | Switch Disconnector OT Range OTDC400F22 | Switch Disconnector OT Range OTDC400F22
1SCA158299R1001 | OTDC400FV22 | Active | 6417019874043 | 1886.03 | 1 | 1 | stuk | DC Switch-disconnectors - Manual | BE31040 | SM (Switches&Fusegear) | stuk | Lastscheider OT Serie OTDC400FV22 | Interrupteur-Sectionneur Gamme OT OTDC400FV22 | Switch Disconnector OT Range OTDC400FV22 | Switch Disconnector OT Range OTDC400FV22
1SCA158300R1001 | OTDC400UF22 | Active | 6417019874050 | 1928.16 | 1 | 1 | stuk | DC Switch-disconnectors - Manual | BE31040 | SM (Switches&Fusegear) | stuk | Lastscheider OT Serie OTDC400UF22 | Interrupteur-Sectionneur Gamme OT OTDC400UF22 | Switch Disconnector OT Range OTDC400UF22 | Switch Disconnector OT Range OTDC400UF22
1SCA158301R1001 | OTDC400UFV22 | Active | 6417019874067 | 2410.17 | 1 | 1 | stuk | DC Switch-disconnectors - Manual | BE31040 | SM (Switches&Fusegear) | stuk | Lastscheider OT Serie OTDC400UFV22 | Interrupteur-Sectionneur Gamme OT OTDC400UFV22 | Switch Disconnector OT Range OTDC400UFV22 | Switch Disconnector OT Range OTDC400UFV22
1SCA158302R1001 | 1SCA158302R1001 | Active | 6417019874074 | 1607.78 | 1 | 1 | stuk | DC Switch-disconnectors | BE31040 | SM (Switches&Fusegear) | stuk | Lastscheider OT serie OTDC500F22 | Interrupteur-sectionneur Gamme OT OTDC500F22 | Switch-disconnector OT range OTDC500F22 | Switch-disconnector OT range OTDC500F22
1SCA158315R1001 | OTDC400FV22K | Active | 6417019874203 | 1924.38 | 1 | 1 | stuk | DC Switch-disconnectors - Manual | BE31040 | SM (Switches&Fusegear) | stuk | Lastscheider OT Serie OTDC400FV22 | Interrupteur-Sectionneur Gamme OT OTDC400FV22 | Switch Disconnector OT Range OTDC400FV22 | Switch Disconnector OT Range OTDC400FV22
1SCA158439R1001 | OTDC400UFV11P | Active | 6417019875378 | 1346 | 1 | 1 | stuk | DC Switch-disconnectors - Manual | BE31040 | SM (Switches&Fusegear) | stuk | Lastscheider OT Serie OTDC400UFV11 | Interrupteur-Sectionneur Gamme OT OTDC400UFV11 | Switch Disconnector OT Range OTDC400UFV11 | Switch Disconnector OT Range OTDC400UFV11
1SCA158440R1001 | OTDC400UF11P | Active | 6417019875385 | 1085.4 | 1 | 1 | stuk | DC Switch-disconnectors - Manual | BE31040 | SM (Switches&Fusegear) | stuk | Lastscheider OT Serie OTDC400UF11 | Interrupteur-Sectionneur Gamme OT OTDC400UF11 | Switch Disconnector OT Range OTDC400UF11 | Switch Disconnector OT Range OTDC400UF11
1SCA158445R1001 | OTDC400F22P | Active | 6417019875439 | 1547.17 | 1 | 1 | stuk | DC Switch-disconnectors - Manual | BE31040 | SM (Switches&Fusegear) | stuk | Lastscheider OT Serie OTDC400F22 | Interrupteur-Sectionneur Gamme OT OTDC400F22 | Switch Disconnector OT Range OTDC400F22 | Switch Disconnector OT Range OTDC400F22
1SCA158447R1001 | OTDC400FV11P | Active | 6417019875453 | 1057.83 | 1 | 1 | stuk | DC Switch-disconnectors - Manual | BE31040 | SM (Switches&Fusegear) | stuk | Lastscheider OT Serie OTDC400FV11 | Interrupteur-Sectionneur Gamme OT OTDC400FV11 | Switch Disconnector OT Range OTDC400FV11 | Switch Disconnector OT Range OTDC400FV11
1SCA158449R1001 | OTDC400FV22P | Active | 6417019875477 | 1924.38 | 1 | 1 | stuk | DC Switch-disconnectors - Manual | BE31040 | SM (Switches&Fusegear) | stuk | Lastscheider OT Serie OTDC400FV22 | Interrupteur-Sectionneur Gamme OT OTDC400FV22 | Switch Disconnector OT Range OTDC400FV22 | Switch Disconnector OT Range OTDC400FV22
1SCA158457R1001 | OTDC400F11P | Active | 6417019875552 | 853.93 | 1 | 1 | stuk | DC Switch-disconnectors - Manual | BE31040 | SM (Switches&Fusegear) | stuk | Lastscheider OT Serie OTDC400F11 | Interrupteur-Sectionneur Gamme OT OTDC400F11 | Switch Disconnector OT Range OTDC400F11 | Switch Disconnector OT Range OTDC400F11
1SCA158847R1001 | OTDC400FV33 | Active | 6417019882031 | 2956.5 | 1 | 1 | stuk | DC Switch-disconnectors - Manual | BE31040 | SM (Switches&Fusegear) | stuk | Lastscheider OT Serie OTDC400FV33 | Interrupteur-Sectionneur Gamme OT OTDC400FV33 | Switch Disconnector OT Range OTDC400FV33 | Switch Disconnector OT Range OTDC400FV33
1SCA158849R1001 | OTDC400FV33P | Active | 6417019882055 | 2994.84 | 1 | 1 | stuk | DC Switch-disconnectors - Manual | BE31040 | SM (Switches&Fusegear) | stuk | Lastscheider OT Serie OTDC400FV33 | Interrupteur-Sectionneur Gamme OT OTDC400FV33 | Switch Disconnector OT Range OTDC400FV33 | Switch Disconnector OT Range OTDC400FV33
1SCA159215R1001 | BFLR13240 | Active | 6417019886626 | 75.58 | 1 | 1 | stuk | Enclosed switches | BE31040 | SM (Switches&Fusegear) | stuk | Metal B-flang 2xM40 | Metal B-flange for 2xM40 | BFLR13240 | Metal B-flange for 2xM40
1SCA161467R1001 | OTR80T3M | Active | 6417019915753 | 741.15 | 1 | 1 | stuk | Enclosed safety switches | BE31040 | SM (Switches&Fusegear) | stuk | Lastschakelaar in kast OT serie OTR80T3M | Interrupteur en armoire Gamme OT OTR80T3M | Enclosed Switch-disconnector OT range OTR80T3M | Enclosed Switch-disconnector OT range OTR80T3M
1SCA161514R1001 | 1SCA161514R1001 | Active | 6417019916439 | 175.42 | 1 | 1 | stuk | AC Switch-disconnectors | BE31040 | SM (Switches&Fusegear) | stuk | Lastscheider OT serie OT250E04-140 | Interrupteur-sectionneur Gamme OT OT250E04-140 | Switch-disconnector OT range OT250E04-140 | Switch-disconnector OT range OT250E04-140 |  | 5.14
1SCA161673R1001 | 1SCA161673R1001 | Active | 6417019918037 | 168.36 | 1 | 1 | stuk | AC Switch-disconnectors | BE31040 | SM (Switches&Fusegear) | stuk | Lastscheider OT serie OT250E04-141 | Interrupteur-sectionneur Gamme OT OT250E04-141 | Switch-disconnector OT range OT250E04-141 | Switch-disconnector OT range OT250E04-141 |  | 5.14
1SCA161891R1001 | 1SCA161891R1001 | Active | 6417019919300 | 11.29 | 1 | 10 | stuk | AC Switch-disconnectors - accessories | BE31040 | SM (Switches&Fusegear) | stuk | Verlengas OS/OT serie OXS6X568 | Axe de prolongation Gamme OS/OT OXS6X568 | Shaft OS/OT range OXS6X568 | Shaft OS/OT range OXS6X568
1SDA061724R1 | T6H-D 800 MCS-UL/CSA Im=8000 3p F F | Active | 8015644642587 | 2115.99 | 1 | 1 | stuk | Tmax - T | BE31040 | SK (SACE MCCB) | stuk | T6H-D 800 MCS-UL/CSA Im=8000 3p F F | T6H-D 800 MCS-UL/CSA Im=8000 3p F F | T6H-D 800 MCS-UL/CSA Im=8000 3p F F | T6H-D 800 MCS-UL/CSA Im=8000 3p F F
2CMA100850R1000 | 2CMA100850R1000 | Active | 7392696008525 | 37.19 | 1 | 1 | stuk | AC enclosed switch-disconnectors | BE31040 | SM (Switches&Fusegear) | stuk | Schakelaar in kast BW serie BW240W/DP | Interrupteur enfermé Gamme BW BW240W/DP | Enclosed Switch BW serie BW240W/DP | Enclosed Switch BW serie BW240W/DP
2CMA100853R1000 | 2CMA100853R1000 | Active | 7392696008532 | 37.19 | 1 | 1 | stuk | AC enclosed switch-disconnectors | BE31040 | SM (Switches&Fusegear) | stuk | Schakelaar in kast BW serie BW440W/TPSN | Interrupteur enfermé Gamme BW BW440W/TPSN | Enclosed Switch BW serie BW440W/TPSN | Enclosed Switch BW serie BW440W/TPSN
2CMA142400R1000 | BW225DP | Active | 7392696424004 | 36.47 | 1 | 1 | stuk | Enclosed switches | BE31040 | SM (Switches&Fusegear) | stuk | BW225DP encl.Switch DisCon. | Interrupteur enfermé Gamme BW Plastique, 2P, 25A, commande laterale, Gris | BW225DP Lasttrennschalter im Gehäuse 2-polig 25A 230V m. dunkel grauem Griff | BW225DP Enclosed Switch Disconnector
2CMA142401R1000 | BW225WDP | Active | 7392696424011 | 34.63 | 1 | 1 | stuk | Enclosed switches | BE31040 | SM (Switches&Fusegear) | stuk | BW225WDP encl.Switch DisCon. | Interrupteur enfermé Gamme BW Plastique, 2P, 25A, commande laterale, G | BW225WDP Lastrennschalter im Geh. 2-polig 16A 690V seitl. Betätigung | BW225WDP Enclosed Switch Disconnector
2CMA142402R1000 | BW325WTPN | Active | 7392696424028 | 37.93 | 1 | 1 | stuk | Enclosed switches | BE31040 | SM (Switches&Fusegear) | stuk | BW325WTPN encl.Switch DisCon. | Interrupteur enfermé Gamme BW Plastique, 3P, 25A, commande laterale, Gris | Enclosed switch BW serie Plastic, 3P, 25A, side-operated, Light grey | BW325WTPN Enclosed Switch Disconnector
2CMA142403R1000 | BW325TPN | Active | 7392696424035 | 37.93 | 1 | 1 | stuk | Enclosed switches | BE31040 | SM (Switches&Fusegear) | stuk | BW325TPN encl.Switch DisCon. | Interrupteur enfermé Gamme BW Plastique, 3P, 25A, commande laterale, G | BW325TPN Lasttrennschalter im Gehäuse 3-polig 25A 400V m. dunkel grauem Griff | BW325TPN Enclosed Switch Disconnector
2CMA142404R1000 | BW325LTPN | Active | 7392696424042 | 53 | 1 | 1 | stuk | Enclosed switches | BE31040 | SM (Switches&Fusegear) | stuk | BW325LTPN encl.Switch DisCon. | Interrupteur enfermé Gamme BW Plastique, 3P, 25A, commande laterale, Gris, avec lampe | Enclosed switch BW serie Plastic, 3P, 25A, side-operated, Light grey, with indication light | BW325LTPN Enclosed Switch Disconnector
2CMA142405R1000 | BW425TPSN | Active | 7392696424059 | 38.92 | 1 | 1 | stuk | Enclosed switches | BE31040 | SM (Switches&Fusegear) | stuk | BW425TPSN encl.Switch DisCon. | Interrupteur enfermé Gamme BW Plastique, 4P, 25A, commande laterale, G | BW425TPSN Lasttrennschalter im Gehäuse 4-polig 25A 400V m. dunkel grauem Griff | BW425TPSN Enclosed Switch Disconnector
2CMA142406R1000 | BW625TPN | Active | 7392696424066 | 89.33 | 1 | 1 | stuk | Enclosed switches | BE31040 | SM (Switches&Fusegear) | stuk | BW625TPN encl.Switch DisCon. | Interrupteur enfermé Gamme BW Plastique, 6P, 25A, commande laterale, G | BW625TPN Lasttrennschalter im Gehäuse 6-polig 25A 400V m. dunkel grauem Griff | BW625TPN Enclosed Switch Disconnector
2CMA142407R1000 | BW240DP | Active | 7392696424073 | 44.65 | 1 | 1 | stuk | Enclosed switches | BE31040 | SM (Switches&Fusegear) | stuk | BW240DP encl.Switch DisCon. | Interrupteur enfermé Gamme BW Plastique, 2P, 40A, commande laterale, Gris | BW240DP Lasttrennschalter im Gehäuse 2-polig 40A 230V m. dunkel grauem Griff | BW240DP Enclosed Switch Disconnector
2CMA142408R1000 | BW340TPN | Active | 7392696424080 | 47.85 | 1 | 1 | stuk | Enclosed switches | BE31040 | SM (Switches&Fusegear) | stuk | BW340TPN encl.Switch DisCon. | Interrupteur enfermé Gamme BW Plastique, 3P, 40A, commande laterale, Gris | BW340TPN Lasttrennschalter im Gehäuse 3-polig 40A 400V m. dunkel grauem Griff | BW340TPN Enclosed Switch Disconnector
2CMA142409R1000 | BW440TPSN | Active | 7392696424097 | 50.16 | 1 | 1 | stuk | Enclosed switches | BE31040 | SM (Switches&Fusegear) | stuk | BW440TPSN encl.Switch DisCon. | Interrupteur enfermé Gamme BW Plastique, 4P, 40A, commande laterale, Gris | BW440TPSN Lasttrennschalter im Gehäuse 4-polig 40A 400V m. dunkel grauem Griff | BW440TPSN Enclosed Switch Disconnector
2CMA142410R1000 | BW640TPN | Active | 7392696424103 | 96.66 | 1 | 1 | stuk | Enclosed switches | BE31040 | SM (Switches&Fusegear) | stuk | BW640TPN encl.Switch DisCon. | Interrupteur enfermé Gamme BW Plastique, 6P, 40A, commande laterale, Gris | BW640TPN Lasttrennschalter im Gehäuse 6-polig 40A 400V m. dunkel grauem Griff | BW640TPN Enclosed Switch Disconnector
2CMA142411R1000 | KSE225DP | Active | 7392696424110 | 74.88 | 1 | 1 | stuk | Aluminum enclosed Sidex | BE31040 | SM (Switches&Fusegear) | stuk | KSE225DP encl.Switch DisCon. | Interrupteur enfermé Gamme KSE Aluminium, 2P, 25A, commande laterale, Gris | KSE225DP Lasttrennschalter im Gehäuse 2-polig 25A 230V m. dunkel grauem Griff | KSE225DP Enclosed Switch Disconnector
2CMA142412R1000 | KSE325TPN | Active | 7392696424127 | 77.95 | 1 | 1 | stuk | Aluminum enclosed Sidex | BE31040 | SM (Switches&Fusegear) | stuk | KSE325TPN encl.Switch DisCon. | Interrupteur enfermé Gamme KSE Aluminium, 3P, 25A, commande laterale, Gris | KSE325TPN Lasttrennschalter im Gehäuse 3-polig 25A 400V m. dunkel grauem Griff | KSE325TPN Enclosed Switch Disconnector
2CMA142413R1000 | KSE425TPSN | Active | 7392696424134 | 80.52 | 1 | 1 | stuk | Aluminum enclosed Sidex | BE31040 | SM (Switches&Fusegear) | stuk | KSE425TPSN encl.Switch DisCon. | Interrupteur enfermé Gamme KSE Aluminium, 4P, 25A, commande laterale, Gris | KSE425TPSN Lasttrennschalter im Gehäuse 4-polig 25A 400V m. dunkel grauem Griff | KSE425TPSN Enclosed Switch Disconnector
2CMA142414R1000 | KSE240DP | Active | 7392696424141 | 83.8 | 1 | 1 | stuk | Aluminum enclosed Sidex | BE31040 | SM (Switches&Fusegear) | stuk | KSE240DP encl.Switch DisCon. | Interrupteur enfermé Gamme KSE Aluminium, 2P, 40A, commande laterale, Gris | KSE240DP Lasttrennschalter im Gehäuse 2-polig 40A 230V m. dunkel grauem Griff | KSE240DP Enclosed Switch Disconnector
2CMA142415R1000 | KSE340TPN | Active | 7392696424158 | 86.64 | 1 | 1 | stuk | Aluminum enclosed Sidex | BE31040 | SM (Switches&Fusegear) | stuk | KSE340TPN encl.Switch DisCon. | Interrupteur enfermé Gamme KSE Aluminium, 3P, 40A, commande laterale, Gris | KSE340TPN Lasttrennschalter im Gehäuse 3-polig 40A 400V m. dunkel grauem Griff | KSE340TPN Enclosed Switch Disconnector
2CMA142416R1000 | KSE440TPSN | Active | 7392696424165 | 90.32 | 1 | 1 | stuk | Aluminum enclosed Sidex | BE31040 | SM (Switches&Fusegear) | stuk | KSE440TPSN encl.Switch DisCon. | Interrupteur enfermé Gamme KSE Aluminium, 4P, 40A, commande laterale, Gris | KSE440TPSN Lasttrennschalter im Gehäuse 4-polig 40A 400V m. dunkel grauem Griff | KSE440TPSN Enclosed Switch Disconnector
2CMA142417R1000 | BWS316TPN | Active | 7392696424172 | 44.91 | 1 | 1 | stuk | Enclosed switches | BE31040 | SM (Switches&Fusegear) | stuk | BWS316TPN Safety switch | Interrupteur enfermé Gamme BWS Plastique, 3P, 16A, 1NO, commande latera | BWS316TPN Sicherheitsschalter 3-polig 7,5 kW 690V m. grauem Griff | BWS316TPN Safety switch
2CMA142418R1000 | BWS416TPSN | Active | 7392696424189 | 45.9 | 1 | 1 | stuk | Enclosed switches | BE31040 | SM (Switches&Fusegear) | stuk | BWS416TPSN Safety switch | Interrupteur enfermé Gamme BWS Plastique, 4P, 16A, 1NO, commande latera | BWS416TPSN Sicherheitsschalter 4-polig 7,5 kW 690V m. grauem Griff | BWS416TPSN Safety switch
2CMA142419R1000 | BWS616TPN | Active | 7392696424196 | 94.22 | 1 | 1 | stuk | Enclosed switches | BE31040 | SM (Switches&Fusegear) | stuk | BWS616TPN Safety switch | Interrupteur enfermé Gamme BWS Plastique, 6P, 16A, 1NO, commande laterale, Gris | BWS616TPN Sicherheitsschalter 6-polig 7,5 kW 690V m. grauem Griff | BWS616TPN Safety switch
2CMA142420R1000 | BWS325TPN | Active | 7392696424202 | 54.21 | 1 | 1 | stuk | Enclosed switches | BE31040 | SM (Switches&Fusegear) | stuk | BWS325TPN Safety switch | Interrupteur enfermé Gamme BWS Plastique, 3P, 25A, 1NO, commande latera | BWS325TPN Sicherheitsschalter 3-polig 11 kW 690V m. grauem Griff | BWS325TPN Safety switch
2CMA142421R1000 | BWS425TPSN | Active | 7392696424219 | 55.31 | 1 | 1 | stuk | Enclosed switches | BE31040 | SM (Switches&Fusegear) | stuk | BWS425TPSN Safety switch | Interrupteur enfermé Gamme BWS Plastique, 4P, 25A, 1NO, commande latera | BWS425TPSN Sicherheitsschalter 4-polig 11 kW 690V m. grauem Griff | BWS425TPSN Safety switch
2CMA142422R1000 | BWS625TPN | Active | 7392696424226 | 106.57 | 1 | 1 | stuk | Enclosed switches | BE31040 | SM (Switches&Fusegear) | stuk | BWS625TPN Safety switch | Interrupteur enfermé Gamme BWS Plastique, 6P, 25A, 1NO, commande laterale, Gris | BWS625TPN Sicherheitsschalter 6-polig 11 kW 690V m. grauem Griff | BWS625TPN Safety switch
2CMA142423R1000 | BWS316YTPN | Active | 7392696424233 | 46.25 | 1 | 1 | stuk | Enclosed switches | BE31040 | SM (Switches&Fusegear) | stuk | BWS316YTPN Safety switch | Interrupteur enfermé Gamme BWS Plastique, 3P, 16A, 1NO, commande latera | BWS316YTPN Sicherheitsschalter 3-polig 7,5 kW 690V m. rotem Griff | BWS316YTPN Safety switch
2CMA142424R1000 | BWS416YTPSN | Active | 7392696424240 | 48.56 | 1 | 1 | stuk | Enclosed switches | BE31040 | SM (Switches&Fusegear) | stuk | BWS416YTPSN Safety switch | Interrupteur enfermé Gamme BWS Plastique, 4P, 16A, 1NO, commande laterale, Jaune | BWS416YTPSN Sicherheitsschalter 4-polig 7,5 kW 690V m. rotem Griff | BWS416YTPSN Safety switch
2CMA142425R1000 | BWS616YTPN | Active | 7392696424257 | 94.22 | 1 | 1 | stuk | Enclosed switches | BE31040 | SM (Switches&Fusegear) | stuk | BWS616YTPN Safety switch | Interrupteur enfermé Gamme BWS Plastique, 6P, 16A, 1NO, commande laterale, Jaune | BWS616YTPN Sicherheitsschalter 6-polig 7,5 kW 690V m. rotem Griff | BWS616YTPN Safety switch
2CMA142426R1000 | BWS325YTPN | Active | 7392696424264 | 54.21 | 1 | 1 | stuk | Enclosed switches | BE31040 | SM (Switches&Fusegear) | stuk | BWS325YTPN Safety switch | Interrupteur enfermé Gamme BWS Plastique, 3P, 25A, 1NO, commande latera | BWS325YTPN Sicherheitsschalter 3-polig 11 kW 690V m. rotem Griff | BWS325YTPN Safety switch
2CMA142427R1000 | BWS425YTPSN | Active | 7392696424271 | 55.91 | 1 | 1 | stuk | Enclosed switches | BE31040 | SM (Switches&Fusegear) | stuk | BWS425YTPSN Safety switch | Interrupteur enfermé Gamme BWS Plastique, 4P, 25A, 1NO, commande laterale, Jaune | BWS425YTPSN Sicherheitsschalter 4-polig 11 kW 690V m. rotem Griff | BWS425YTPSN Safety switch
2CMA142428R1000 | BWS625YTPN | Active | 7392696424288 | 109.52 | 1 | 1 | stuk | Enclosed switches | BE31040 | SM (Switches&Fusegear) | stuk | BWS625YTPN Safety switch | Interrupteur enfermé Gamme BWS Plastique, 6P, 25A, 1NO, commande laterale, Jaune | BWS625YTPN Sicherheitsschalter 6-polig 11 kW 690V m. rotem Griff | BWS625YTPN Safety switch
2CMA142430R1000 | LBAS316TPN | Active | 7392696424301 | 100.83 | 1 | 1 | stuk | Enclosed safety switches | BE31040 | SM (Switches&Fusegear) | stuk | LBAS316TPN Safety switch | Interrupteur enfermé Gamme LBAS Aluminium, 3P, 16A, 1NO, commande latera | LBAS316TPN Sicherheitsschalter 3-polig 16A m. grauem Griff seit. Bet. | LBAS316TPN Safety switch
2CMA142431R1000 | LBAS416TPSN | Active | 7392696424318 | 105.59 | 1 | 1 | stuk | Enclosed safety switches | BE31040 | SM (Switches&Fusegear) | stuk | LBAS416TPSN Safety switch | Interrupteur enfermé Gamme LBAS Aluminium, 4P, 16A, 1NO, commande laterale, Gris | LBAS416TPSN Sicherheitsschalter 4-polig 16A m. grauem Griff seit. Bet. | LBAS416TPSN Safety switch
2CMA142432R1000 | LBAS325TPN | Active | 7392696424325 | 110.62 | 1 | 1 | stuk | Enclosed safety switches | BE31040 | SM (Switches&Fusegear) | stuk | LBAS325TPN Safety switch | Interrupteur enfermé Gamme LBAS Aluminium, 3P, 25A, 1NO, commande laterale, Gris | LBAS325TPN Sicherheitsschalter 3-polig 25A m. grauem Griff seit. Bet. | LBAS325TPN Safety switch
2CMA142433R1000 | LBAS425TPSN | Active | 7392696424332 | 111.35 | 1 | 1 | stuk | Enclosed safety switches | BE31040 | SM (Switches&Fusegear) | stuk | LBAS425TPSN Safety switch | Interrupteur enfermé Gamme LBAS Aluminium, 4P, 25A, 1NO, commande laterale, Gris | LBAS425TPSN Sicherheitsschalter 4-polig 25A m. grauem Griff seit. Bet. | LBAS425TPSN Safety switch
2CMA142435R1000 | KSF225DP | Active | 7392696424356 | 101.44 | 1 | 1 | stuk | Enclosed switches | BE31040 | SM (Switches&Fusegear) | stuk | KSF225DP Fireman switch | Interrupteur enfermé Gamme KSF Aluminium, 2P, 25A, 1NO, commande laterale, Rouge | Enclosed switch KSF serie Aluminium, 2P, 25A, 1NO, side-operated, Red | KSF225DP Fireman switch
2CMA142436R1000 | KSF325TPN | Active | 7392696424363 | 106.69 | 1 | 1 | stuk | Enclosed switches | BE31040 | SM (Switches&Fusegear) | stuk | KSF325TPN Fireman switch | Interrupteur enfermé Gamme KSF Aluminium, 3P, 25A, 1NO, commande laterale, Rouge | Enclosed switch KSF serie Aluminium, 3P, 25A, 1NO, side-operated, Red | KSF325TPN Fireman switch
2CMA142437R1000 | KSF425TPSN | Active | 7392696424370 | 105.97 | 1 | 1 | stuk | Enclosed switches | BE31040 | SM (Switches&Fusegear) | stuk | KSF425TPSN Fireman switch | Interrupteur enfermé Gamme KSF Aluminium, 4P, 25A, 1NO, commande laterale, Rouge | Enclosed switch KSF serie Aluminium, 4P, 25A, 1NO, side-operated, Red | KSF425TPSN Fireman switch
2CMA142438R1000 | KSF340TPN | Active | 7392696424387 | 112.34 | 1 | 1 | stuk | Enclosed switches | BE31040 | SM (Switches&Fusegear) | stuk | KSF340TPN Fireman switch | Interrupteur enfermé Gamme KSF Aluminium, 3P, 40A, 1NO, commande laterale, Rouge | Enclosed switch KSF serie Aluminium, 3P, 40A, 1NO, side-operated, Red | KSF340TPN Fireman switch
2CMA142439R1000 | KSF440TPSN | Active | 7392696424394 | 116.89 | 1 | 1 | stuk | Enclosed switches | BE31040 | SM (Switches&Fusegear) | stuk | KSF440TPSN Fireman switch | Interrupteur enfermé Gamme KSF Aluminium, 4P, 40A, 1NO, commande laterale, Rouge | Enclosed switch KSF serie Aluminium, 4P, 40A, 1NO, side-operated, Red | KSF440TPSN Fireman switch
2CMA142440R1000 | BWS316FTPN | Active | 7392696424400 | 41.48 | 1 | 1 | stuk | Enclosed switches | BE31040 | SM (Switches&Fusegear) | stuk | BWS316FTPN Safety switch | Interrupteur enfermé Gamme BWS Plastique, 3P, 16A, commande laterale, Gris | BWS316FTPN Sicherheitsschalter 3-polig 7,5 kW 690V m. grauem Griff | BWS316FTPN Safety switch
2CMA142441R1000 | BW325YTPN | Active | 7392696424417 | 42.7 | 1 | 1 | stuk | Enclosed switches | BE31040 | SM (Switches&Fusegear) | stuk | schak.in BW325 Kunststof 3P 25A zijBedien.Geel | Interrupteur enfermé Gamme BW Plastique, 3P, 25A, commande laterale, Jaune | BW325YTPN Lasttrennschalter im Gehäuse 3-polig 25A 400V m. rot-gelbem Griff | BW325YTPN Enclosed Switch Disconnector
2CMA142442R1000 | KSF325TPNNO | Active | 7392696424424 | 115.26 | 1 | 1 | stuk | Enclosed switches | BE31040 | SM (Switches&Fusegear) | stuk | KSF325TPNNO Fireman switch | Interrupteur enfermé Gamme KSF Aluminium, 3P, 25A, 1NO, commande laterale, Rouge | Enclosed switch KSF serie Aluminium, 3P, 25A, 1NO, side-operated, Red | KSF325TPNNO Fireman switch
2CMA142443R1000 | BW325KTPN | Active | 7392696424431 | 35.98 | 1 | 1 | stuk | Enclosed switches | BE31040 | SM (Switches&Fusegear) | stuk | BW325KTPN encl.Switch DisCon. | Interrupteur enfermé Gamme BW Plastique, 3P, 25A, commande laterale, Gris | Enclosed switch BW serie Plastic, 3P, 25A, side-operated, Grey | BW325KTPN Enclosed Switch Disconnector
2CMA142628R1000 | LBAS375TPN | Active | 7392696426282 | 287.32 | 1 | 1 | stuk | Enclosed switches | BE31040 | SM (Switches&Fusegear) | stuk | LBAS375TPN Safety switch | Interrupteur enfermé, Gamme LBAS, Aluminium, 3P, 58A, 1NO, commande frontale, Gris | LBAS375TPN Sicherheitsschalter 3-polig 58A m. schwarzem Griff front Bet | LBAS375TPN Safety switch
2CMA144539R1000 | 2CMA144539R1000 | Active | 7392696445399 | 26.9 | 1 | 1 | stuk | AC Switch-disconnectors - accessories | BE31040 | SM (Switches&Fusegear) | stuk | Beugelslot L6 tot 6 sloten | Fermeture BW jusqu'à 6 cadenas | Lock shackle BW up to 6 locks | Lock shackle BW up to 6 locks
2CMA144580R1000 | KSE363TPN | Active | 7392696445801 | 244.51 | 1 | 1 | stuk | Enclosed switches | BE31040 | SM (Switches&Fusegear) | stuk | KSE363TPN encl.Switch DisCon. | Interrupteur enfermé, gamme KSE, Aluminium, 3P, 63A, IP54, command frontale Gris | KSE363TPN | KSE363TPN Enclosed Switch Disconnector
2CMA144582R1000 | KSE463TPSN | Active | 7392696445825 | 248.39 | 1 | 1 | stuk | Enclosed switches | BE31040 | SM (Switches&Fusegear) | stuk | KSE463TPSN encl.Switch DisCon. | Interrupteur enfermé, gamme KSE, Aluminium, 4P, 63A, IP54, command frontale Gris | Enclosed switch KSE serie Aluminium, 4P, 63A, front-operated, Grey | KSE463TPSN Enclosed Switch Disconnector
2CMA144583R1000 | KSE380TPN | Active | 7392696445832 | 265.52 | 1 | 1 | stuk | Enclosed switches | BE31040 | SM (Switches&Fusegear) | stuk | KSE380TPN encl.Switch DisCon. | Interrupteur enfermé gamme KSE Aluminium, 3P, 80A, IP54, command fronta | Enclosed switch KSE serie Aluminium, 3P, 80A, IP54, front-operated | KSE380TPN Enclosed Switch Disconnector
2CMA144585R1000 | KSE3100TPN | Active | 7392696445856 | 293.66 | 1 | 1 | stuk | Enclosed switches | BE31040 | SM (Switches&Fusegear) | stuk | KSE3100TPN encl.Switch DisCon. | Interrupteur enfermé gamme KSE Alu, 3P, 125A, IP54, command front.Gris | Enclosed switch KSE serie Alu, 3P, 125A, IP54, front-operated, Gre | KSE3100TPN Enclosed Switch Disconnector
1SDA038052R1 | KIT 1/2 3p F HR>F VR E1 | Active | 8015644380526 | 312.98 | 1 | 1 | stuk | Emax (old) | BE31070 | DS (LP Service material) | stuk | KIT 1/2 3p F HR>F VR E1 | KIT 1/2 3p F HR>F VR E1 | KIT 1/2 3p F HR>F VR E1 | KIT 1/2 3p F HR>F VR E1
1SDA038053R1 | KIT 1/2 3p F HR>F VR E2 | Active | 8015644380533 | 406.07 | 1 | 1 | stuk | Emax (old) | BE31070 | DS (LP Service material) | stuk | KIT 1/2 3p F HR>F VR E2 | KIT 1/2 3p F HR>F VR E2 | KIT 1/2 3p F HR>F VR E2 | KIT 1/2 3p F HR>F VR E2
1SDA038054R1 | KIT 1/2 3p F HR>F VR E3 | Active | 8015644380540 | 805.9 | 1 | 1 | stuk | Emax (old) | BE31070 | DS (LP Service material) | stuk | KIT 1/2 3p F HR>F VR E3 | KIT 1/2 3p F HR>F VR E3 | KIT 1/2 3p F HR>F VR E3 | KIT 1/2 3p F HR>F VR E3
1SDA038055R1 | KIT 1/2 3p F HR>F VR E4 | Active | 8015644380557 | 1309.97 | 1 | 1 | stuk | Emax (old) | BE31070 | DS (LP Service material) | stuk | KIT 1/2 3p F HR>F VR E4 | KIT 1/2 3p F HR>F VR E4 | KIT 1/2 3p F HR>F VR E4 | KIT 1/2 3p F HR>F VR E4
1SDA038056R1 | KIT 1/2 3p F HR>F VR E6 | Active | 8015644380564 | 1843.61 | 1 | 1 | stuk | Emax (old) | BE31070 | DS (LP Service material) | stuk | KIT 1/2 3p F HR>F VR E6 | KIT 1/2 3p F HR>F VR E6 | KIT 1/2 3p F HR>F VR E6 | KIT 1/2 3p F HR>F VR E6
1SDA038057R1 | KIT 1/2 4p F HR>F VR E1 | Active | 8015644380571 | 417.22 | 1 | 1 | stuk | Emax (old) | BE31070 | DS (LP Service material) | stuk | KIT 1/2 4p F HR>F VR E1 | KIT 1/2 4p F HR>F VR E1 | KIT 1/2 4p F HR>F VR E1 | KIT 1/2 4p F HR>F VR E1
1SDA038058R1 | KIT 1/2 4p F HR>F VR E2 | Active | 8015644380588 | 541.43 | 1 | 1 | stuk | Emax (old) | BE31070 | DS (LP Service material) | stuk | KIT 1/2 4p F HR>F VR E2 | KIT 1/2 4p F HR>F VR E2 | KIT 1/2 4p F HR>F VR E2 | KIT 1/2 4p F HR>F VR E2
1SDA038059R1 | KIT 1/2 4p F HR>F VR E3 | Active | 8015644380595 | 1075.05 | 1 | 1 | stuk | Emax (old) | BE31070 | DS (LP Service material) | stuk | KIT 1/2 4p F HR>F VR E3 | KIT 1/2 4p F HR>F VR E3 | KIT 1/2 4p F HR>F VR E3 | KIT 1/2 4p F HR>F VR E3
1SDA038060R1 | KIT 1/2 4p F HR>F VR E4 | Active | 8015644380601 | 1745.6 | 1 | 1 | stuk | Emax (old) | BE31070 | DS (LP Service material) | stuk | KIT 1/2 4p F HR>F VR E4 | KIT 1/2 4p F HR>F VR E4 | KIT 1/2 4p F HR>F VR E4 | KIT 1/2 4p F HR>F VR E4
1SDA038061R1 | KIT 1/2 4p F HR>F VR E6 | Active | 8015644380618 | 2453.48 | 1 | 1 | stuk | Emax (old) | BE31070 | DS (LP Service material) | stuk | KIT 1/2 4p F HR>F VR E6 | KIT 1/2 4p F HR>F VR E6 | KIT 1/2 4p F HR>F VR E6 | KIT 1/2 4p F HR>F VR E6
1SDA038062R1 | KIT 1/2 3p HR>F E1 | Active | 8015644380625 | 376.51 | 1 | 1 | stuk | Emax (old) | BE31070 | DS (LP Service material) | stuk | KIT 1/2 3p HR>F E1 | KIT 1/2 3p HR>F E1 | KIT 1/2 3p HR>F E1 | KIT 1/2 3p HR>F E1
1SDA038063R1 | KIT 1/2 3p F HR>F F E2 | Active | 8015644380632 | 647.22 | 1 | 1 | stuk | Emax (old) | BE31070 | DS (LP Service material) | stuk | KIT 1/2 3p F HR>F F E2 | KIT 1/2 3p F HR>F F E2 | KIT 1/2 3p F HR>F F E2 | KIT 1/2 3p F HR>F F E2
1SDA038064R1 | KIT 1/2 3p F HR>F F E3 | Active | 8015644380649 | 924.14 | 1 | 1 | stuk | Emax (old) | BE31070 | DS (LP Service material) | stuk | KIT 1/2 3p F HR>F F E3 | KIT 1/2 3p F HR>F F E3 | KIT 1/2 3p F HR>F F E3 | KIT 1/2 3p F HR>F F E3
1SDA038065R1 | KIT 1/2 3p F HR>F F E4 | Active | 8015644380656 | 1440.67 | 1 | 1 | stuk | Emax (old) | BE31070 | DS (LP Service material) | stuk | KIT 1/2 3p F HR>F F E4 | KIT 1/2 3p F HR>F F E4 | KIT 1/2 3p F HR>F F E4 | KIT 1/2 3p F HR>F F E4
1SDA038066R1 | KIT 1/2 3p F HR>F F E6 | Active | 8015644380663 | 2315.03 | 1 | 1 | stuk | Emax (old) | BE31070 | DS (LP Service material) | stuk | KIT 1/2 3p F HR>F F E6 | KIT 1/2 3p F HR>F F E6 | KIT 1/2 3p F HR>F F E6 | KIT 1/2 3p F HR>F F E6
1SDA038067R1 | KIT 1/2 4p HR>F E1 | Active | 8015644380670 | 502.52 | 1 | 1 | stuk | Emax (old) | BE31070 | DS (LP Service material) | stuk | KIT 1/2 4p HR>F E1 | KIT 1/2 4p HR>F E1 | KIT 1/2 4p HR>F E1 | KIT 1/2 4p HR>F E1
1SDA038068R1 | KIT 1/2 4p F HR>F F E2 | Active | 8015644380687 | 861.91 | 1 | 1 | stuk | Emax (old) | BE31070 | DS (LP Service material) | stuk | KIT 1/2 4p F HR>F F E2 | KIT 1/2 4p F HR>F F E2 | KIT 1/2 4p F HR>F F E2 | KIT 1/2 4p F HR>F F E2
1SDA038069R1 | KIT 1/2 4p F HR>F F E3 | Active | 8015644380694 | 1233.76 | 1 | 1 | stuk | Emax (old) | BE31070 | DS (LP Service material) | stuk | KIT 1/2 4p F HR>F F E3 | KIT 1/2 4p F HR>F F E3 | KIT 1/2 4p F HR>F F E3 | KIT 1/2 4p F HR>F F E3
1SDA038070R1 | KIT 1/2 4p F HR>F F E4 | Active | 8015644380700 | 1919.84 | 1 | 1 | stuk | Emax (old) | BE31070 | DS (LP Service material) | stuk | KIT 1/2 4p F HR>F F E4 | KIT 1/2 4p F HR>F F E4 | KIT 1/2 4p F HR>F F E4 | KIT 1/2 4p F HR>F F E4
1SDA038071R1 | KIT 1/2 4p F HR>F F E6 | Active | 8015644380717 | 3085.15 | 1 | 1 | stuk | Emax (old) | BE31070 | DS (LP Service material) | stuk | KIT 1/2 4p F HR>F F E6 | KIT 1/2 4p F HR>F F E6 | KIT 1/2 4p F HR>F F E6 | KIT 1/2 4p F HR>F F E6
1SDA038286R1 | SHUNT OPEN.RELEASE 24V DC E1/6-T8 | Limited | 8015644382865 | 505.63 | 1 | 1 | stuk | Emax | BE31070 | DS (LP Service material) | stuk | SHUNT OPEN.RELEASE 24V DC E1/6-T8 | SHUNT OPEN.RELEASE 24V DC E1/6-T8 | SHUNT OPEN.RELEASE 24V DC E1/6-T8 | SHUNT OPEN.RELEASE 24V DC E1/6-T8
1SDA038287R1 | SHUNT OPEN.RELEASE 30V E1/6-T8 | Limited | 8015644382872 | 505.63 | 1 | 1 | stuk | Emax | BE31070 | DS (LP Service material) | stuk | SHUNT OPEN.RELEASE 30V E1/6-T8 | SHUNT OPEN.RELEASE 30V E1/6-T8 | SHUNT OPEN.RELEASE 30V E1/6-T8 | SHUNT OPEN.RELEASE 30V E1/6-T8
1SDA038288R1 | SHUNT OPEN.RELEASE 48V E1/6-T8 | Active | 8015644382889 | 505.63 | 1 | 1 | stuk | Emax | BE31070 | DS (LP Service material) | stuk | SHUNT OPEN.RELEASE 48V E1/6-T8 | SHUNT OPEN.RELEASE 48V E1/6-T8 | SHUNT OPEN.RELEASE 48V E1/6-T8 | SHUNT OPEN.RELEASE 48V E1/6-T8
1SDA038289R1 | SHUNT OPEN.RELEASE 60V E1/6-T8 | Active | 8015644382896 | 505.63 | 1 | 1 | stuk | Emax | BE31070 | DS (LP Service material) | stuk | SHUNT OPEN.RELEASE 60V E1/6-T8 | SHUNT OPEN.RELEASE 60V E1/6-T8 | SHUNT OPEN.RELEASE 60V E1/6-T8 | SHUNT OPEN.RELEASE 60V E1/6-T8
1SDA038290R1 | SHUNT OPEN.RELEASE 110/120V E1/6-T8 | Limited | 8015644382902 | 505.63 | 1 | 1 | stuk | Emax | BE31070 | DS (LP Service material) | stuk | SHUNT OPEN.RELEASE 110/120V E1/6-T8 | SHUNT OPEN.RELEASE 110/120V E1/6-T8 | SHUNT OPEN.RELEASE 110/120V E1/6-T8 | SHUNT OPEN.RELEASE 110/120V E1/6-T8
1SDA038291R1 | SHUNT OPEN.RELEASE 120/127V E1/6-T8 | Active | 8015644382919 | 505.63 | 1 | 1 | stuk | Emax | BE31070 | DS (LP Service material) | stuk | SHUNT OPEN.RELEASE 120/127V E1/6-T8 | SHUNT OPEN.RELEASE 120/127V E1/6-T8 | SHUNT OPEN.RELEASE 120/127V E1/6-T8 | SHUNT OPEN.RELEASE 120/127V E1/6-T8
1SDA038292R1 | SHUNT OPEN.RELEASE 220/240V E1/6-T8 | Active | 8015644382926 | 505.63 | 1 | 1 | stuk | Emax | BE31070 | DS (LP Service material) | stuk | SHUNT OPEN.RELEASE 220/240V E1/6-T8 | SHUNT OPEN.RELEASE 220/240V E1/6-T8 | SHUNT OPEN.RELEASE 220/240V E1/6-T8 | SHUNT OPEN.RELEASE 220/240V E1/6-T8
1SDA038293R1 | SHUNT OPEN.RELEASE 240/250V E1/6-T8 | Active | 8015644382933 | 505.63 | 1 | 1 | stuk | Emax | BE31070 | DS (LP Service material) | stuk | SHUNT OPEN.RELEASE 240/250V E1/6-T8 | SHUNT OPEN.RELEASE 240/250V E1/6-T8 | SHUNT OPEN.RELEASE 240/250V E1/6-T8 | SHUNT OPEN.RELEASE 240/250V E1/6-T8
1SDA038294R1 | SHUNT OPEN.RELEASE 380/400V E1/6-T8 | Active | 8015644382940 | 505.63 | 1 | 1 | stuk | Emax | BE31070 | DS (LP Service material) | stuk | SHUNT OPEN.RELEASE 380/400V E1/6-T8 | SHUNT OPEN.RELEASE 380/400V E1/6-T8 | SHUNT OPEN.RELEASE 380/400V E1/6-T8 | SHUNT OPEN.RELEASE 380/400V E1/6-T8
1SDA038295R1 | SHUNT OPEN.RELEASE 440/480V AC E1/6-T8 | Active | 8015644382957 | 505.63 | 1 | 1 | stuk | Emax | BE31070 | DS (LP Service material) | stuk | SHUNT OPEN.RELEASE 440/480V AC E1/6-T8 | SHUNT OPEN.RELEASE 440/480V AC E1/6-T8 | SHUNT OPEN.RELEASE 440/480V AC E1/6-T8 | SHUNT OPEN.RELEASE 440/480V AC E1/6-T8
1SDA038296R1 | SHUNT CLOSING RELEASE 24V CC E1/6-T8 | Limited | 8015644382964 | 505.63 | 1 | 1 | stuk | Emax | BE31070 | DS (LP Service material) | stuk | SHUNT CLOSING RELEASE 24V CC E1/6-T8 | SHUNT CLOSING RELEASE 24V CC E1/6-T8 | SHUNT CLOSING RELEASE 24V CC E1/6-T8 | SHUNT CLOSING RELEASE 24V CC E1/6-T8
1SDA038297R1 | SHUNT CLOSING RELEASE 30V E1/6-T8 | Active | 8015644382971 | 488.53 | 1 | 1 | stuk | Emax | BE31070 | DS (LP Service material) | stuk | SHUNT CLOSING RELEASE 30V E1/6-T8 | SHUNT CLOSING RELEASE 30V E1/6-T8 | SHUNT CLOSING RELEASE 30V E1/6-T8 | SHUNT CLOSING RELEASE 30V E1/6-T8
1SDA038298R1 | SHUNT CLOSING RELEASE 48V E1/6-T8 | Active | 8015644382988 | 488.53 | 1 | 1 | stuk | Emax | BE31070 | DS (LP Service material) | stuk | SHUNT CLOSING RELEASE 48V E1/6-T8 | SHUNT CLOSING RELEASE 48V E1/6-T8 | SHUNT CLOSING RELEASE 48V E1/6-T8 | SHUNT CLOSING RELEASE 48V E1/6-T8
1SDA038299R1 | SHUNT CLOSING RELEASE 60V E1/6-T8 | Active | 8015644382995 | 488.53 | 1 | 1 | stuk | Emax | BE31070 | DS (LP Service material) | stuk | SHUNT CLOSING RELEASE 60V E1/6-T8 | SHUNT CLOSING RELEASE 60V E1/6-T8 | SHUNT CLOSING RELEASE 60V E1/6-T8 | SHUNT CLOSING RELEASE 60V E1/6-T8
1SDA038300R1 | SHUNT CLOSING RELEASE 110/120V E1/6-T8 | Limited | 8015644383008 | 505.63 | 1 | 1 | stuk | Emax | BE31070 | DS (LP Service material) | stuk | SHUNT CLOSING RELEASE 110/120V E1/6-T8 | SHUNT CLOSING RELEASE 110/120V E1/6-T8 | SHUNT CLOSING RELEASE 110/120V E1/6-T8 | SHUNT CLOSING RELEASE 110/120V E1/6-T8
1SDA038301R1 | SHUNT CLOSING RELEASE 120/127V E1/6-T8 | Active | 8015644383015 | 505.63 | 1 | 1 | stuk | Emax | BE31070 | DS (LP Service material) | stuk | SHUNT CLOSING RELEASE 120/127V E1/6-T8 | SHUNT CLOSING RELEASE 120/127V E1/6-T8 | SHUNT CLOSING RELEASE 120/127V E1/6-T8 | SHUNT CLOSING RELEASE 120/127V E1/6-T8
1SDA038302R1 | SHUNT CLOSING RELEASE 220/240V E1/6-T8 | Limited | 8015644383022 | 505.63 | 1 | 1 | stuk | Emax | BE31070 | DS (LP Service material) | stuk | SHUNT CLOSING RELEASE 220/240V E1/6-T8 | SHUNT CLOSING RELEASE 220/240V E1/6-T8 | SHUNT CLOSING RELEASE 220/240V E1/6-T8 | SHUNT CLOSING RELEASE 220/240V E1/6-T8
1SDA038303R1 | SHUNT CLOSING RELEASE 240/250V E1/6-T8 | Active | 8015644383039 | 488.53 | 1 | 1 | stuk | Emax | BE31070 | DS (LP Service material) | stuk | SHUNT CLOSING RELEASE 240/250V E1/6-T8 | SHUNT CLOSING RELEASE 240/250V E1/6-T8 | SHUNT CLOSING RELEASE 240/250V E1/6-T8 | SHUNT CLOSING RELEASE 240/250V E1/6-T8
1SDA038304R1 | SHUNT CLOSING RELEASE 380/400V E1/6-T8 | Active | 8015644383046 | 488.53 | 1 | 1 | stuk | Emax | BE31070 | DS (LP Service material) | stuk | SHUNT CLOSING RELEASE 380/400V E1/6-T8 | SHUNT CLOSING RELEASE 380/400V E1/6-T8 | SHUNT CLOSING RELEASE 380/400V E1/6-T8 | SHUNT CLOSING RELEASE 380/400V E1/6-T8
1SDA038305R1 | SHUNT CLOSIN RELEASE 440/480V AC E1/6-T8 | Active | 8015644383053 | 488.53 | 1 | 1 | stuk | Emax | BE31070 | DS (LP Service material) | stuk | SHUNT CLOSIN RELEASE 440/480V AC E1/6-T8 | SHUNT CLOSIN RELEASE 440/480V AC E1/6-T8 | SHUNT CLOSIN RELEASE 440/480V AC E1/6-T8 | SHUNT CLOSIN RELEASE 440/480V AC E1/6-T8
1SDA038306R1 | UNDER VOLTAGE RELEASE 24V DC E1/6-T8 | Limited | 8015644383060 | 644.09 | 1 | 1 | stuk | Emax | BE31070 | DS (LP Service material) | stuk | UNDER VOLTAGE RELEASE 24V DC E1/6-T8 | UNDER VOLTAGE RELEASE 24V DC E1/6-T8 | UNDER VOLTAGE RELEASE 24V DC E1/6-T8 | UNDER VOLTAGE RELEASE 24V DC E1/6-T8
1SDA038307R1 | UNDER VOLTAGE RELEASE 30V E1/6-T8 | Active | 8015644383077 | 644.09 | 1 | 1 | stuk | Emax | BE31070 | DS (LP Service material) | stuk | UNDER VOLTAGE RELEASE 30V E1/6-T8 | UNDER VOLTAGE RELEASE 30V E1/6-T8 | UNDER VOLTAGE RELEASE 30V E1/6-T8 | UNDER VOLTAGE RELEASE 30V E1/6-T8
1SDA038308R1 | UNDER VOLTAGE RELEASE 48V E1/6-T8 | Active | 8015644383084 | 644.09 | 1 | 1 | stuk | Emax | BE31070 | DS (LP Service material) | stuk | UNDER VOLTAGE RELEASE 48V E1/6-T8 | UNDER VOLTAGE RELEASE 48V E1/6-T8 | UNDER VOLTAGE RELEASE 48V E1/6-T8 | UNDER VOLTAGE RELEASE 48V E1/6-T8
1SDA038309R1 | UNDER VOLTAGE RELEASE 60V E1/6-T8 | Active | 8015644383091 | 644.09 | 1 | 1 | stuk | Emax | BE31070 | DS (LP Service material) | stuk | UNDER VOLTAGE RELEASE 60V E1/6-T8 | UNDER VOLTAGE RELEASE 60V E1/6-T8 | UNDER VOLTAGE RELEASE 60V E1/6-T8 | UNDER VOLTAGE RELEASE 60V E1/6-T8
1SDA038310R1 | UNDER VOLTAGE RELEASE 110/120V E1/6-T8 | Limited | 8015644383107 | 644.09 | 1 | 1 | stuk | Emax | BE31070 | DS (LP Service material) | stuk | UNDER VOLTAGE RELEASE 110/120V E1/6-T8 | UNDER VOLTAGE RELEASE 110/120V E1/6-T8 | UNDER VOLTAGE RELEASE 110/120V E1/6-T8 | UNDER VOLTAGE RELEASE 110/120V E1/6-T8
1SDA038311R1 | UNDER VOLTAGE RELEASE 120/127V E1/6-T8 | Active | 8015644383114 | 644.09 | 1 | 1 | stuk | Emax | BE31070 | DS (LP Service material) | stuk | UNDER VOLTAGE RELEASE 120/127V E1/6-T8 | UNDER VOLTAGE RELEASE 120/127V E1/6-T8 | UNDER VOLTAGE RELEASE 120/127V E1/6-T8 | UNDER VOLTAGE RELEASE 120/127V E1/6-T8
1SDA038312R1 | UNDER VOLTAGE RELEASE 220/240V E1/6-T8 | Limited | 8015644383121 | 644.09 | 1 | 1 | stuk | Emax | BE31070 | DS (LP Service material) | stuk | UNDER VOLTAGE RELEASE 220/240V E1/6-T8 | UNDER VOLTAGE RELEASE 220/240V E1/6-T8 | UNDER VOLTAGE RELEASE 220/240V E1/6-T8 | UNDER VOLTAGE RELEASE 220/240V E1/6-T8
1SDA038313R1 | UNDER VOLTAGE RELEASE 240/250V E1/6-T8 | Limited | 8015644383138 | 644.09 | 1 | 1 | stuk | Emax | BE31070 | DS (LP Service material) | stuk | UNDER VOLTAGE RELEASE 240/250V E1/6-T8 | UNDER VOLTAGE RELEASE 240/250V E1/6-T8 | UNDER VOLTAGE RELEASE 240/250V E1/6-T8 | UNDER VOLTAGE RELEASE 240/250V E1/6-T8
1SDA038314R1 | UNDER VOLTAGE RELEASE 380/400V E1/6-T8 | Active | 8015644383145 | 644.09 | 1 | 1 | stuk | Emax | BE31070 | DS (LP Service material) | stuk | UNDER VOLTAGE RELEASE 380/400V E1/6-T8 | UNDER VOLTAGE RELEASE 380/400V E1/6-T8 | UNDER VOLTAGE RELEASE 380/400V E1/6-T8 | UNDER VOLTAGE RELEASE 380/400V E1/6-T8
1SDA038315R1 | YU 415-440Vac IEC/440-480Vac UL E1/6-T8 | Active | 8015644383152 | 644.09 | 1 | 1 | stuk | Emax | BE31070 | DS (LP Service material) | stuk | YU 415-440Vac IEC/440-480Vac UL E1/6-T8 | YU 415-440Vac IEC/440-480Vac UL E1/6-T8 | YU 415-440Vac IEC/440-480Vac UL E1/6-T8 | YU 415-440Vac IEC/440-480Vac UL E1/6-T8
1SDA038321R1 | GEARED MOTOR DEVICE 24/30V E1/6-T8 | Active | 8015644383213 | 2445.72 | 1 | 1 | stuk | Emax | BE31070 | DS (LP Service material) | stuk | GEARED MOTOR DEVICE 24/30V E1/6-T8 | GEARED MOTOR DEVICE 24/30V E1/6-T8 | GEARED MOTOR DEVICE 24/30V E1/6-T8 | GEARED MOTOR DEVICE 24/30V E1/6-T8
1SDA038322R1 | GEARED MOTOR DEVICE 48/60V E1/6-T8 | Active | 8015644383220 | 2445.72 | 1 | 1 | stuk | Emax | BE31070 | DS (LP Service material) | stuk | GEARED MOTOR DEVICE 48/60V E1/6-T8 | GEARED MOTOR DEVICE 48/60V E1/6-T8 | GEARED MOTOR DEVICE 48/60V E1/6-T8 | GEARED MOTOR DEVICE 48/60V E1/6-T8
1SDA038323R1 | GEARED MOTOR DEVICE 100/130V E1/6-T8 | Active | 8015644383237 | 2445.72 | 1 | 1 | stuk | Emax | BE31070 | DS (LP Service material) | stuk | GEARED MOTOR DEVICE 100/130V E1/6-T8 | GEARED MOTOR DEVICE 100/130V E1/6-T8 | GEARED MOTOR DEVICE 100/130V E1/6-T8 | GEARED MOTOR DEVICE 100/130V E1/6-T8
1SDA038324R1 | GEARED MOTOR DEVICE 220/250V E1/6-T8 | Limited | 8015644383244 | 2445.72 | 1 | 1 | stuk | Emax | BE31070 | DS (LP Service material) | stuk | GEARED MOTOR DEVICE 220/250V E1/6-T8 | GEARED MOTOR DEVICE 220/250V E1/6-T8 | GEARED MOTOR DEVICE 220/250V E1/6-T8 | GEARED MOTOR DEVICE 220/250V E1/6-T8
1SDA038325R1 | CLOSING SPRING ELECTR.INDICATION E1/6 | Active | 8015644383251 | 98.49 | 1 | 1 | stuk | Emax | BE31070 | DS (LP Service material) | stuk | CLOSING SPRING ELECTR.INDICATION E1/6 | CLOSING SPRING ELECTR.INDICATION E1/6 | CLOSING SPRING ELECTR.INDICATION E1/6 | CLOSING SPRING ELECTR.INDICATION E1/6
1SDA038326R1 | 4 OPEN/CLOSED AUX.CONTACTS E1/6 | Limited | 8015644383268 | 393.64 | 1 | 1 | stuk | Emax | BE31070 | DS (LP Service material) | stuk | 4 OPEN/CLOSED AUX.CONTACTS E1/6 | 4 OPEN/CLOSED AUX.CONTACTS E1/6 | 4 OPEN/CLOSED AUX.CONTACTS E1/6 | 4 OPEN/CLOSED AUX.CONTACTS E1/6
1SDA038327R1 | 10 OPEN/CLOSED AUX.CONTACTS E1/6 | Active | 8015644383275 | 986.38 | 1 | 1 | stuk | Emax | BE31070 | DS (LP Service material) | stuk | 10 OPEN/CLOSED AUX.CONTACTS E1/6 | 10 OPEN/CLOSED AUX.CONTACTS E1/6 | 10 OPEN/CLOSED AUX.CONTACTS E1/6 | 10 OPEN/CLOSED AUX.CONTACTS E1/6
1SDA038329R1 | INTERLOCK CABLES 2CB.S HORIZ. -A- E1/6 | Active | 8015644383299 | 348.51 | 1 | 1 | stuk | Emax | BE31070 | DS (LP Service material) | stuk | INTERLOCK CABLES 2CB.S HORIZ. -A- E1/6 | INTERLOCK CABLES 2CB.S HORIZ. -A- E1/6 | INTERLOCK CABLES 2CB.S HORIZ. -A- E1/6 | INTERLOCK CABLES 2CB.S HORIZ. -A- E1/6
1SDA038330R1 | INTERLOCK CABLES 3CB.S HORIZ. -B- E1/6 | Active | 8015644383305 | 348.51 | 1 | 1 | stuk | Emax | BE31070 | DS (LP Service material) | stuk | INTERLOCK CABLES 3CB.S HORIZ. -B- E1/6 | INTERLOCK CABLES 3CB.S HORIZ. -B- E1/6 | INTERLOCK CABLES 3CB.S HORIZ. -B- E1/6 | INTERLOCK CABLES 3CB.S HORIZ. -B- E1/6
1SDA038332R1 | INTERLOCK CABLES 3CB.S HORIZ. -D- E1/6 | Active | 8015644383329 | 348.51 | 1 | 1 | stuk | Emax | BE31070 | DS (LP Service material) | stuk | INTERLOCK CABLES 3CB.S HORIZ. -D- E1/6 | INTERLOCK CABLES 3CB.S HORIZ. -D- E1/6 | INTERLOCK CABLES 3CB.S HORIZ. -D- E1/6 | INTERLOCK CABLES 3CB.S HORIZ. -D- E1/6
1SDA038333R1 | INTERLOCK CABLES 2CB.S VERT. -A- E1/6 | Active | 8015644383336 | 348.51 | 1 | 1 | stuk | Emax | BE31070 | DS (LP Service material) | stuk | INTERLOCK CABLES 2CB.S VERT. -A- E1/6 | INTERLOCK CABLES 2CB.S VERT. -A- E1/6 | INTERLOCK CABLES 2CB.S VERT. -A- E1/6 | INTERLOCK CABLES 2CB.S VERT. -A- E1/6
1SDA038334R1 | INTERLOCK CABLES 3CB.S VERT. -B- E1/6 | Active | 8015644383343 | 348.51 | 1 | 1 | stuk | Emax | BE31070 | DS (LP Service material) | stuk | INTERLOCK CABLES 3CB.S VERT. -B- E1/6 | INTERLOCK CABLES 3CB.S VERT. -B- E1/6 | INTERLOCK CABLES 3CB.S VERT. -B- E1/6 | INTERLOCK CABLES 3CB.S VERT. -B- E1/6
1SDA038335R1 | INTERLOCK CABLES 3CB.S VERT. -C- E1/6 | Active | 8015644383350 | 348.51 | 1 | 1 | stuk | Emax | BE31070 | DS (LP Service material) | stuk | INTERLOCK CABLES 3CB.S VERT. -C- E1/6 | INTERLOCK CABLES 3CB.S VERT. -C- E1/6 | INTERLOCK CABLES 3CB.S VERT. -C- E1/6 | INTERLOCK CABLES 3CB.S VERT. -C- E1/6
1SDA038336R1 | INTERLOCK CABLES 3CB.S VERT. -D- E1/6 | Active | 8015644383367 | 348.51 | 1 | 1 | stuk | Emax | BE31070 | DS (LP Service material) | stuk | INTERLOCK CABLES 3CB.S VERT. -D- E1/6 | INTERLOCK CABLES 3CB.S VERT. -D- E1/6 | INTERLOCK CABLES 3CB.S VERT. -D- E1/6 | INTERLOCK CABLES 3CB.S VERT. -D- E1/6
1SDA038340R1 | UVR DE-ENERGIZED ELEC.IND.-N.O. E1/6-T8 | Active | 8015644383404 | 100.5 | 1 | 1 | stuk | Emax | BE31070 | DS (LP Service material) | stuk | UVR DE-ENERGIZED ELEC.IND.-N.O. E1/6-T8 | UVR DE-ENERGIZED ELEC.IND.-N.O. E1/6-T8 | UVR DE-ENERGIZED ELEC.IND.-N.O. E1/6-T8 | UVR DE-ENERGIZED ELEC.IND.-N.O. E1/6-T8
1SDA038341R1 | UVR DE-ENERGIZED ELEC.IND.-N.C. E1/6-T8 | Active | 8015644383411 | 100.5 | 1 | 1 | stuk | Emax | BE31070 | DS (LP Service material) | stuk | UVR DE-ENERGIZED ELEC.IND.-N.C. E1/6-T8 | UVR DE-ENERGIZED ELEC.IND.-N.C. E1/6-T8 | UVR DE-ENERGIZED ELEC.IND.-N.C. E1/6-T8 | UVR DE-ENERGIZED ELEC.IND.-N.C. E1/6-T8
1SDA038343R1 | PUSHBOTTONS PROTECTION E1/6-T8 | Active | 8015644383435 | 130.38 | 1 | 1 | stuk | Emax | BE31070 | DS (LP Service material) | stuk | PUSHBOTTONS PROTECTION E1/6-T8 | PUSHBOTTONS PROTECTION E1/6-T8 | PUSHBOTTONS PROTECTION E1/6-T8 | PUSHBOTTONS PROTECTION E1/6-T8
1SDA038344R1 | IP54 PROTECT WITH KEYS LOCK SEV. E1/6-T8 | Limited | 8015644383442 | 651.87 | 1 | 1 | stuk | Emax | BE31070 | DS (LP Service material) | stuk | IP54 PROTECT WITH KEYS LOCK SEV. E1/6-T8 | IP54 PROTECT WITH KEYS LOCK SEV. E1/6-T8 | IP54 PROTECT WITH KEYS LOCK SEV. E1/6-T8 | IP54 PROTECT WITH KEYS LOCK SEV. E1/6-T8
1SDA038345R1 | MECC.OPERATION COUNTER E1/6-T8 | Active | 8015644383459 | 532.07 | 1 | 1 | stuk | Emax | BE31070 | DS (LP Service material) | stuk | MECC.OPERATION COUNTER E1/6-T8 | MECC.OPERATION COUNTER E1/6-T8 | MECC.OPERATION COUNTER E1/6-T8 | MECC.OPERATION COUNTER E1/6-T8
1SDA038351R1 | PADLOCK DEV.IN OPEN POS.D=4mm E1/6-T8 | Limited | 8015644383510 | 136.3 | 1 | 1 | stuk | Emax (old) | BE31070 | DS (LP Service material) | stuk | PADLOCK DEV.IN OPEN POS.D=4mm E1/6-T8 | PADLOCK DEV.IN OPEN POS.D=4mm E1/6-T8 | PADLOCK DEV.IN OPEN POS.D=4mm E1/6-T8 | PADLOCK DEV.IN OPEN POS.D=4mm E1/6-T8
1SDA038357R1 | ACCESS.X LOCK IN INS/W.DRAW.POS.E1/6 | Active | 8015644383572 | 100.82 | 1 | 1 | stuk | Emax | BE31070 | DS (LP Service material) | stuk | ACCESS.X LOCK IN INS/W.DRAW.POS.E1/6 | ACCESS.X LOCK IN INS/W.DRAW.POS.E1/6 | ACCESS.X LOCK IN INS/W.DRAW.POS.E1/6 | ACCESS.X LOCK IN INS/W.DRAW.POS.E1/6
1SDA038358R1 | PLATE FOR INTERLOC X FIXED CB.S E1/6 | Active | 8015644383589 | 180.84 | 1 | 1 | stuk | Emax | BE31070 | DS (LP Service material) | stuk | PLATE FOR INTERLOC X FIXED CB.S E1/6 | PLATE FOR INTERLOC X FIXED CB.S E1/6 | PLATE FOR INTERLOC X FIXED CB.S E1/6 | PLATE FOR INTERLOC X FIXED CB.S E1/6
1SDA038360R1 | 10 AUX.CONTACTS ISOL.-CONN.IND.3p E1/2 | Active | 8015644383602 | 740.56 | 1 | 1 | stuk | Emax | BE31070 | DS (LP Service material) | stuk | 10 AUX.CONTACTS ISOL.-CONN.IND.3p E1/2 | 10 AUX.CONTACTS ISOL.-CONN.IND.3p E1/2 | 10 AUX.CONTACTS ISOL.-CONN.IND.3p E1/2 | 10 AUX.CONTACTS ISOL.-CONN.IND.3p E1/2
1SDA038361R1 | 5 AUX.CONTACTS ISOL-CONN. IND.E1/6 | Active | 8015644383619 | 371.83 | 1 | 1 | stuk | Emax | BE31070 | DS (LP Service material) | stuk | 5 AUX.CONTACTS ISOL-CONN. IND.E1/6 | 5 AUX.CONTACTS ISOL-CONN. IND.E1/6 | 5 AUX.CONTACTS ISOL-CONN. IND.E1/6 | 5 AUX.CONTACTS ISOL-CONN. IND.E1/6
1SDA038363R1 | PADLOCK DEVICE FOR SHUTTERS E1/6 | Limited | 8015644383633 | 62.54 | 1 | 1 | stuk | Emax | BE31070 | DS (LP Service material) | stuk | PADLOCK DEVICE FOR SHUTTERS E1/6 | PADLOCK DEVICE FOR SHUTTERS E1/6 | PADLOCK DEVICE FOR SHUTTERS E1/6 | PADLOCK DEVICE FOR SHUTTERS E1/6
1SDA038364R1 | ACCESSORY INTERLOCK W FP -ABD E1/6 | Active | 8015644383640 | 499.41 | 1 | 1 | stuk | Emax (old) | BE31070 | DS (LP Service material) | stuk | ACCESSORY INTERLOCK W FP -ABD E1/6 | ACCESSORY INTERLOCK W FP -ABD E1/6 | ACCESSORY INTERLOCK W FP -ABD E1/6 | ACCESSORY INTERLOCK W FP -ABD E1/6
1SDA038366R1 | ACCESSORY FOR INTERLOCK E1/2 | Active | 8015644383664 | 180.84 | 1 | 1 | stuk | Emax | BE31070 | DS (LP Service material) | stuk | ACCESSORY FOR INTERLOCK E1/2 | ACCESSORY FOR INTERLOCK E1/2 | ACCESSORY FOR INTERLOCK E1/2 | ACCESSORY FOR INTERLOCK E1/2
1SDA038367R1 | ACCESSORY FOR INTERLOCK E3 | Active | 8015644383671 | 298.95 | 1 | 1 | stuk | Emax (old) | BE31070 | DS (LP Service material) | stuk | ACCESSORY FOR INTERLOCK E3 | ACCESSORY FOR INTERLOCK E3 | ACCESSORY FOR INTERLOCK E3 | ACCESSORY FOR INTERLOCK E3
1SDA038369R1 | ACCESSORY FOR INTERLOCK E6 4pole | Active | 8015644383695 | 180.84 | 1 | 1 | stuk | Emax | BE31070 | DS (LP Service material) | stuk | ACCESSORY FOR INTERLOCK E6 4pole | ACCESSORY FOR INTERLOCK E6 4pole | ACCESSORY FOR INTERLOCK E6 4pole | ACCESSORY FOR INTERLOCK E6 4pole
1SDA043466R1 | ACCESS.FOR INTERLOCK E4 4pole-E6 3pole | Active | 8015644434663 | 180.84 | 1 | 1 | stuk | Emax | BE31070 | DS (LP Service material) | stuk | ACCESS.FOR INTERLOCK E4 4pole-E6 3pole | ACCESS.FOR INTERLOCK E4 4pole-E6 3pole | ACCESS.FOR INTERLOCK E4 4pole-E6 3pole | ACCESS.FOR INTERLOCK E4 4pole-E6 3pole
1SDA043467R1 | 10 AUX.CONTACTS ISOL.-CONN. IND.4p E1/2 | Active | 8015644434670 | 740.56 | 1 | 1 | stuk | Emax | BE31070 | DS (LP Service material) | stuk | 10 AUX.CONTACTS ISOL.-CONN. IND.4p E1/2 | 10 AUX.CONTACTS ISOL.-CONN. IND.4p E1/2 | 10 AUX.CONTACTS ISOL.-CONN. IND.4p E1/2 | 10 AUX.CONTACTS ISOL.-CONN. IND.4p E1/2
1SDA043468R1 | 10 AUX.CONTACTS ISOL.-CONN. IND.3p E3 | Active | 8015644434687 | 740.56 | 1 | 1 | stuk | Emax | BE31070 | DS (LP Service material) | stuk | 10 AUX.CONTACTS ISOL.-CONN. IND.3p E3 | 10 AUX.CONTACTS ISOL.-CONN. IND.3p E3 | 10 AUX.CONTACTS ISOL.-CONN. IND.3p E3 | 10 AUX.CONTACTS ISOL.-CONN. IND.3p E3
1SDA043470R1 | 10 AUX.cont. ISOL.-CONN.IND. E4/6 | Active | 8015644434700 | 740.56 | 1 | 1 | stuk | Emax | BE31070 | DS (LP Service material) | stuk | 10 AUX.cont. ISOL.-CONN.IND. E4/6 | 10 AUX.cont. ISOL.-CONN.IND. E4/6 | 10 AUX.cont. ISOL.-CONN.IND. E4/6 | 10 AUX.cont. ISOL.-CONN.IND. E4/6
1SDA043475R1 | 15 EXT. OPEN/CLOSED AUX.CONTACTS E1/6 | Active | 8015644434755 | 1411.89 | 1 | 1 | stuk | Emax | BE31070 | DS (LP Service material) | stuk | 15 EXT. OPEN/CLOSED AUX.CONTACTS E1/6 | 15 EXT. OPEN/CLOSED AUX.CONTACTS E1/6 | 15 EXT. OPEN/CLOSED AUX.CONTACTS E1/6 | 15 EXT. OPEN/CLOSED AUX.CONTACTS E1/6
1SDA045031R1 | KIT 1/2 3p W FP HR > F E2 | Active | 8015644450311 | 647.22 | 1 | 1 | stuk | Emax | BE31070 | DS (LP Service material) | stuk | KIT 1/2 3p W FP HR > F E2 | KIT 1/2 3p W FP HR > F E2 | KIT 1/2 3p W FP HR > F E2 | KIT 1/2 3p W FP HR > F E2
1SDA045032R1 | KIT 1/2 3p W FP HR > F E3 | Active | 8015644450328 | 924.14 | 1 | 1 | stuk | Emax | BE31070 | DS (LP Service material) | stuk | KIT 1/2 3p W FP HR > F E3 | KIT 1/2 3p W FP HR > F E3 | KIT 1/2 3p W FP HR > F E3 | KIT 1/2 3p W FP HR > F E3
1SDA045033R1 | KIT 1/2 3p W FP HR > F E4 | Active | 8015644450335 | 1440.67 | 1 | 1 | stuk | Emax | BE31070 | DS (LP Service material) | stuk | KIT 1/2 3p W FP HR > F E4 | KIT 1/2 3p W FP HR > F E4 | KIT 1/2 3p W FP HR > F E4 | KIT 1/2 3p W FP HR > F E4
1SDA045034R1 | KIT 1/2 3p W FP HR > F E6 | Active | 8015644450342 | 2315.03 | 1 | 1 | stuk | Emax | BE31070 | DS (LP Service material) | stuk | KIT 1/2 3p W FP HR > F E6 | KIT 1/2 3p W FP HR > F E6 | KIT 1/2 3p W FP HR > F E6 | KIT 1/2 3p W FP HR > F E6
1SDA045035R1 | KIT 1/2 4p W FP HR > F E2 | Active | 8015644450359 | 861.91 | 1 | 1 | stuk | Emax | BE31070 | DS (LP Service material) | stuk | KIT 1/2 4p W FP HR > F E2 | KIT 1/2 4p W FP HR > F E2 | KIT 1/2 4p W FP HR > F E2 | KIT 1/2 4p W FP HR > F E2
1SDA045036R1 | KIT 1/2 4p W FP HR > F E3 | Active | 8015644450366 | 1233.76 | 1 | 1 | stuk | Emax | BE31070 | DS (LP Service material) | stuk | KIT 1/2 4p W FP HR > F E3 | KIT 1/2 4p W FP HR > F E3 | KIT 1/2 4p W FP HR > F E3 | KIT 1/2 4p W FP HR > F E3
1SDA045037R1 | KIT 1/2 4p W FP HR > F E4 | Active | 8015644450373 | 1919.84 | 1 | 1 | stuk | Emax | BE31070 | DS (LP Service material) | stuk | KIT 1/2 4p W FP HR > F E4 | KIT 1/2 4p W FP HR > F E4 | KIT 1/2 4p W FP HR > F E4 | KIT 1/2 4p W FP HR > F E4
1SDA045038R1 | KIT 1/2 4p W FP HR > F E6 | Active | 8015644450380 | 3085.15 | 1 | 1 | stuk | Emax | BE31070 | DS (LP Service material) | stuk | KIT 1/2 4p W FP HR > F E6 | KIT 1/2 4p W FP HR > F E6 | KIT 1/2 4p W FP HR > F E6 | KIT 1/2 4p W FP HR > F E6
1SDA045039R1 | COMPARTMENT DOOR INTERLOCK DEVICE E1/6 | Active | 8015644450397 | 753.01 | 1 | 1 | stuk | Emax | BE31070 | DS (LP Service material) | stuk | COMPARTMENT DOOR INTERLOCK DEVICE E1/6 | COMPARTMENT DOOR INTERLOCK DEVICE E1/6 | COMPARTMENT DOOR INTERLOCK DEVICE E1/6 | COMPARTMENT DOOR INTERLOCK DEVICE E1/6
1SDA046523R1 | 10 AUXIL.CONT.OPEN-CLOSED (INSTAL.) E1/6 | Active | 8015644465230 | 616.1 | 1 | 1 | stuk | Emax | BE31070 | DS (LP Service material) | stuk | 10 AUXIL.CONT.OPEN-CLOSED (INSTAL.) E1/6 | 10 AUXIL.CONT.OPEN-CLOSED (INSTAL.) E1/6 | 10 AUXIL.CONT.OPEN-CLOSED (INSTAL.) E1/6 | 10 AUXIL.CONT.OPEN-CLOSED (INSTAL.) E1/6
1SDA047990R1 | CASTELL KEY LOCK FOR 1 CB E1/6 | Active | 8015644479909 | 237.27 | 1 | 1 | stuk | Emax | BE31070 | DS (LP Service material) | stuk | CASTELL KEY LOCK FOR 1 CB E1/6 | CASTELL KEY LOCK FOR 1 CB E1/6 | CASTELL KEY LOCK FOR 1 CB E1/6 | CASTELL KEY LOCK FOR 1 CB E1/6
1SDA048718R1 | KIT 1/2 4p FULL SIZE W FP HR > F E4 | Active | 8015644487249 | 2111.2 | 1 | 1 | stuk | Emax | BE31070 | DS (LP Service material) | stuk | KIT 1/2 4p FULL SIZE W FP HR > F E4 | KIT 1/2 4p FULL SIZE W FP HR > F E4 | KIT 1/2 4p FULL SIZE W FP HR > F E4 | KIT 1/2 4p FULL SIZE W FP HR > F E4
1SDA048719R1 | KIT 1/2 4p full size F HR>F VR E4 | Active | 8015644487256 | 2111.2 | 1 | 1 | stuk | Emax | BE31070 | DS (LP Service material) | stuk | KIT 1/2 4p full size F HR>F VR E4 | KIT 1/2 4p full size F HR>F VR E4 | KIT 1/2 4p full size F HR>F VR E4 | KIT 1/2 4p full size F HR>F VR E4
1SDA048720R1 | KIT 1/2 4p full size F HR>F F E4 | Active | 8015644487263 | 1919.84 | 1 | 1 | stuk | Emax | BE31070 | DS (LP Service material) | stuk | KIT 1/2 4p full size F HR>F F E4 | KIT 1/2 4p full size F HR>F F E4 | KIT 1/2 4p full size F HR>F F E4 | KIT 1/2 4p full size F HR>F F E4
1SDA048827R1 | 15 EXT. AUX.CON. X WITHDRAWABLE E1/6 | Active | 8015644488604 | 1411.89 | 1 | 1 | stuk | Emax | BE31070 | DS (LP Service material) | stuk | 15 EXT. AUX.CON. X WITHDRAWABLE E1/6 | 15 EXT. AUX.CON. X WITHDRAWABLE E1/6 | 15 EXT. AUX.CON. X WITHDRAWABLE E1/6 | 15 EXT. AUX.CON. X WITHDRAWABLE E1/6
1SDA050145R1 | 15 EXT. OP/CL AUX.CONTACTS V<24V E1/6 | Active | 8015644502461 | 1549.82 | 1 | 1 | stuk | Emax | BE31070 | DS (LP Service material) | stuk | 15 EXT. OP/CL AUX.CONTACTS V<24V E1/6 | 15 EXT. OP/CL AUX.CONTACTS V<24V E1/6 | 15 EXT. OP/CL AUX.CONTACTS V<24V E1/6 | 15 EXT. OP/CL AUX.CONTACTS V<24V E1/6
1SDA050146R1 | 5 AUX.CONTACTS ISOL-CONN. IND.V<24V E1/6 | Active | 8015644502478 | 407.62 | 1 | 1 | stuk | Emax | BE31070 | DS (LP Service material) | stuk | 5 AUX.CONTACTS ISOL-CONN. IND.V<24V E1/6 | 5 AUX.CONTACTS ISOL-CONN. IND.V<24V E1/6 | 5 AUX.CONTACTS ISOL-CONN. IND.V<24V E1/6 | 5 AUX.CONTACTS ISOL-CONN. IND.V<24V E1/6
1SDA050147R1 | 10 AUX.-CON.IN.V<24V E1-2 III/E4-6 3-4p | Active | 8015644502485 | 816.78 | 1 | 1 | stuk | Emax | BE31070 | DS (LP Service material) | stuk | 10 AUX.-CON.IN.V<24V E1-2 III/E4-6 3-4p | 10 AUX.-CON.IN.V<24V E1-2 III/E4-6 3-4p | 10 AUX.-CON.IN.V<24V E1-2 III/E4-6 3-4p | 10 AUX.-CON.IN.V<24V E1-2 III/E4-6 3-4p
1SDA050148R1 | 10 AUX.CON.ISOL.-CONN.IND.V<24V 4p E1/2 | Active | 8015644502492 | 816.78 | 1 | 1 | stuk | Emax | BE31070 | DS (LP Service material) | stuk | 10 AUX.CON.ISOL.-CONN.IND.V<24V 4p E1/2 | 10 AUX.CON.ISOL.-CONN.IND.V<24V 4p E1/2 | 10 AUX.CON.ISOL.-CONN.IND.V<24V 4p E1/2 | 10 AUX.CON.ISOL.-CONN.IND.V<24V 4p E1/2
1SDA050149R1 | 10 AUX.CON.ISOL.-CONN. IND.V<24V 3p E3 | Active | 8015644502508 | 816.78 | 1 | 1 | stuk | Emax | BE31070 | DS (LP Service material) | stuk | 10 AUX.CON.ISOL.-CONN. IND.V<24V 3p E3 | 10 AUX.CON.ISOL.-CONN. IND.V<24V 3p E3 | 10 AUX.CON.ISOL.-CONN. IND.V<24V 3p E3 | 10 AUX.CON.ISOL.-CONN. IND.V<24V 3p E3
1SDA050150R1 | 10 AUX.CON. ISOL.-CONN. IND.V<24V 4p E3 | Active | 8015644502515 | 816.78 | 1 | 1 | stuk | Emax | BE31070 | DS (LP Service material) | stuk | 10 AUX.CON. ISOL.-CONN. IND.V<24V 4p E3 | 10 AUX.CON. ISOL.-CONN. IND.V<24V 4p E3 | 10 AUX.CON. ISOL.-CONN. IND.V<24V 4p E3 | 10 AUX.CON. ISOL.-CONN. IND.V<24V 4p E3
1SDA050151R1 | 15 EXT.AUX.CON. X WITHDRAWABL V<24V E1/6 | Active | 8015644502522 | 1707.05 | 1 | 1 | stuk | Emax | BE31070 | DS (LP Service material) | stuk | 15 EXT.AUX.CON. X WITHDRAWABL V<24V E1/6 | 15 EXT.AUX.CON. X WITHDRAWABL V<24V E1/6 | 15 EXT.AUX.CON. X WITHDRAWABL V<24V E1/6 | 15 EXT.AUX.CON. X WITHDRAWABL V<24V E1/6
1SDA050152R1 | 10 OPEN/CLOSED AUX.CONTACTS V<24V E1/6 | Active | 8015644502539 | 1084.38 | 1 | 1 | stuk | Emax | BE31070 | DS (LP Service material) | stuk | 10 OPEN/CLOSED AUX.CONTACTS V<24V E1/6 | 10 OPEN/CLOSED AUX.CONTACTS V<24V E1/6 | 10 OPEN/CLOSED AUX.CONTACTS V<24V E1/6 | 10 OPEN/CLOSED AUX.CONTACTS V<24V E1/6
1SDA050153R1 | 4 OPEN/CLOSED AUX.CONTACTS V<24V E1/6 | Active | 8015644502546 | 434.07 | 1 | 1 | stuk | Emax | BE31070 | DS (LP Service material) | stuk | 4 OPEN/CLOSED AUX.CONTACTS V<24V E1/6 | 4 OPEN/CLOSED AUX.CONTACTS V<24V E1/6 | 4 OPEN/CLOSED AUX.CONTACTS V<24V E1/6 | 4 OPEN/CLOSED AUX.CONTACTS V<24V E1/6
1SDA050157R1 | SHUNT OPEN.RELEASE ADDITIO 24VDC E1/6-T8 | Active | 8015644502805 | 533.65 | 1 | 1 | stuk | Emax | BE31070 | DS (LP Service material) | stuk | SHUNT OPEN.RELEASE ADDITIO 24VDC E1/6-T8 | SHUNT OPEN.RELEASE ADDITIO 24VDC E1/6-T8 | SHUNT OPEN.RELEASE ADDITIO 24VDC E1/6-T8 | SHUNT OPEN.RELEASE ADDITIO 24VDC E1/6-T8
1SDA050158R1 | SHUNT OPEN.RELEASE ADDITIONA 30V E1/6-T8 | Active | 8015644502812 | 533.65 | 1 | 1 | stuk | Emax | BE31070 | DS (LP Service material) | stuk | SHUNT OPEN.RELEASE ADDITIONA 30V E1/6-T8 | SHUNT OPEN.RELEASE ADDITIONA 30V E1/6-T8 | SHUNT OPEN.RELEASE ADDITIONA 30V E1/6-T8 | SHUNT OPEN.RELEASE ADDITIONA 30V E1/6-T8
1SDA050159R1 | SHUNT OPEN.RELEASE ADDITIONA 48V E1/6-T8 | Active | 8015644502829 | 533.65 | 1 | 1 | stuk | Emax | BE31070 | DS (LP Service material) | stuk | SHUNT OPEN.RELEASE ADDITIONA 48V E1/6-T8 | SHUNT OPEN.RELEASE ADDITIONA 48V E1/6-T8 | SHUNT OPEN.RELEASE ADDITIONA 48V E1/6-T8 | SHUNT OPEN.RELEASE ADDITIONA 48V E1/6-T8
1SDA050160R1 | SHUNT OPEN.RELEASE ADDITIONA 60V E1/6-T8 | Active | 8015644502836 | 533.65 | 1 | 1 | stuk | Emax | BE31070 | DS (LP Service material) | stuk | SHUNT OPEN.RELEASE ADDITIONA 60V E1/6-T8 | SHUNT OPEN.RELEASE ADDITIONA 60V E1/6-T8 | SHUNT OPEN.RELEASE ADDITIONA 60V E1/6-T8 | SHUNT OPEN.RELEASE ADDITIONA 60V E1/6-T8
1SDA050161R1 | SHUNT OPEN.RELEAS ADDIT.110/120V E1/6-T8 | Active | 8015644502843 | 533.65 | 1 | 1 | stuk | Emax | BE31070 | DS (LP Service material) | stuk | SHUNT OPEN.RELEAS ADDIT.110/120V E1/6-T8 | SHUNT OPEN.RELEAS ADDIT.110/120V E1/6-T8 | SHUNT OPEN.RELEAS ADDIT.110/120V E1/6-T8 | SHUNT OPEN.RELEAS ADDIT.110/120V E1/6-T8
1SDA050162R1 | SHUNT OPEN.RELEAS ADDIT.120/127V E1/6-T8 | Active | 8015644502850 | 533.65 | 1 | 1 | stuk | Emax | BE31070 | DS (LP Service material) | stuk | SHUNT OPEN.RELEAS ADDIT.120/127V E1/6-T8 | SHUNT OPEN.RELEAS ADDIT.120/127V E1/6-T8 | SHUNT OPEN.RELEAS ADDIT.120/127V E1/6-T8 | SHUNT OPEN.RELEAS ADDIT.120/127V E1/6-T8
1SDA050163R1 | SHUNT OPEN.RELEAS ADDIT.220/240V E1/6-T8 | Active | 8015644502867 | 508.72 | 1 | 1 | stuk | Emax | BE31070 | DS (LP Service material) | stuk | SHUNT OPEN.RELEAS ADDIT.220/240V E1/6-T8 | SHUNT OPEN.RELEAS ADDIT.220/240V E1/6-T8 | SHUNT OPEN.RELEAS ADDIT.220/240V E1/6-T8 | SHUNT OPEN.RELEAS ADDIT.220/240V E1/6-T8
1SDA050164R1 | SHUNT OPEN.RELEAS ADDIT.240/250V E1/6-T8 | Active | 8015644502874 | 508.72 | 1 | 1 | stuk | Emax | BE31070 | DS (LP Service material) | stuk | SHUNT OPEN.RELEAS ADDIT.240/250V E1/6-T8 | SHUNT OPEN.RELEAS ADDIT.240/250V E1/6-T8 | SHUNT OPEN.RELEAS ADDIT.240/250V E1/6-T8 | SHUNT OPEN.RELEAS ADDIT.240/250V E1/6-T8
1SDA050165R1 | SHUNT OPEN.REL.ADDI. 380/400V AC E1/6-T8 | Active | 8015644502881 | 533.65 | 1 | 1 | stuk | Emax | BE31070 | DS (LP Service material) | stuk | SHUNT OPEN.REL.ADDI. 380/400V AC E1/6-T8 | SHUNT OPEN.REL.ADDI. 380/400V AC E1/6-T8 | SHUNT OPEN.REL.ADDI. 380/400V AC E1/6-T8 | SHUNT OPEN.REL.ADDI. 380/400V AC E1/6-T8
1SDA050166R1 | SHUNT OPEN.REL.ADDIT. 440V AC E1/6-T8 | Active | 8015644502898 | 533.65 | 1 | 1 | stuk | Emax | BE31070 | DS (LP Service material) | stuk | SHUNT OPEN.REL.ADDIT. 440V AC E1/6-T8 | SHUNT OPEN.REL.ADDIT. 440V AC E1/6-T8 | SHUNT OPEN.REL.ADDIT. 440V AC E1/6-T8 | SHUNT OPEN.REL.ADDIT. 440V AC E1/6-T8
1SDA050700R1 | KEY-PADL.DEV.CON-ISOL.POS. RONIS E1/6 | Active | 8015644510114 | 175.48 | 1 | 1 | stuk | Emax | BE31070 | DS (LP Service material) | stuk | KEY-PADL.DEV.CON-ISOL.POS. RONIS E1/6 | KEY-PADL.DEV.CON-ISOL.POS. RONIS E1/6 | KEY-PADL.DEV.CON-ISOL.POS. RONIS E1/6 | KEY-PADL.DEV.CON-ISOL.POS. RONIS E1/6
1SDA051365R1 | KIT 12 CABLES L=2M AUX T1-T2-T3 | Active | 8015644517861 | 75.26 | 1 | 1 | stuk | Tmax - T | BE31070 | DS (LP Service material) | stuk | KIT 12 CABLES L=2M AUX T1-T2-T3 | KIT 12 CABLES L=2M AUX T1-T2-T3 | KIT 12 CABLES L=2M AUX T1-T2-T3 | KIT 12 CABLES L=2M AUX T1-T2-T3
1SDA051366R1 | KIT 6 CABLES L=2M AUX T1-T2-T3 | Active | 8015644517878 | 37.58 | 1 | 1 | stuk | Tmax - T | BE31070 | DS (LP Service material) | stuk | KIT 6 CABLES L=2M AUX T1-T2-T3 | KIT 6 CABLES L=2M AUX T1-T2-T3 | KIT 6 CABLES L=2M AUX T1-T2-T3 | KIT 6 CABLES L=2M AUX T1-T2-T3
1SDA051367R1 | KIT 2 CABLES L=2M SOR-UVR T1-T2-T3 | Active | 8015644517885 | 12.52 | 1 | 1 | stuk | Tmax - T | BE31070 | DS (LP Service material) | stuk | KIT 2 CABLES L=2M SOR-UVR T1-T2-T3 | KIT 2 CABLES L=2M SOR-UVR T1-T2-T3 | KIT 2 CABLES L=2M SOR-UVR T1-T2-T3 | KIT 2 CABLES L=2M SOR-UVR T1-T2-T3
1SDA051370R1 | AUX-C T1-T2-T3 1Q 1SY | Active | 8015644517915 | 111.04 | 1 | 1 | stuk | Tmax - T | BE31070 | DS (LP Service material) | stuk | AUX-C T1-T2-T3 1Q 1SY | AUX-C T1-T2-T3 1Q 1SY | AUX-C T1-T2-T3 1Q 1SY | AUX-C T1-T2-T3 1Q 1SY
1SDA051371R1 | AUX-C T1-T2-T3 3Q 1SY | Active | 8015644517922 | 221.91 | 1 | 1 | stuk | Tmax - T | BE31070 | DS (LP Service material) | stuk | AUX-C T1-T2-T3 3Q 1SY | AUX-C T1-T2-T3 3Q 1SY | AUX-C T1-T2-T3 3Q 1SY | AUX-C T1-T2-T3 3Q 1SY
1SDA051372R1 | AUP T2-T3 1 CON.INSERTED SIGNALLING | Active | 8015644517939 | 48.28 | 1 | 1 | stuk | Tmax - T | BE31070 | DS (LP Service material) | stuk | AUP T2-T3 1 CON.INSERTED SIGNALLING | AUP T2-T3 1 CON.INSERTED SIGNALLING | AUP T2-T3 1 CON.INSERTED SIGNALLING | AUP T2-T3 1 CON.INSERTED SIGNALLING
1SDA051374R1 | AUE T1-T2-T3 2 EARLY CONTACTS | Active | 8015644517953 | 89.44 | 1 | 1 | stuk | Tmax - T | BE31070 | DS (LP Service material) | stuk | AUE T1-T2-T3 2 EARLY CONTACTS | AUE T1-T2-T3 2 EARLY CONTACTS | AUE T1-T2-T3 2 EARLY CONTACTS | AUE T1-T2-T3 2 EARLY CONTACTS
1SDA051381R1 | RHD T1-T2-T3 STAND. DIRECT | Active | 8015644518028 | 79.98 | 1 | 1 | stuk | Tmax - T | BE31070 | DS (LP Service material) | stuk | RHD T1-T2-T3 STAND. DIRECT | RHD T1-T2-T3 STAND. DIRECT | RHD T1-T2-T3 STAND. DIRECT | RHD T1-T2-T3 STAND. DIRECT
1SDA051382R1 | RHD_EM T1-T2-T3 EMER. DIRECT | Active | 8015644518035 | 79.98 | 1 | 1 | stuk | Tmax - T | BE31070 | DS (LP Service material) | stuk | RHD_EM T1-T2-T3 EMER. DIRECT | RHD_EM T1-T2-T3 EMER. DIRECT | RHD_EM T1-T2-T3 EMER. DIRECT | RHD_EM T1-T2-T3 EMER. DIRECT
1SDA051384R1 | RHE_EM T1-T2-T3 EMER. RETURNED | Active | 8015644518059 | 103.17 | 1 | 1 | stuk | Tmax - T | BE31070 | DS (LP Service material) | stuk | RHE_EM T1-T2-T3 EMER. RETURNED | RHE_EM T1-T2-T3 EMER. RETURNED | RHE_EM T1-T2-T3 EMER. RETURNED | RHE_EM T1-T2-T3 EMER. RETURNED
1SDA051385R1 | RHE_B T1-T2-T3 BASE R.DIST.ADJ.ROT.HAND | Active | 8015644518066 | 53.97 | 1 | 1 | stuk | Tmax - T | BE31070 | DS (LP Service material) | stuk | RHE_B T1-T2-T3 BASE R.DIST.ADJ.ROT.HAND | RHE_B T1-T2-T3 BASE R.DIST.ADJ.ROT.HAND | RHE_B T1-T2-T3 BASE R.DIST.ADJ.ROT.HAND | RHE_B T1-T2-T3 BASE R.DIST.ADJ.ROT.HAND
1SDA051386R1 | RHE_S T1-T2-T3 500MM ROD R.D.ADJ.ROT.HAN | Active | 8015644518073 | 18.01 | 1 | 1 | stuk | Tmax - T | BE31070 | DS (LP Service material) | stuk | RHE_S T1-T2-T3 500MM ROD R.D.ADJ.ROT.HAN | RHE_S T1-T2-T3 500MM ROD R.D.ADJ.ROT.HAN | RHE_S T1-T2-T3 500MM ROD R.D.ADJ.ROT.HAN | RHE_S T1-T2-T3 500MM ROD R.D.ADJ.ROT.HAN
1SDA051387R1 | RHE_H T1-T2-T3 HANDLE R.D.ADJ.ROT.HAN | Active | 8015644518080 | 47.89 | 1 | 1 | stuk | Tmax - T | BE31070 | DS (LP Service material) | stuk | RHE_H T1-T2-T3 HANDLE R.D.ADJ.ROT.HAN | RHE_H T1-T2-T3 HANDLE R.D.ADJ.ROT.HAN | RHE_H T1-T2-T3 HANDLE R.D.ADJ.ROT.HAN | RHE_H T1-T2-T3 HANDLE R.D.ADJ.ROT.HAN
1SDA051388R1 | RHE_H_EM T1-2-3 HAND.EME.R.D.ADJ.ROT.HAN | Active | 8015644518097 | 48.09 | 1 | 1 | stuk | Tmax - T | BE31070 | DS (LP Service material) | stuk | RHE_H_EM T1-2-3 HAND.EME.R.D.ADJ.ROT.HAN | RHE_H_EM T1-2-3 HAND.EME.R.D.ADJ.ROT.HAN | RHE_H_EM T1-2-3 HAND.EME.R.D.ADJ.ROT.HAN | RHE_H_EM T1-2-3 HAND.EME.R.D.ADJ.ROT.HAN
1SDA051389R1 | RHL T1-2-3 KEY LOCK SEV. ROT.HANDLE1 | Active | 8015644518103 | 62.53 | 1 | 1 | stuk | Tmax - T | BE31070 | DS (LP Service material) | stuk | RHL T1-2-3 KEY LOCK SEV. ROT.HANDLE1 | RHL T1-2-3 KEY LOCK SEV. ROT.HANDLE1 | RHL T1-2-3 KEY LOCK SEV. ROT.HANDLE1 | RHL T1-2-3 KEY LOCK SEV. ROT.HANDLE1
1SDA051390R1 | RHL T1-2-3 KEY LOCK EQ.N2005 ROT.HANDLE2 | Active | 8015644518110 | 62.53 | 1 | 1 | stuk | Tmax - T | BE31070 | DS (LP Service material) | stuk | RHL T1-2-3 KEY LOCK EQ.N2005 ROT.HANDLE2 | RHL T1-2-3 KEY LOCK EQ.N2005 ROT.HANDLE2 | RHL T1-2-3 KEY LOCK EQ.N2005 ROT.HANDLE2 | RHL T1-2-3 KEY LOCK EQ.N2005 ROT.HANDLE2
1SDA051392R1 | RHEIP54 T1-2-3 PROTECTION IP54 ROT.HANDL | Active | 8015644518134 | 22.08 | 1 | 1 | stuk | Tmax - T | BE31070 | DS (LP Service material) | stuk | RHEIP54 T1-2-3 PROTECTION IP54 ROT.HANDL | RHEIP54 T1-2-3 PROTECTION IP54 ROT.HANDL | RHEIP54 T1-2-3 PROTECTION IP54 ROT.HANDL | RHEIP54 T1-2-3 PROTECTION IP54 ROT.HANDL
1SDA051393R1 | PLL T1-2-3 REMOV,PADLOCKS DEVICE OPEN | Active | 8015644518141 | 13 | 1 | 1 | stuk | Tmax - T | BE31070 | DS (LP Service material) | stuk | PLL T1-2-3 REMOV,PADLOCKS DEVICE OPEN | PLL T1-2-3 REMOV,PADLOCKS DEVICE OPEN | PLL T1-2-3 REMOV,PADLOCKS DEVICE OPEN | PLL T1-2-3 REMOV,PADLOCKS DEVICE OPEN
1SDA051394R1 | PLL T1-T2-T3 PADLOCKS DEVICE OP/CL | Active | 8015644518158 | 32.71 | 1 | 1 | stuk | Tmax - T | BE31070 | DS (LP Service material) | stuk | PLL T1-T2-T3 PADLOCKS DEVICE OP/CL | PLL T1-T2-T3 PADLOCKS DEVICE OP/CL | PLL T1-T2-T3 PADLOCKS DEVICE OP/CL | PLL T1-T2-T3 PADLOCKS DEVICE OP/CL
1SDA051396R1 | MIF T1-T2-T3 MECH, LOCK 2 C.BREAKER | Active | 8015644518172 | 176.43 | 1 | 1 | stuk | Tmax - T | BE31070 | DS (LP Service material) | stuk | MIF T1-T2-T3 MECH, LOCK 2 C.BREAKER | MIF T1-T2-T3 MECH, LOCK 2 C.BREAKER | MIF T1-T2-T3 MECH, LOCK 2 C.BREAKER | MIF T1-T2-T3 MECH, LOCK 2 C.BREAKER
1SDA051397R1 | ANTI-ADJUSTMENT FLANGE RELEASES T1,.T3 | Active | 8015644518189 | 23.97 | 1 | 1 | stuk | Tmax - T | BE31070 | DS (LP Service material) | stuk | ANTI-ADJUSTMENT FLANGE RELEASES T1,.T3 | ANTI-ADJUSTMENT FLANGE RELEASES T1,.T3 | ANTI-ADJUSTMENT FLANGE RELEASES T1,.T3 | ANTI-ADJUSTMENT FLANGE RELEASES T1,.T3
1SDA051411R1 | KIT MP T2 P 3p KIT CONVERSION | Active | 8015644518318 | 64.64 | 1 | 1 | stuk | Tmax - T | BE31070 | DS (LP Service material) | stuk | KIT MP T2 P 3p KIT CONVERSION | KIT MP T2 P 3p KIT CONVERSION | KIT MP T2 P 3p KIT CONVERSION | KIT MP T2 P 3p KIT CONVERSION
1SDA051412R1 | KIT MP T2 P 4p KIT CONVERSION | Active | 8015644518325 | 84 | 1 | 1 | stuk | Tmax - T | BE31070 | DS (LP Service material) | stuk | KIT MP T2 P 4p KIT CONVERSION | KIT MP T2 P 4p KIT CONVERSION | KIT MP T2 P 4p KIT CONVERSION | KIT MP T2 P 4p KIT CONVERSION
1SDA051413R1 | KIT MP T3 P 3p KIT CONVERSION | Active | 8015644518332 | 97.23 | 1 | 1 | stuk | Tmax - T | BE31070 | DS (LP Service material) | stuk | KIT MP T3 P 3p KIT CONVERSION | KIT MP T3 P 3p KIT CONVERSION | KIT MP T3 P 3p KIT CONVERSION | KIT MP T3 P 3p KIT CONVERSION
1SDA051414R1 | KIT MP T3 P 4p KIT CONVERSION | Active | 8015644518349 | 136.68 | 1 | 1 | stuk | Tmax - T | BE31070 | DS (LP Service material) | stuk | KIT MP T3 P 4p KIT CONVERSION | KIT MP T3 P 4p KIT CONVERSION | KIT MP T3 P 4p KIT CONVERSION | KIT MP T3 P 4p KIT CONVERSION
1SDA051417R1 | HTC T2 3p TERMINAL COVERS HIGH 2pcs | Active | 8015644518370 | 29.9 | 1 | 1 | stuk | Tmax - T | BE31070 | DS (LP Service material) | stuk | HTC T2 3p TERMINAL COVERS HIGH 2pcs | HTC T2 3p TERMINAL COVERS HIGH 2pcs | HTC T2 3p TERMINAL COVERS HIGH 2pcs | HTC T2 3p TERMINAL COVERS HIGH 2pcs
1SDA051418R1 | HTC T2 4p TERMINAL COVERS HIGH 2pcs | Active | 8015644518387 | 37.24 | 1 | 1 | stuk | Tmax - T | BE31070 | DS (LP Service material) | stuk | HTC T2 4p TERMINAL COVERS HIGH 2pcs | HTC T2 4p TERMINAL COVERS HIGH 2pcs | HTC T2 4p TERMINAL COVERS HIGH 2pcs | HTC T2 4p TERMINAL COVERS HIGH 2pcs
1SDA051419R1 | HTC T3 3p TERMINAL COVERS HIGH 2pcs | Active | 8015644518394 | 35.17 | 1 | 1 | stuk | Tmax - T | BE31070 | DS (LP Service material) | stuk | HTC T3 3p TERMINAL COVERS HIGH 2pcs | HTC T3 3p TERMINAL COVERS HIGH 2pcs | HTC T3 3p TERMINAL COVERS HIGH 2pcs | HTC T3 3p TERMINAL COVERS HIGH 2pcs
1SDA051420R1 | HTC T3 4p TERMINAL COVERS HIGH 2pcs | Active | 8015644518400 | 48.57 | 1 | 1 | stuk | Tmax - T | BE31070 | DS (LP Service material) | stuk | HTC T3 4p TERMINAL COVERS HIGH 2pcs | HTC T3 4p TERMINAL COVERS HIGH 2pcs | HTC T3 4p TERMINAL COVERS HIGH 2pcs | HTC T3 4p TERMINAL COVERS HIGH 2pcs
1SDA051423R1 | LTC T2 3p TERMINAL COVERS LOW 2pcs | Active | 8015644518431 | 22.66 | 1 | 1 | stuk | Tmax - T | BE31070 | DS (LP Service material) | stuk | LTC T2 3p TERMINAL COVERS LOW 2pcs | LTC T2 3p TERMINAL COVERS LOW 2pcs | LTC T2 3p TERMINAL COVERS LOW 2pcs | LTC T2 3p TERMINAL COVERS LOW 2pcs
1SDA051424R1 | LTC T2 4p TERMINAL COVERS LOW 2pcs | Active | 8015644518448 | 31.03 | 1 | 1 | stuk | Tmax - T | BE31070 | DS (LP Service material) | stuk | LTC T2 4p TERMINAL COVERS LOW 2pcs | LTC T2 4p TERMINAL COVERS LOW 2pcs | LTC T2 4p TERMINAL COVERS LOW 2pcs | LTC T2 4p TERMINAL COVERS LOW 2pcs
1SDA051425R1 | LTC T3 3p TERMINAL COVERS LOW 2pcs | Active | 8015644518455 | 54.75 | 1 | 1 | stuk | Tmax - T | BE31070 | DS (LP Service material) | stuk | LTC T3 3p TERMINAL COVERS LOW 2pcs | LTC T3 3p TERMINAL COVERS LOW 2pcs | LTC T3 3p TERMINAL COVERS LOW 2pcs | LTC T3 3p TERMINAL COVERS LOW 2pcs
1SDA051426R1 | LTC T3 4p TERMINAL COVERS LOW 2pcs | Active | 8015644518462 | 37.24 | 1 | 1 | stuk | Tmax - T | BE31070 | DS (LP Service material) | stuk | LTC T3 4p TERMINAL COVERS LOW 2pcs | LTC T3 4p TERMINAL COVERS LOW 2pcs | LTC T3 4p TERMINAL COVERS LOW 2pcs | LTC T3 4p TERMINAL COVERS LOW 2pcs
1SDA051427R1 | PB100 T1-2-3 3p KIT PART,DIV.PHASE LOW | Active | 8015644518479 | 12.58 | 1 | 1 | stuk | Tmax - T | BE31070 | DS (LP Service material) | stuk | PB100 T1-2-3 3p KIT PART,DIV.PHASE LOW | PB100 T1-2-3 3p KIT PART,DIV.PHASE LOW | PB100 T1-2-3 3p KIT PART,DIV.PHASE LOW | PB100 T1-2-3 3p KIT PART,DIV.PHASE LOW
1SDA051428R1 | PB100 T1-2-3 4p KIT PART,DIV.PHASE LOW | Active | 8015644518486 | 19.02 | 1 | 1 | stuk | Tmax - T | BE31070 | DS (LP Service material) | stuk | PB100 T1-2-3 4p KIT PART,DIV.PHASE LOW | PB100 T1-2-3 4p KIT PART,DIV.PHASE LOW | PB100 T1-2-3 4p KIT PART,DIV.PHASE LOW | PB100 T1-2-3 4p KIT PART,DIV.PHASE LOW
1SDA051429R1 | PB200 T1-2-3 3p KIT PART,DIV.PHASE HIGH | Active | 8015644518493 | 19.02 | 1 | 1 | stuk | Tmax - T | BE31070 | DS (LP Service material) | stuk | PB200 T1-2-3 3p KIT PART,DIV.PHASE HIGH | PB200 T1-2-3 3p KIT PART,DIV.PHASE HIGH | PB200 T1-2-3 3p KIT PART,DIV.PHASE HIGH | PB200 T1-2-3 3p KIT PART,DIV.PHASE HIGH
1SDA051430R1 | PB200 T1-2-3 4p KIT PART,DIV.PHASE HIGH | Active | 8015644518509 | 28.34 | 1 | 1 | stuk | Tmax - T | BE31070 | DS (LP Service material) | stuk | PB200 T1-2-3 4p KIT PART,DIV.PHASE HIGH | PB200 T1-2-3 4p KIT PART,DIV.PHASE HIGH | PB200 T1-2-3 4p KIT PART,DIV.PHASE HIGH | PB200 T1-2-3 4p KIT PART,DIV.PHASE HIGH
1SDA051437R1 | KIT DIN50022 T1-2 PLATE DIN | Active | 8015644518578 | 31.7 | 1 | 1 | stuk | Tmax - T | BE31070 | DS (LP Service material) | stuk | KIT DIN50022 T1-2 PLATE DIN | KIT DIN50022 T1-2 PLATE DIN | KIT DIN50022 T1-2 PLATE DIN | KIT DIN50022 T1-2 PLATE DIN
1SDA051439R1 | KIT DIN50022 T3 PLATE DIN | Active | 8015644518592 | 43.14 | 1 | 1 | stuk | Tmax - T | BE31070 | DS (LP Service material) | stuk | KIT DIN50022 T3 PLATE DIN | KIT DIN50022 T3 PLATE DIN | KIT DIN50022 T3 PLATE DIN | KIT DIN50022 T3 PLATE DIN
1SDA051448R1 | KIT F T2 6pcs | Active | 8015644518684 | 19.54 | 1 | 1 | stuk | Tmax - T | BE31070 | DS (LP Service material) | stuk | KIT F T2 6pcs | KIT F T2 6pcs | KIT F T2 6pcs | KIT F T2 6pcs
1SDA051449R1 | KIT F T2 8pcs | Active | 8015644518691 | 25.86 | 1 | 1 | stuk | Tmax - T | BE31070 | DS (LP Service material) | stuk | KIT F T2 8pcs | KIT F T2 8pcs | KIT F T2 8pcs | KIT F T2 8pcs
1SDA051450R1 | KIT F T2 3pcs | Active | 8015644518707 | 10.23 | 1 | 1 | stuk | Tmax - T | BE31070 | DS (LP Service material) | stuk | KIT F T2 3pcs | KIT F T2 3pcs | KIT F T2 3pcs | KIT F T2 3pcs
1SDA051451R1 | KIT F T2 4pcs | Active | 8015644518714 | 13.01 | 1 | 1 | stuk | Tmax - T | BE31070 | DS (LP Service material) | stuk | KIT F T2 4pcs | KIT F T2 4pcs | KIT F T2 4pcs | KIT F T2 4pcs
1SDA051452R1 | KIT FC Cu T2 6pcs | Active | 8015644518721 | 24.61 | 1 | 1 | stuk | Tmax - T | BE31070 | DS (LP Service material) | stuk | KIT FC Cu T2 6pcs | KIT FC Cu T2 6pcs | KIT FC Cu T2 6pcs | KIT FC Cu T2 6pcs
1SDA051453R1 | KIT FC Cu T2 8pcs | Active | 8015644518738 | 32.66 | 1 | 1 | stuk | Tmax - T | BE31070 | DS (LP Service material) | stuk | KIT FC Cu T2 8pcs | KIT FC Cu T2 8pcs | KIT FC Cu T2 8pcs | KIT FC Cu T2 8pcs
1SDA051454R1 | KIT FC Cu T2 3pcs | Active | 8015644518745 | 12.94 | 1 | 1 | stuk | Tmax - T | BE31070 | DS (LP Service material) | stuk | KIT FC Cu T2 3pcs | KIT FC Cu T2 3pcs | KIT FC Cu T2 3pcs | KIT FC Cu T2 3pcs
1SDA051455R1 | KIT FC Cu T2 4pcs | Active | 8015644518752 | 17.4 | 1 | 1 | stuk | Tmax - T | BE31070 | DS (LP Service material) | stuk | KIT FC Cu T2 4pcs | KIT FC Cu T2 4pcs | KIT FC Cu T2 4pcs | KIT FC Cu T2 4pcs
1SDA051456R1 | KIT FC CuAl 1...95mm2 T2 6pcs | Active | 8015644518769 | 49.27 | 1 | 1 | stuk | Tmax - T | BE31070 | DS (LP Service material) | stuk | KIT FC CuAl 1...95mm2 T2 6pcs | KIT FC CuAl 1...95mm2 T2 6pcs | KIT FC CuAl 1...95mm2 T2 6pcs | KIT FC CuAl 1...95mm2 T2 6pcs
1SDA051457R1 | KIT FC CuAl 1...95mm2 T2 8pcs | Active | 8015644518776 | 69.33 | 1 | 1 | stuk | Tmax - T | BE31070 | DS (LP Service material) | stuk | KIT FC CuAl 1...95mm2 T2 8pcs | KIT FC CuAl 1...95mm2 T2 8pcs | KIT FC CuAl 1...95mm2 T2 8pcs | KIT FC CuAl 1...95mm2 T2 8pcs
1SDA051458R1 | KIT FC CuAl 1...95mm2 T2 3pcs | Active | 8015644518783 | 24.61 | 1 | 1 | stuk | Tmax - T | BE31070 | DS (LP Service material) | stuk | KIT FC CuAl 1...95mm2 T2 3pcs | KIT FC CuAl 1...95mm2 T2 3pcs | KIT FC CuAl 1...95mm2 T2 3pcs | KIT FC CuAl 1...95mm2 T2 3pcs
1SDA051459R1 | KIT FC CuAl 1...95mm2 T2 4pcs | Active | 8015644518790 | 34.82 | 1 | 1 | stuk | Tmax - T | BE31070 | DS (LP Service material) | stuk | KIT FC CuAl 1...95mm2 T2 4pcs | KIT FC CuAl 1...95mm2 T2 4pcs | KIT FC CuAl 1...95mm2 T2 4pcs | KIT FC CuAl 1...95mm2 T2 4pcs
1SDA051460R1 | KIT FC CuAl 70...185mm2 T2 6pcs | Active | 8015644518806 | 140.8 | 1 | 1 | stuk | Tmax - T | BE31070 | DS (LP Service material) | stuk | KIT FC CuAl 70...185mm2 T2 6pcs | KIT FC CuAl 70...185mm2 T2 6pcs | KIT FC CuAl 70...185mm2 T2 6pcs | KIT FC CuAl 70...185mm2 T2 6pcs
1SDA051461R1 | KIT FC CuAl 70...185mm2 T2 8pcs | Active | 8015644518813 | 187.38 | 1 | 1 | stuk | Tmax - T | BE31070 | DS (LP Service material) | stuk | KIT FC CuAl 70...185mm2 T2 8pcs | KIT FC CuAl 70...185mm2 T2 8pcs | KIT FC CuAl 70...185mm2 T2 8pcs | KIT FC CuAl 70...185mm2 T2 8pcs
1SDA051462R1 | KIT FC CuAl 70...185mm2 T2 3pcs | Active | 8015644518820 | 74.31 | 1 | 1 | stuk | Tmax - T | BE31070 | DS (LP Service material) | stuk | KIT FC CuAl 70...185mm2 T2 3pcs | KIT FC CuAl 70...185mm2 T2 3pcs | KIT FC CuAl 70...185mm2 T2 3pcs | KIT FC CuAl 70...185mm2 T2 3pcs
1SDA051463R1 | KIT FC CuAl 70...185mm2 T2 4pcs | Active | 8015644518837 | 94.41 | 1 | 1 | stuk | Tmax - T | BE31070 | DS (LP Service material) | stuk | KIT FC CuAl 70...185mm2 T2 4pcs | KIT FC CuAl 70...185mm2 T2 4pcs | KIT FC CuAl 70...185mm2 T2 4pcs | KIT FC CuAl 70...185mm2 T2 4pcs
1SDA051464R1 | KIT EF T2 6pcs | Active | 8015644518844 | 32.42 | 1 | 1 | stuk | Tmax - T | BE31070 | DS (LP Service material) | stuk | KIT EF T2 6pcs | KIT EF T2 6pcs | KIT EF T2 6pcs | KIT EF T2 6pcs
1SDA051465R1 | KIT EF T2 8pcs | Active | 8015644518851 | 45.86 | 1 | 1 | stuk | Tmax - T | BE31070 | DS (LP Service material) | stuk | KIT EF T2 8pcs | KIT EF T2 8pcs | KIT EF T2 8pcs | KIT EF T2 8pcs
1SDA051466R1 | KIT EF T2 3pcs | Active | 8015644518868 | 17.33 | 1 | 1 | stuk | Tmax - T | BE31070 | DS (LP Service material) | stuk | KIT EF T2 3pcs | KIT EF T2 3pcs | KIT EF T2 3pcs | KIT EF T2 3pcs
1SDA051467R1 | KIT EF T2 4pcs | Active | 8015644518875 | 22.92 | 1 | 1 | stuk | Tmax - T | BE31070 | DS (LP Service material) | stuk | KIT EF T2 4pcs | KIT EF T2 4pcs | KIT EF T2 4pcs | KIT EF T2 4pcs
1SDA051468R1 | KIT ES T2 6pcs | Active | 8015644518882 | 67.65 | 1 | 1 | stuk | Tmax - T | BE31070 | DS (LP Service material) | stuk | KIT ES T2 6pcs | KIT ES T2 6pcs | KIT ES T2 6pcs | KIT ES T2 6pcs
1SDA051469R1 | KIT ES T2 8pcs | Active | 8015644518899 | 95.05 | 1 | 1 | stuk | Tmax - T | BE31070 | DS (LP Service material) | stuk | KIT ES T2 8pcs | KIT ES T2 8pcs | KIT ES T2 8pcs | KIT ES T2 8pcs
1SDA051470R1 | KIT ES T2 3pcs | Active | 8015644518905 | 33.93 | 1 | 1 | stuk | Tmax - T | BE31070 | DS (LP Service material) | stuk | KIT ES T2 3pcs | KIT ES T2 3pcs | KIT ES T2 3pcs | KIT ES T2 3pcs
1SDA051471R1 | KIT ES T2 4pcs | Active | 8015644518912 | 45.38 | 1 | 1 | stuk | Tmax - T | BE31070 | DS (LP Service material) | stuk | KIT ES T2 4pcs | KIT ES T2 4pcs | KIT ES T2 4pcs | KIT ES T2 4pcs
1SDA051472R1 | KIT R T2 6pcs | Active | 8015644518929 | 85.36 | 1 | 1 | stuk | Tmax - T | BE31070 | DS (LP Service material) | stuk | KIT R T2 6pcs | KIT R T2 6pcs | KIT R T2 6pcs | KIT R T2 6pcs
1SDA051473R1 | KIT R T2 8pcs | Active | 8015644518936 | 107.48 | 1 | 1 | stuk | Tmax - T | BE31070 | DS (LP Service material) | stuk | KIT R T2 8pcs | KIT R T2 8pcs | KIT R T2 8pcs | KIT R T2 8pcs
1SDA051474R1 | KIT R T2 3pcs | Active | 8015644518943 | 40.48 | 1 | 1 | stuk | Tmax - T | BE31070 | DS (LP Service material) | stuk | KIT R T2 3pcs | KIT R T2 3pcs | KIT R T2 3pcs | KIT R T2 3pcs
1SDA051475R1 | KIT R T2 4pcs | Active | 8015644518950 | 57.22 | 1 | 1 | stuk | Tmax - T | BE31070 | DS (LP Service material) | stuk | KIT R T2 4pcs | KIT R T2 4pcs | KIT R T2 4pcs | KIT R T2 4pcs
1SDA051476R1 | KIT F T3 6pcs | Active | 8015644518967 | 25.8 | 1 | 1 | stuk | Tmax - T | BE31070 | DS (LP Service material) | stuk | KIT F T3 6pcs | KIT F T3 6pcs | KIT F T3 6pcs | KIT F T3 6pcs
1SDA051477R1 | KIT F T3 8pcs | Active | 8015644518974 | 32.36 | 1 | 1 | stuk | Tmax - T | BE31070 | DS (LP Service material) | stuk | KIT F T3 8pcs | KIT F T3 8pcs | KIT F T3 8pcs | KIT F T3 8pcs
1SDA051478R1 | KIT F T3 3pcs | Active | 8015644518981 | 12.14 | 1 | 1 | stuk | Tmax - T | BE31070 | DS (LP Service material) | stuk | KIT F T3 3pcs | KIT F T3 3pcs | KIT F T3 3pcs | KIT F T3 3pcs
1SDA051479R1 | KIT F T3 4pcs | Active | 8015644518998 | 17.33 | 1 | 1 | stuk | Tmax - T | BE31070 | DS (LP Service material) | stuk | KIT F T3 4pcs | KIT F T3 4pcs | KIT F T3 4pcs | KIT F T3 4pcs
1SDA051480R1 | KIT FC Cu T3 6pcs | Active | 8015644519001 | 57.22 | 1 | 1 | stuk | Tmax - T | BE31070 | DS (LP Service material) | stuk | KIT FC Cu T3 6pcs | KIT FC Cu T3 6pcs | KIT FC Cu T3 6pcs | KIT FC Cu T3 6pcs
1SDA051481R1 | KIT FC Cu T3 8pcs | Active | 8015644519018 | 76.27 | 1 | 1 | stuk | Tmax - T | BE31070 | DS (LP Service material) | stuk | KIT FC Cu T3 8pcs | KIT FC Cu T3 8pcs | KIT FC Cu T3 8pcs | KIT FC Cu T3 8pcs
1SDA051482R1 | KIT FC Cu T3 3pcs | Active | 8015644519025 | 27.14 | 1 | 1 | stuk | Tmax - T | BE31070 | DS (LP Service material) | stuk | KIT FC Cu T3 3pcs | KIT FC Cu T3 3pcs | KIT FC Cu T3 3pcs | KIT FC Cu T3 3pcs
1SDA051483R1 | KIT FC Cu T3 4pcs | Active | 8015644519032 | 36.25 | 1 | 1 | stuk | Tmax - T | BE31070 | DS (LP Service material) | stuk | KIT FC Cu T3 4pcs | KIT FC Cu T3 4pcs | KIT FC Cu T3 4pcs | KIT FC Cu T3 4pcs
1SDA051484R1 | KIT FC CuAl 70...185mm2 T3 6pcs | Active | 8015644519049 | 108.39 | 1 | 1 | stuk | Tmax - T | BE31070 | DS (LP Service material) | stuk | KIT FC CuAl 70...185mm2 T3 6pcs | KIT FC CuAl 70...185mm2 T3 6pcs | KIT FC CuAl 70...185mm2 T3 6pcs | KIT FC CuAl 70...185mm2 T3 6pcs
1SDA051485R1 | KIT FC CuAl 70...185mm2 T3 8pcs | Active | 8015644519056 | 151.32 | 1 | 1 | stuk | Tmax - T | BE31070 | DS (LP Service material) | stuk | KIT FC CuAl 70...185mm2 T3 8pcs | KIT FC CuAl 70...185mm2 T3 8pcs | KIT FC CuAl 70...185mm2 T3 8pcs | KIT FC CuAl 70...185mm2 T3 8pcs
1SDA051486R1 | KIT FC CuAl 70...185mm2 T3 3pcs | Active | 8015644519063 | 57.22 | 1 | 1 | stuk | Tmax - T | BE31070 | DS (LP Service material) | stuk | KIT FC CuAl 70...185mm2 T3 3pcs | KIT FC CuAl 70...185mm2 T3 3pcs | KIT FC CuAl 70...185mm2 T3 3pcs | KIT FC CuAl 70...185mm2 T3 3pcs
1SDA051487R1 | KIT FC CuAl 70...185mm2 T3 4pcs | Active | 8015644519070 | 72.58 | 1 | 1 | stuk | Tmax - T | BE31070 | DS (LP Service material) | stuk | KIT FC CuAl 70...185mm2 T3 4pcs | KIT FC CuAl 70...185mm2 T3 4pcs | KIT FC CuAl 70...185mm2 T3 4pcs | KIT FC CuAl 70...185mm2 T3 4pcs
1SDA051488R1 | KIT EF T3 6pcs | Active | 8015644519087 | 43.13 | 1 | 1 | stuk | Tmax - T | BE31070 | DS (LP Service material) | stuk | KIT EF T3 6pcs | KIT EF T3 6pcs | KIT EF T3 6pcs | KIT EF T3 6pcs
1SDA051489R1 | KIT EF T3 8pcs | Active | 8015644519094 | 57.22 | 1 | 1 | stuk | Tmax - T | BE31070 | DS (LP Service material) | stuk | KIT EF T3 8pcs | KIT EF T3 8pcs | KIT EF T3 8pcs | KIT EF T3 8pcs
1SDA051490R1 | KIT EF T3 3pcs | Active | 8015644519100 | 21.5 | 1 | 1 | stuk | Tmax - T | BE31070 | DS (LP Service material) | stuk | KIT EF T3 3pcs | KIT EF T3 3pcs | KIT EF T3 3pcs | KIT EF T3 3pcs
1SDA051491R1 | KIT EF T3 4pcs | Active | 8015644519117 | 27.35 | 1 | 1 | stuk | Tmax - T | BE31070 | DS (LP Service material) | stuk | KIT EF T3 4pcs | KIT EF T3 4pcs | KIT EF T3 4pcs | KIT EF T3 4pcs
1SDA051492R1 | KIT ES T3 6pcs | Active | 8015644519124 | 89.28 | 1 | 1 | stuk | Tmax - T | BE31070 | DS (LP Service material) | stuk | KIT ES T3 6pcs | KIT ES T3 6pcs | KIT ES T3 6pcs | KIT ES T3 6pcs
1SDA051493R1 | KIT ES T3 8pcs | Active | 8015644519131 | 112.61 | 1 | 1 | stuk | Tmax - T | BE31070 | DS (LP Service material) | stuk | KIT ES T3 8pcs | KIT ES T3 8pcs | KIT ES T3 8pcs | KIT ES T3 8pcs
1SDA051494R1 | KIT ES T3 3pcs | Active | 8015644519148 | 44.65 | 1 | 1 | stuk | Tmax - T | BE31070 | DS (LP Service material) | stuk | KIT ES T3 3pcs | KIT ES T3 3pcs | KIT ES T3 3pcs | KIT ES T3 3pcs
1SDA051495R1 | KIT ES T3 4pcs | Active | 8015644519155 | 59.78 | 1 | 1 | stuk | Tmax - T | BE31070 | DS (LP Service material) | stuk | KIT ES T3 4pcs | KIT ES T3 4pcs | KIT ES T3 4pcs | KIT ES T3 4pcs
1SDA051496R1 | KIT R T3 6pcs | Active | 8015644519162 | 101.06 | 1 | 1 | stuk | Tmax - T | BE31070 | DS (LP Service material) | stuk | KIT R T3 6pcs | KIT R T3 6pcs | KIT R T3 6pcs | KIT R T3 6pcs
1SDA051497R1 | KIT R T3 8pcs | Active | 8015644519179 | 134.4 | 1 | 1 | stuk | Tmax - T | BE31070 | DS (LP Service material) | stuk | KIT R T3 8pcs | KIT R T3 8pcs | KIT R T3 8pcs | KIT R T3 8pcs
1SDA051498R1 | KIT R T3 3pcs | Active | 8015644519186 | 50.36 | 1 | 1 | stuk | Tmax - T | BE31070 | DS (LP Service material) | stuk | KIT R T3 3pcs | KIT R T3 3pcs | KIT R T3 3pcs | KIT R T3 3pcs
1SDA051499R1 | KIT R T3 4pcs | Active | 8015644519193 | 67.65 | 1 | 1 | stuk | Tmax - T | BE31070 | DS (LP Service material) | stuk | KIT R T3 4pcs | KIT R T3 4pcs | KIT R T3 4pcs | KIT R T3 4pcs
1SDA051500R1 | KIT AuxV T2 3pcs x KIT FC Cu | Active | 8015644519209 | 18.77 | 1 | 1 | stuk | Tmax - T | BE31070 | DS (LP Service material) | stuk | KIT AuxV T2 3pcs x KIT FC Cu | KIT AuxV T2 3pcs x KIT FC Cu | KIT AuxV T2 3pcs x KIT FC Cu | KIT AuxV T2 3pcs x KIT FC Cu
1SDA051501R1 | KIT AuxV T2 4pcs x KIT FC Cu | Active | 8015644519216 | 24.97 | 1 | 1 | stuk | Tmax - T | BE31070 | DS (LP Service material) | stuk | KIT AuxV T2 4pcs x KIT FC Cu | KIT AuxV T2 4pcs x KIT FC Cu | KIT AuxV T2 4pcs x KIT FC Cu | KIT AuxV T2 4pcs x KIT FC Cu
1SDA051502R1 | KIT AuxV T3 3pcs x KIT FC Cu | Active | 8015644519223 | 18.77 | 1 | 1 | stuk | Tmax - T | BE31070 | DS (LP Service material) | stuk | KIT AuxV T3 3pcs x KIT FC Cu | KIT AuxV T3 3pcs x KIT FC Cu | KIT AuxV T3 3pcs x KIT FC Cu | KIT AuxV T3 3pcs x KIT FC Cu
1SDA051503R1 | KIT AuxV T3 4pcs x KIT FC Cu | Active | 8015644519230 | 24.97 | 1 | 1 | stuk | Tmax - T | BE31070 | DS (LP Service material) | stuk | KIT AuxV T3 4pcs x KIT FC Cu | KIT AuxV T3 4pcs x KIT FC Cu | KIT AuxV T3 4pcs x KIT FC Cu | KIT AuxV T3 4pcs x KIT FC Cu
1SDA051937R1 | KIT DIN50022 PLATE DIN RC,.T1-T2 III-IV | Active | 8015644524166 | 47.82 | 1 | 1 | stuk | Tmax - T | BE31070 | DS (LP Service material) | stuk | KIT DIN50022 PLATE DIN RC,.T1-T2 III-IV | KIT DIN50022 PLATE DIN RC,.T1-T2 III-IV | KIT DIN50022 PLATE DIN RC,.T1-T2 III-IV | KIT DIN50022 PLATE DIN RC,.T1-T2 III-IV
1SDA051938R1 | KIT DIN50022 PLATE DIN RC,.T3 III-IV | Active | 8015644524159 | 64.54 | 1 | 1 | stuk | Tmax - T | BE31070 | DS (LP Service material) | stuk | KIT DIN50022 PLATE DIN RC,.T3 III-IV | KIT DIN50022 PLATE DIN RC,.T3 III-IV | KIT DIN50022 PLATE DIN RC,.T3 III-IV | KIT DIN50022 PLATE DIN RC,.T3 III-IV
1SDA051939R1 | KIT DIN50022 PLATE FOR MOS A,MOUT. T1-2 | Active | 8015644524142 | 51.73 | 1 | 1 | stuk | Tmax - T | BE31070 | DS (LP Service material) | stuk | KIT DIN50022 PLATE FOR MOS A,MOUT. T1-2 | KIT DIN50022 PLATE FOR MOS A,MOUT. T1-2 | KIT DIN50022 PLATE FOR MOS A,MOUT. T1-2 | KIT DIN50022 PLATE FOR MOS A,MOUT. T1-2
1SDA051940R1 | KIT FC CuAl 150...240mm2 T3 3pcs | Active | 8015644524135 | 87.71 | 1 | 1 | stuk | Tmax - T | BE31070 | DS (LP Service material) | stuk | KIT FC CuAl 150...240mm2 T3 3pcs | KIT FC CuAl 150...240mm2 T3 3pcs | KIT FC CuAl 150...240mm2 T3 3pcs | KIT FC CuAl 150...240mm2 T3 3pcs
1SDA051941R1 | KIT FC CuAl 150...240mm2 T3 4pcs | Active | 8015644524128 | 124.33 | 1 | 1 | stuk | Tmax - T | BE31070 | DS (LP Service material) | stuk | KIT FC CuAl 150...240mm2 T3 4pcs | KIT FC CuAl 150...240mm2 T3 4pcs | KIT FC CuAl 150...240mm2 T3 4pcs | KIT FC CuAl 150...240mm2 T3 4pcs
1SDA052015R1 | KLC T2 KEY LOCK RONIS WIT,OP/CL X C.BREA | Active | 8015644525309 | 78.11 | 1 | 1 | stuk | Tmax - T | BE31070 | DS (LP Service material) | stuk | KLC T2 KEY LOCK RONIS WIT,OP/CL X C.BREA | KLC T2 KEY LOCK RONIS WIT,OP/CL X C.BREA | KLC T2 KEY LOCK RONIS WIT,OP/CL X C.BREA | KLC T2 KEY LOCK RONIS WIT,OP/CL X C.BREA
1SDA052016R1 | KLC T3 KEY LOCK RONIS WIT,OP/CL X C.BREA | Active | 8015644525316 | 78.11 | 1 | 1 | stuk | Tmax - T | BE31070 | DS (LP Service material) | stuk | KLC T3 KEY LOCK RONIS WIT,OP/CL X C.BREA | KLC T3 KEY LOCK RONIS WIT,OP/CL X C.BREA | KLC T3 KEY LOCK RONIS WIT,OP/CL X C.BREA | KLC T3 KEY LOCK RONIS WIT,OP/CL X C.BREA
1SDA052021R1 | RHL T1-2-3 KEY LOCK SEV. ROT.HANDLE1 | Active | 8015644525507 | 62.53 | 1 | 1 | stuk | Tmax - T | BE31070 | DS (LP Service material) | stuk | RHL T1-2-3 KEY LOCK SEV. ROT.HANDLE1 | RHL T1-2-3 KEY LOCK SEV. ROT.HANDLE1 | RHL T1-2-3 KEY LOCK SEV. ROT.HANDLE1 | RHL T1-2-3 KEY LOCK SEV. ROT.HANDLE1
1SDA052165R1 | MIF T1-T2-T3 MECH, LOCK 3 C.BREAKER | Active | 8015644527600 | 376.23 | 1 | 1 | stuk | Tmax - T | BE31070 | DS (LP Service material) | stuk | MIF T1-T2-T3 MECH, LOCK 3 C.BREAKER | MIF T1-T2-T3 MECH, LOCK 3 C.BREAKER | MIF T1-T2-T3 MECH, LOCK 3 C.BREAKER | MIF T1-T2-T3 MECH, LOCK 3 C.BREAKER
1SDA053529R1 | KLC T2 KEY LOCK RONIS OP, X C.BREAK. | Active | 8015644544775 | 80.35 | 1 | 1 | stuk | Tmax - T | BE31070 | DS (LP Service material) | stuk | KLC T2 KEY LOCK RONIS OP, X C.BREAK. | KLC T2 KEY LOCK RONIS OP, X C.BREAK. | KLC T2 KEY LOCK RONIS OP, X C.BREAK. | KLC T2 KEY LOCK RONIS OP, X C.BREAK.
1SDA053530R1 | KLC T3 KEY LOCK RONIS OP, X C.BREAK. | Active | 8015644544782 | 80.35 | 1 | 1 | stuk | Tmax - T | BE31070 | DS (LP Service material) | stuk | KLC T3 KEY LOCK RONIS OP, X C.BREAK. | KLC T3 KEY LOCK RONIS OP, X C.BREAK. | KLC T3 KEY LOCK RONIS OP, X C.BREAK. | KLC T3 KEY LOCK RONIS OP, X C.BREAK.
1SDA053679R1 | SOR-C T1...T3 UL/CSA 24...30Va.c./d.c. | Active | 8015644546908 | 110.32 | 1 | 1 | stuk | Tmax - T | BE31070 | DS (LP Service material) | stuk | SOR-C T1...T3 UL/CSA 24...30Va.c./d.c. | SOR-C T1...T3 UL/CSA 24...30Va.c./d.c. | SOR-C T1...T3 UL/CSA 24...30Va.c./d.c. | SOR-C T1...T3 UL/CSA 24...30Va.c./d.c.
1SDA053682R1 | SOR-C T1..3UL/CSA220..240Vac-220..250Vdc | Active | 8015644546939 | 105.17 | 1 | 1 | stuk | Tmax - T | BE31070 | DS (LP Service material) | stuk | SOR-C T1..3UL/CSA220..240Vac-220..250Vdc | SOR-C T1..3UL/CSA220..240Vac-220..250Vdc | SOR-C T1..3UL/CSA220..240Vac-220..250Vdc | SOR-C T1..3UL/CSA220..240Vac-220..250Vdc
1SDA053685R1 | UVR-C T1...T3 UL/CSA 24...30Va.c./d.c. | Active | 8015644546960 | 150.26 | 1 | 1 | stuk | Tmax - T | BE31070 | DS (LP Service material) | stuk | UVR-C T1...T3 UL/CSA 24...30Va.c./d.c. | UVR-C T1...T3 UL/CSA 24...30Va.c./d.c. | UVR-C T1...T3 UL/CSA 24...30Va.c./d.c. | UVR-C T1...T3 UL/CSA 24...30Va.c./d.c.
1SDA053704R1 | AUX-C T2 1Q 1SY 1S51 - PR221 | Active | 8015644547110 | 116.04 | 1 | 1 | stuk | Tmax - T | BE31070 | DS (LP Service material) | stuk | AUX-C T2 1Q 1SY 1S51 - PR221 | AUX-C T2 1Q 1SY 1S51 - PR221 | AUX-C T2 1Q 1SY 1S51 - PR221 | AUX-C T2 1Q 1SY 1S51 - PR221
1SDA053997R1 | T4N 250 PR221DS-LS/I In=100 3p F F | Active | 8015644550639 | 669.02 | 1 | 1 | stuk | Tmax - T | BE31070 | DS (LP Service material) | stuk | T4N 250 PR221DS-LS/I In=100 3p F F | T4N 250 PR221DS-LS/I In=100 3p F F | T4N 250 PR221DS-LS/I In=100 3p F F | T4N 250 PR221DS-LS/I In=100 3p F F
1SDA053998R1 | T4N 250 PR221DS-LS/I In=160 3p F F | Active | 8015644550646 | 796.75 | 1 | 1 | stuk | Tmax - T | BE31070 | DS (LP Service material) | stuk | T4N 250 PR221DS-LS/I In=160 3p F F | T4N 250 PR221DS-LS/I In=160 3p F F | T4N 250 PR221DS-LS/I In=160 3p F F | T4N 250 PR221DS-LS/I In=160 3p F F
1SDA053999R1 | T4N 250 PR221DS-LS/I In=250 3p F F | Active | 8015644550653 | 1141.3 | 1 | 1 | stuk | Tmax - T | BE31070 | DS (LP Service material) | stuk | T4N 250 PR221DS-LS/I In=250 3p F F | T4N 250 PR221DS-LS/I In=250 3p F F | T4N 250 PR221DS-LS/I In=250 3p F F | T4N 250 PR221DS-LS/I In=250 3p F F
1SDA054000R1 | T4N 250 PR221DS-I In=100 3p F F | Active | 8015644550660 | 669.02 | 1 | 1 | stuk | Tmax - T | BE31070 | DS (LP Service material) | stuk | T4N 250 PR221DS-I In=100 3p F F | T4N 250 PR221DS-I In=100 3p F F | T4N 250 PR221DS-I In=100 3p F F | T4N 250 PR221DS-I In=100 3p F F
1SDA054001R1 | T4N 250 PR221DS-I In=160 3p F F | Active | 8015644550677 | 796.75 | 1 | 1 | stuk | Tmax - T | BE31070 | DS (LP Service material) | stuk | T4N 250 PR221DS-I In=160 3p F F | T4N 250 PR221DS-I In=160 3p F F | T4N 250 PR221DS-I In=160 3p F F | T4N 250 PR221DS-I In=160 3p F F
1SDA054002R1 | T4N 250 PR221DS-I In=250 3p F F | Active | 8015644550684 | 1141.3 | 1 | 1 | stuk | Tmax - T | BE31070 | DS (LP Service material) | stuk | T4N 250 PR221DS-I In=250 3p F F | T4N 250 PR221DS-I In=250 3p F F | T4N 250 PR221DS-I In=250 3p F F | T4N 250 PR221DS-I In=250 3p F F
1SDA054003R1 | T4N 250 PR222DS/P-LSI In=100 3p F F | Active | 8015644550691 | 921.98 | 1 | 1 | stuk | Tmax - T | BE31070 | DS (LP Service material) | stuk | T4N 250 PR222DS/P-LSI In=100 3p F F | T4N 250 PR222DS/P-LSI In=100 3p F F | T4N 250 PR222DS/P-LSI In=100 3p F F | T4N 250 PR222DS/P-LSI In=100 3p F F
1SDA054004R1 | T4N 250 PR222DS/P-LSI In=160 3p F F | Active | 8015644550905 | 1049.6 | 1 | 1 | stuk | Tmax - T | BE31070 | DS (LP Service material) | stuk | T4N 250 PR222DS/P-LSI In=160 3p F F | T4N 250 PR222DS/P-LSI In=160 3p F F | T4N 250 PR222DS/P-LSI In=160 3p F F | T4N 250 PR222DS/P-LSI In=160 3p F F
1SDA054005R1 | T4N 250 PR222DS/P-LSI In=250 3p F F | Active | 8015644550912 | 1394.1 | 1 | 1 | stuk | Tmax - T | BE31070 | DS (LP Service material) | stuk | T4N 250 PR222DS/P-LSI In=250 3p F F | T4N 250 PR222DS/P-LSI In=250 3p F F | T4N 250 PR222DS/P-LSI In=250 3p F F | T4N 250 PR222DS/P-LSI In=250 3p F F
1SDA054006R1 | T4N 250 PR222DS/P-LSIG In=100 3p F F | Active | 8015644550929 | 1138.5 | 1 | 1 | stuk | Tmax - T | BE31070 | DS (LP Service material) | stuk | T4N 250 PR222DS/P-LSIG In=100 3p F F | T4N 250 PR222DS/P-LSIG In=100 3p F F | T4N 250 PR222DS/P-LSIG In=100 3p F F | T4N 250 PR222DS/P-LSIG In=100 3p F F
1SDA054007R1 | T4N 250 PR222DS/P-LSIG In=160 3p F F | Active | 8015644550936 | 1266.21 | 1 | 1 | stuk | Tmax - T | BE31070 | DS (LP Service material) | stuk | T4N 250 PR222DS/P-LSIG In=160 3p F F | T4N 250 PR222DS/P-LSIG In=160 3p F F | T4N 250 PR222DS/P-LSIG In=160 3p F F | T4N 250 PR222DS/P-LSIG In=160 3p F F
1SDA054008R1 | T4N 250 PR222DS/P-LSIG In=250 3p F F | Active | 8015644550943 | 1610.81 | 1 | 1 | stuk | Tmax - T | BE31070 | DS (LP Service material) | stuk | T4N 250 PR222DS/P-LSIG In=250 3p F F | T4N 250 PR222DS/P-LSIG In=250 3p F F | T4N 250 PR222DS/P-LSIG In=250 3p F F | T4N 250 PR222DS/P-LSIG In=250 3p F F
1SDA054009R1 | T4N 250 PR221DS-LS/I In=100 4p F F | Active | 8015644550950 | 932.43 | 1 | 1 | stuk | Tmax - T | BE31070 | DS (LP Service material) | stuk | T4N 250 PR221DS-LS/I In=100 4p F F | T4N 250 PR221DS-LS/I In=100 4p F F | T4N 250 PR221DS-LS/I In=100 4p F F | T4N 250 PR221DS-LS/I In=100 4p F F
1SDA054010R1 | T4N 250 PR221DS-LS/I In=160 4p F F | Active | 8015644550967 | 984.67 | 1 | 1 | stuk | Tmax - T | BE31070 | DS (LP Service material) | stuk | T4N 250 PR221DS-LS/I In=160 4p F F | T4N 250 PR221DS-LS/I In=160 4p F F | T4N 250 PR221DS-LS/I In=160 4p F F | T4N 250 PR221DS-LS/I In=160 4p F F
1SDA054011R1 | T4N 250 PR221DS-LS/I In=250 4p F F | Active | 8015644550974 | 1472.45 | 1 | 1 | stuk | Tmax - T | BE31070 | DS (LP Service material) | stuk | T4N 250 PR221DS-LS/I In=250 4p F F | T4N 250 PR221DS-LS/I In=250 4p F F | T4N 250 PR221DS-LS/I In=250 4p F F | T4N 250 PR221DS-LS/I In=250 4p F F
1SDA054012R1 | T4N 250 PR221DS-I In=100 4p F F | Active | 8015644550981 | 932.43 | 1 | 1 | stuk | Tmax - T | BE31070 | DS (LP Service material) | stuk | T4N 250 PR221DS-I In=100 4p F F | T4N 250 PR221DS-I In=100 4p F F | T4N 250 PR221DS-I In=100 4p F F | T4N 250 PR221DS-I In=100 4p F F
1SDA054013R1 | T4N 250 PR221DS-I In=160 4p F F | Active | 8015644550998 | 984.67 | 1 | 1 | stuk | Tmax - T | BE31070 | DS (LP Service material) | stuk | T4N 250 PR221DS-I In=160 4p F F | T4N 250 PR221DS-I In=160 4p F F | T4N 250 PR221DS-I In=160 4p F F | T4N 250 PR221DS-I In=160 4p F F
1SDA054014R1 | T4N 250 PR221DS-I In=250 4p F F | Active | 8015644551001 | 1472.45 | 1 | 1 | stuk | Tmax - T | BE31070 | DS (LP Service material) | stuk | T4N 250 PR221DS-I In=250 4p F F | T4N 250 PR221DS-I In=250 4p F F | T4N 250 PR221DS-I In=250 4p F F | T4N 250 PR221DS-I In=250 4p F F
1SDA054015R1 | T4N 250 PR222DS/P-LSI In=100 4p F F | Active | 8015644551018 | 1185.27 | 1 | 1 | stuk | Tmax - T | BE31070 | DS (LP Service material) | stuk | T4N 250 PR222DS/P-LSI In=100 4p F F | T4N 250 PR222DS/P-LSI In=100 4p F F | T4N 250 PR222DS/P-LSI In=100 4p F F | T4N 250 PR222DS/P-LSI In=100 4p F F
1SDA054016R1 | T4N 250 PR222DS/P-LSI In=160 4p F F | Active | 8015644551025 | 1237.63 | 1 | 1 | stuk | Tmax - T | BE31070 | DS (LP Service material) | stuk | T4N 250 PR222DS/P-LSI In=160 4p F F | T4N 250 PR222DS/P-LSI In=160 4p F F | T4N 250 PR222DS/P-LSI In=160 4p F F | T4N 250 PR222DS/P-LSI In=160 4p F F
1SDA054017R1 | T4N 250 PR222DS/P-LSI In=250 4p F F | Active | 8015644551032 | 1725.3 | 1 | 1 | stuk | Tmax - T | BE31070 | DS (LP Service material) | stuk | T4N 250 PR222DS/P-LSI In=250 4p F F | T4N 250 PR222DS/P-LSI In=250 4p F F | T4N 250 PR222DS/P-LSI In=250 4p F F | T4N 250 PR222DS/P-LSI In=250 4p F F
1SDA054018R1 | T4N 250 PR222DS/P-LSIG In=100 4p F F | Active | 8015644551049 | 1402.12 | 1 | 1 | stuk | Tmax - T | BE31070 | DS (LP Service material) | stuk | T4N 250 PR222DS/P-LSIG In=100 4p F F | T4N 250 PR222DS/P-LSIG In=100 4p F F | T4N 250 PR222DS/P-LSIG In=100 4p F F | T4N 250 PR222DS/P-LSIG In=100 4p F F
1SDA054019R1 | T4N 250 PR222DS/P-LSIG In=160 4p F F | Active | 8015644551056 | 1454.42 | 1 | 1 | stuk | Tmax - T | BE31070 | DS (LP Service material) | stuk | T4N 250 PR222DS/P-LSIG In=160 4p F F | T4N 250 PR222DS/P-LSIG In=160 4p F F | T4N 250 PR222DS/P-LSIG In=160 4p F F | T4N 250 PR222DS/P-LSIG In=160 4p F F
1SDA054020R1 | T4N 250 PR222DS/P-LSIG In=250 4p F F | Active | 8015644551063 | 1941.88 | 1 | 1 | stuk | Tmax - T | BE31070 | DS (LP Service material) | stuk | T4N 250 PR222DS/P-LSIG In=250 4p F F | T4N 250 PR222DS/P-LSIG In=250 4p F F | T4N 250 PR222DS/P-LSIG In=250 4p F F | T4N 250 PR222DS/P-LSIG In=250 4p F F
1SDA054171R1 | T4N 250 TMD 20-320 3p F F | Active | 8015644552718 | 546.84 | 1 | 1 | stuk | Tmax - T | BE31070 | DS (LP Service material) | stuk | T4N 250 TMD 20-320 3p F F | T4N 250 TMD 20-320 3p F F | T4N 250 TMD 20-320 3p F F | T4N 250 TMD 20-320 3p F F
1SDA054172R1 | T4N 250 TMD 32-320 3p F F | Active | 8015644552725 | 551.23 | 1 | 1 | stuk | Tmax - T | BE31070 | DS (LP Service material) | stuk | T4N 250 TMD 32-320 3p F F | T4N 250 TMD 32-320 3p F F | T4N 250 TMD 32-320 3p F F | T4N 250 TMD 32-320 3p F F
1SDA054173R1 | T4N 250 TMD 50-500 3p F F | Active | 8015644552732 | 561.7 | 1 | 1 | stuk | Tmax - T | BE31070 | DS (LP Service material) | stuk | T4N 250 TMD 50-500 3p F F | T4N 250 TMD 50-500 3p F F | T4N 250 TMD 50-500 3p F F | T4N 250 TMD 50-500 3p F F
1SDA054174R1 | T4N 250 TMA 80-800 3p F F | Active | 8015644552749 | 574.11 | 1 | 1 | stuk | Tmax - T | BE31070 | DS (LP Service material) | stuk | T4N 250 TMA 80-800 3p F F | T4N 250 TMA 80-800 3p F F | T4N 250 TMA 80-800 3p F F | T4N 250 TMA 80-800 3p F F
1SDA054175R1 | T4N 250 TMA 100-1000 3p F F | Active | 8015644552756 | 589.1 | 1 | 1 | stuk | Tmax - T | BE31070 | DS (LP Service material) | stuk | T4N 250 TMA 100-1000 3p F F | T4N 250 TMA 100-1000 3p F F | T4N 250 TMA 100-1000 3p F F | T4N 250 TMA 100-1000 3p F F
1SDA054176R1 | T4N 250 TMA 125-1250 3p F F | Active | 8015644552763 | 756.99 | 1 | 1 | stuk | Tmax - T | BE31070 | DS (LP Service material) | stuk | T4N 250 TMA 125-1250 3p F F | T4N 250 TMA 125-1250 3p F F | T4N 250 TMA 125-1250 3p F F | T4N 250 TMA 125-1250 3p F F
1SDA054177R1 | T4N 250 TMA 160-1600 3p F F | Active | 8015644552770 | 785.2 | 1 | 1 | stuk | Tmax - T | BE31070 | DS (LP Service material) | stuk | T4N 250 TMA 160-1600 3p F F | T4N 250 TMA 160-1600 3p F F | T4N 250 TMA 160-1600 3p F F | T4N 250 TMA 160-1600 3p F F
1SDA054178R1 | T4N 250 TMA 200-2000 3p F F | Active | 8015644552787 | 949.56 | 1 | 1 | stuk | Tmax - T | BE31070 | DS (LP Service material) | stuk | T4N 250 TMA 200-2000 3p F F | T4N 250 TMA 200-2000 3p F F | T4N 250 TMA 200-2000 3p F F | T4N 250 TMA 200-2000 3p F F
1SDA054179R1 | T4N 250 TMA 250-2500 3p F F | Active | 8015644552794 | 1022.19 | 1 | 1 | stuk | Tmax - T | BE31070 | DS (LP Service material) | stuk | T4N 250 TMA 250-2500 3p F F | T4N 250 TMA 250-2500 3p F F | T4N 250 TMA 250-2500 3p F F | T4N 250 TMA 250-2500 3p F F
1SDA054180R1 | T4N 250 TMD 20-320 4p F F | Active | 8015644552800 | 751.85 | 1 | 1 | stuk | Tmax - T | BE31070 | DS (LP Service material) | stuk | T4N 250 TMD 20-320 4p F F | T4N 250 TMD 20-320 4p F F | T4N 250 TMD 20-320 4p F F | T4N 250 TMD 20-320 4p F F
1SDA054181R1 | T4N 250 TMD 32-320 4p F F | Active | 8015644552817 | 770.52 | 1 | 1 | stuk | Tmax - T | BE31070 | DS (LP Service material) | stuk | T4N 250 TMD 32-320 4p F F | T4N 250 TMD 32-320 4p F F | T4N 250 TMD 32-320 4p F F | T4N 250 TMD 32-320 4p F F
1SDA054182R1 | T4N 250 TMD 50-500 4p F F | Active | 8015644552824 | 770.52 | 1 | 1 | stuk | Tmax - T | BE31070 | DS (LP Service material) | stuk | T4N 250 TMD 50-500 4p F F | T4N 250 TMD 50-500 4p F F | T4N 250 TMD 50-500 4p F F | T4N 250 TMD 50-500 4p F F
1SDA054183R1 | T4N 250 TMA 80-800 4p F F | Active | 8015644552831 | 783.87 | 1 | 1 | stuk | Tmax - T | BE31070 | DS (LP Service material) | stuk | T4N 250 TMA 80-800 4p F F | T4N 250 TMA 80-800 4p F F | T4N 250 TMA 80-800 4p F F | T4N 250 TMA 80-800 4p F F
1SDA054184R1 | T4N 250 TMA 100-1000 4p F F | Active | 8015644552848 | 841.12 | 1 | 1 | stuk | Tmax - T | BE31070 | DS (LP Service material) | stuk | T4N 250 TMA 100-1000 4p F F | T4N 250 TMA 100-1000 4p F F | T4N 250 TMA 100-1000 4p F F | T4N 250 TMA 100-1000 4p F F
1SDA054185R1 | T4N 250 TMA 125-1250 4p F F | Active | 8015644552855 | 916.56 | 1 | 1 | stuk | Tmax - T | BE31070 | DS (LP Service material) | stuk | T4N 250 TMA 125-1250 4p F F | T4N 250 TMA 125-1250 4p F F | T4N 250 TMA 125-1250 4p F F | T4N 250 TMA 125-1250 4p F F
1SDA054186R1 | T4N 250 TMA 160-1600 4p F F | Active | 8015644552862 | 944.57 | 1 | 1 | stuk | Tmax - T | BE31070 | DS (LP Service material) | stuk | T4N 250 TMA 160-1600 4p F F | T4N 250 TMA 160-1600 4p F F | T4N 250 TMA 160-1600 4p F F | T4N 250 TMA 160-1600 4p F F
1SDA054187R1 | T4N 250 TMA 200-2000 4p F F | Active | 8015644552879 | 1296.62 | 1 | 1 | stuk | Tmax - T | BE31070 | DS (LP Service material) | stuk | T4N 250 TMA 200-2000 4p F F | T4N 250 TMA 200-2000 4p F F | T4N 250 TMA 200-2000 4p F F | T4N 250 TMA 200-2000 4p F F
1SDA054188R1 | T4N 250 TMA 250-2500 4p F F | Active | 8015644552886 | 1335.96 | 1 | 1 | stuk | Tmax - T | BE31070 | DS (LP Service material) | stuk | T4N 250 TMA 250-2500 4p F F | T4N 250 TMA 250-2500 4p F F | T4N 250 TMA 250-2500 4p F F | T4N 250 TMA 250-2500 4p F F
1SDA054271R1 | T4N 250 TMA 125-1250 4p F F InN=100%In | Active | 8015644553685 | 916.56 | 1 | 1 | stuk | Tmax - T | BE31070 | DS (LP Service material) | stuk | T4N 250 TMA 125-1250 4p F F InN=100%In | T4N 250 TMA 125-1250 4p F F InN=100%In | T4N 250 TMA 125-1250 4p F F InN=100%In | T4N 250 TMA 125-1250 4p F F InN=100%In
1SDA054272R1 | T4N 250 TMA 160-1600 4p F F InN=100%In | Active | 8015644553692 | 944.57 | 1 | 1 | stuk | Tmax - T | BE31070 | DS (LP Service material) | stuk | T4N 250 TMA 160-1600 4p F F InN=100%In | T4N 250 TMA 160-1600 4p F F InN=100%In | T4N 250 TMA 160-1600 4p F F InN=100%In | T4N 250 TMA 160-1600 4p F F InN=100%In
1SDA054273R1 | T4N 250 TMA 200-2000 4p F F InN=100%In | Active | 8015644553708 | 1296.62 | 1 | 1 | stuk | Tmax - T | BE31070 | DS (LP Service material) | stuk | T4N 250 TMA 200-2000 4p F F InN=100%In | T4N 250 TMA 200-2000 4p F F InN=100%In | T4N 250 TMA 200-2000 4p F F InN=100%In | T4N 250 TMA 200-2000 4p F F InN=100%In
1SDA054274R1 | T4N 250 TMA 250-2500 4p F F InN=100%In | Active | 8015644553715 | 1335.96 | 1 | 1 | stuk | Tmax - T | BE31070 | DS (LP Service material) | stuk | T4N 250 TMA 250-2500 4p F F InN=100%In | T4N 250 TMA 250-2500 4p F F InN=100%In | T4N 250 TMA 250-2500 4p F F InN=100%In | T4N 250 TMA 250-2500 4p F F InN=100%In
1SDA054296R1 | T4N 250 MA 80-1120 3p F F | Active | 8015644553937 | 547.67 | 1 | 1 | stuk | Tmax - T | BE31070 | DS (LP Service material) | stuk | T4N 250 MA 80-1120 3p F F | T4N 250 MA 80-1120 3p F F | T4N 250 MA 80-1120 3p F F | T4N 250 MA 80-1120 3p F F
1SDA054297R1 | T4N 250 MA 100-1400 3p F F | Active | 8015644553944 | 560.39 | 1 | 1 | stuk | Tmax - T | BE31070 | DS (LP Service material) | stuk | T4N 250 MA 100-1400 3p F F | T4N 250 MA 100-1400 3p F F | T4N 250 MA 100-1400 3p F F | T4N 250 MA 100-1400 3p F F
1SDA054298R1 | T4N 250 MA 125-1750 3p F F | Active | 8015644553951 | 703.11 | 1 | 1 | stuk | Tmax - T | BE31070 | DS (LP Service material) | stuk | T4N 250 MA 125-1750 3p F F | T4N 250 MA 125-1750 3p F F | T4N 250 MA 125-1750 3p F F | T4N 250 MA 125-1750 3p F F
1SDA054299R1 | T4N 250 MA 160-2240 3p F F | Active | 8015644553968 | 726.93 | 1 | 1 | stuk | Tmax - T | BE31070 | DS (LP Service material) | stuk | T4N 250 MA 160-2240 3p F F | T4N 250 MA 160-2240 3p F F | T4N 250 MA 160-2240 3p F F | T4N 250 MA 160-2240 3p F F
1SDA054300R1 | T4N 250 MA 200-2800 3p F F | Active | 8015644553975 | 866.96 | 1 | 1 | stuk | Tmax - T | BE31070 | DS (LP Service material) | stuk | T4N 250 MA 200-2800 3p F F | T4N 250 MA 200-2800 3p F F | T4N 250 MA 200-2800 3p F F | T4N 250 MA 200-2800 3p F F
1SDA054522R1 | T4N 250 PR222MP In=100 3p F F | Active | 8015644556235 | 1018.27 | 1 | 1 | stuk | Tmax - T | BE31070 | DS (LP Service material) | stuk | T4N 250 Ekip M-LRIU In=100 3p F F | T4N 250 Ekip M-LRIU In=100 3p F F | T4N 250 Ekip M-LRIU In=100 3p F F | T4N 250 Ekip M-LRIU In=100 3p F F
1SDA054523R1 | T4N 250 PR222MP In=160 3p F F | Active | 8015644556242 | 1145.9 | 1 | 1 | stuk | Tmax - T | BE31070 | DS (LP Service material) | stuk | T4N 250 Ekip M-LRIU In=160 3p F F | T4N 250 Ekip M-LRIU In=160 3p F F | T4N 250 Ekip M-LRIU In=160 3p F F | T4N 250 Ekip M-LRIU In=160 3p F F
1SDA054524R1 | T4N 250 PR222MP In=200 3p F F | Active | 8015644556259 | 1490.46 | 1 | 1 | stuk | Tmax - T | BE31070 | DS (LP Service material) | stuk | T4N 250 Ekip M-LRIU In=200 3p F F | T4N 250 Ekip M-LRIU In=200 3p F F | T4N 250 Ekip M-LRIU In=200 3p F F | T4N 250 Ekip M-LRIU In=200 3p F F
1SDA054557R1 | T4N 250 BREAKING PART 3p F F | Active | 8015644555955 | 397.58 | 1 | 1 | stuk | Tmax - T | BE31070 | DS (LP Service material) | stuk | T4N 250 BREAKING PART 3p F F | T4N 250 BREAKING PART 3p F F | T4N 250 BREAKING PART 3p F F | T4N 250 BREAKING PART 3p F F
1SDA054562R1 | T4N 250 BREAKING PART 4p F F | Active | 8015644556600 | 557.65 | 1 | 1 | stuk | Tmax - T | BE31070 | DS (LP Service material) | stuk | T4N 250 BREAKING PART 4p F F | T4N 250 BREAKING PART 4p F F | T4N 250 BREAKING PART 4p F F | T4N 250 BREAKING PART 4p F F
1SDA055068R1 | T4N 250 MA 10-140 3p F F | Active | 8015644561567 | 524.49 | 1 | 1 | stuk | Tmax - T | BE31070 | DS (LP Service material) | stuk | T4N 250 MA 10-140 3p F F | T4N 250 MA 10-140 3p F F | T4N 250 MA 10-140 3p F F | T4N 250 MA 10-140 3p F F
1SDA055069R1 | T4N 250 MA 25-350 3p F F | Active | 8015644561574 | 528.14 | 1 | 1 | stuk | Tmax - T | BE31070 | DS (LP Service material) | stuk | T4N 250 MA 25-350 3p F F | T4N 250 MA 25-350 3p F F | T4N 250 MA 25-350 3p F F | T4N 250 MA 25-350 3p F F
1SDA055070R1 | T4N 250 MA 52-728 3p F F | Active | 8015644561581 | 537.18 | 1 | 1 | stuk | Tmax - T | BE31070 | DS (LP Service material) | stuk | T4N 250 MA 52-728 3p F F | T4N 250 MA 52-728 3p F F | T4N 250 MA 52-728 3p F F | T4N 250 MA 52-728 3p F F
1SDA055361R1 | AUX-C T1-T2-T3 3Q 1SY 24 Vdc | Active | 8015644566005 | 267.86 | 1 | 1 | stuk | Tmax - T | BE31070 | DS (LP Service material) | stuk | AUX-C T1-T2-T3 3Q 1SY 24 Vdc | AUX-C T1-T2-T3 3Q 1SY 24 Vdc | AUX-C T1-T2-T3 3Q 1SY 24 Vdc | AUX-C T1-T2-T3 3Q 1SY 24 Vdc
1SDA055481R1 | KIT W FP 3p HR 3pcs E1 >FP VR | Active | 8015644567958 | 454.29 | 1 | 1 | stuk | Emax | BE31070 | DS (LP Service material) | stuk | KIT W FP 3p HR 3pcs E1 >FP VR | KIT W FP 3p HR 3pcs E1 >FP VR | KIT W FP 3p HR 3pcs E1 >FP VR | KIT W FP 3p HR 3pcs E1 >FP VR
1SDA055482R1 | KIT W FP 3p HR 3pcs E2 >FP VR | Active | 8015644567965 | 782.58 | 1 | 1 | stuk | Emax | BE31070 | DS (LP Service material) | stuk | KIT W FP 3p HR 3pcs E2 >FP VR | KIT W FP 3p HR 3pcs E2 >FP VR | KIT W FP 3p HR 3pcs E2 >FP VR | KIT W FP 3p HR 3pcs E2 >FP VR
1SDA055483R1 | KIT W FP 3p HR 3pcs E3 >FP VR | Active | 8015644567972 | 1113.95 | 1 | 1 | stuk | Emax | BE31070 | DS (LP Service material) | stuk | KIT W FP 3p HR 3pcs E3 >FP VR | KIT W FP 3p HR 3pcs E3 >FP VR | KIT W FP 3p HR 3pcs E3 >FP VR | KIT W FP 3p HR 3pcs E3 >FP VR
1SDA055484R1 | KIT W FP 3p HR 3pcs E4 >FP VR | Active | 8015644567989 | 1734.72 | 1 | 1 | stuk | Emax | BE31070 | DS (LP Service material) | stuk | KIT W FP 3p HR 3pcs E4 >FP VR | KIT W FP 3p HR 3pcs E4 >FP VR | KIT W FP 3p HR 3pcs E4 >FP VR | KIT W FP 3p HR 3pcs E4 >FP VR
1SDA055485R1 | KIT W FP 3p HR 3pcs E6 >FP VR | Active | 8015644567996 | 2789.55 | 1 | 1 | stuk | Emax | BE31070 | DS (LP Service material) | stuk | KIT W FP 3p HR 3pcs E6 >FP VR | KIT W FP 3p HR 3pcs E6 >FP VR | KIT W FP 3p HR 3pcs E6 >FP VR | KIT W FP 3p HR 3pcs E6 >FP VR
1SDA055486R1 | KIT W FP 4p HR 4pcs E1 >FP VR | Active | 8015644568009 | 603.66 | 1 | 1 | stuk | Emax | BE31070 | DS (LP Service material) | stuk | KIT W FP 4p HR 4pcs E1 >FP VR | KIT W FP 4p HR 4pcs E1 >FP VR | KIT W FP 4p HR 4pcs E1 >FP VR | KIT W FP 4p HR 4pcs E1 >FP VR
1SDA055487R1 | KIT W FP 4p HR 4pcs E2 >FP VR | Active | 8015644568016 | 1040.82 | 1 | 1 | stuk | Emax | BE31070 | DS (LP Service material) | stuk | KIT W FP 4p HR 4pcs E2 >FP VR | KIT W FP 4p HR 4pcs E2 >FP VR | KIT W FP 4p HR 4pcs E2 >FP VR | KIT W FP 4p HR 4pcs E2 >FP VR
1SDA055488R1 | KIT W FP 4p HR 4pcs E3 >FP VR | Active | 8015644568023 | 1487.33 | 1 | 1 | stuk | Emax | BE31070 | DS (LP Service material) | stuk | KIT W FP 4p HR 4pcs E3 >FP VR | KIT W FP 4p HR 4pcs E3 >FP VR | KIT W FP 4p HR 4pcs E3 >FP VR | KIT W FP 4p HR 4pcs E3 >FP VR
1SDA055489R1 | KIT W FP 4p HR 4pcs E4 >FP VR | Active | 8015644568030 | 2315.03 | 1 | 1 | stuk | Emax | BE31070 | DS (LP Service material) | stuk | KIT W FP 4p HR 4pcs E4 >FP VR | KIT W FP 4p HR 4pcs E4 >FP VR | KIT W FP 4p HR 4pcs E4 >FP VR | KIT W FP 4p HR 4pcs E4 >FP VR
1SDA055490R1 | KIT W FP 4p HR 4pcs E6 >FP VR | Active | 8015644568047 | 3719.89 | 1 | 1 | stuk | Emax | BE31070 | DS (LP Service material) | stuk | KIT W FP 4p HR 4pcs E6 >FP VR | KIT W FP 4p HR 4pcs E6 >FP VR | KIT W FP 4p HR 4pcs E6 >FP VR | KIT W FP 4p HR 4pcs E6 >FP VR
1SDA055491R1 | KIT W FP 3p VR 3pcs E1 >FP HR | Active | 8015644568108 | 409.18 | 1 | 1 | stuk | Emax | BE31070 | DS (LP Service material) | stuk | KIT W FP 3p VR 3pcs E1 >FP HR | KIT W FP 3p VR 3pcs E1 >FP HR | KIT W FP 3p VR 3pcs E1 >FP HR | KIT W FP 3p VR 3pcs E1 >FP HR
1SDA055492R1 | KIT W FP 3p VR 3pcs E2 >FP HR | Active | 8015644568115 | 703.21 | 1 | 1 | stuk | Emax | BE31070 | DS (LP Service material) | stuk | KIT W FP 3p VR 3pcs E2 >FP HR | KIT W FP 3p VR 3pcs E2 >FP HR | KIT W FP 3p VR 3pcs E2 >FP HR | KIT W FP 3p VR 3pcs E2 >FP HR
1SDA055493R1 | KIT W FP 3p VR 3pcs E3 >FP HR | Active | 8015644568122 | 1005.05 | 1 | 1 | stuk | Emax | BE31070 | DS (LP Service material) | stuk | KIT W FP 3p VR 3pcs E3 >FP HR | KIT W FP 3p VR 3pcs E3 >FP HR | KIT W FP 3p VR 3pcs E3 >FP HR | KIT W FP 3p VR 3pcs E3 >FP HR
1SDA055494R1 | KIT W FP 3p VR 3pcs E4 >FP HR | Active | 8015644568139 | 1562.01 | 1 | 1 | stuk | Emax | BE31070 | DS (LP Service material) | stuk | KIT W FP 3p VR 3pcs E4 >FP HR | KIT W FP 3p VR 3pcs E4 >FP HR | KIT W FP 3p VR 3pcs E4 >FP HR | KIT W FP 3p VR 3pcs E4 >FP HR
1SDA055495R1 | KIT W FP 3p VR 3pcs E6 >FP HR | Active | 8015644568146 | 2511.05 | 1 | 1 | stuk | Emax | BE31070 | DS (LP Service material) | stuk | KIT W FP 3p VR 3pcs E6 >FP HR | KIT W FP 3p VR 3pcs E6 >FP HR | KIT W FP 3p VR 3pcs E6 >FP HR | KIT W FP 3p VR 3pcs E6 >FP HR
1SDA055496R1 | KIT W FP 4p VR 4pcs E1 >FP HR | Active | 8015644568153 | 544.52 | 1 | 1 | stuk | Emax | BE31070 | DS (LP Service material) | stuk | KIT W FP 4p VR 4pcs E1 >FP HR | KIT W FP 4p VR 4pcs E1 >FP HR | KIT W FP 4p VR 4pcs E1 >FP HR | KIT W FP 4p VR 4pcs E1 >FP HR
1SDA055497R1 | KIT W FP 4p VR 4pcs E2 >FP HR | Active | 8015644568160 | 936.6 | 1 | 1 | stuk | Emax | BE31070 | DS (LP Service material) | stuk | KIT W FP 4p VR 4pcs E2 >FP HR | KIT W FP 4p VR 4pcs E2 >FP HR | KIT W FP 4p VR 4pcs E2 >FP HR | KIT W FP 4p VR 4pcs E2 >FP HR
1SDA055498R1 | KIT W FP 4p VR 4pcs E3 >FP HR | Active | 8015644568177 | 1339.54 | 1 | 1 | stuk | Emax | BE31070 | DS (LP Service material) | stuk | KIT W FP 4p VR 4pcs E3 >FP HR | KIT W FP 4p VR 4pcs E3 >FP HR | KIT W FP 4p VR 4pcs E3 >FP HR | KIT W FP 4p VR 4pcs E3 >FP HR
1SDA055499R1 | KIT W FP 4p VR 4pcs E4 >FP HR | Active | 8015644568184 | 2083.21 | 1 | 1 | stuk | Emax | BE31070 | DS (LP Service material) | stuk | KIT W FP 4p VR 4pcs E4 >FP HR | KIT W FP 4p VR 4pcs E4 >FP HR | KIT W FP 4p VR 4pcs E4 >FP HR | KIT W FP 4p VR 4pcs E4 >FP HR
1SDA055500R1 | KIT W FP 4p VR 4pcs E6 >FP HR | Active | 8015644568191 | 3348.06 | 1 | 1 | stuk | Emax | BE31070 | DS (LP Service material) | stuk | KIT W FP 4p VR 4pcs E6 >FP HR | KIT W FP 4p VR 4pcs E6 >FP HR | KIT W FP 4p VR 4pcs E6 >FP HR | KIT W FP 4p VR 4pcs E6 >FP HR
1SDA055504R1 | AUX-C T2 2Q 1SY - PR221 | Active | 8015644568306 | 70.62 | 1 | 1 | stuk | Tmax - T | BE31070 | DS (LP Service material) | stuk | AUX-C T2 2Q 1SY - PR221 | AUX-C T2 2Q 1SY - PR221 | AUX-C T2 2Q 1SY - PR221 | AUX-C T2 2Q 1SY - PR221
1SDA058189R1 | PR121/P-LI E1-E6 | Active | 8015644604707 | 1355.09 | 1 | 1 | stuk | Emax | BE31070 | DS (LP Service material) | stuk | PR121/P-LI E1-E6 | PR121/P-LI E1-E6 | PR121/P-LI E1-E6 | PR121/P-LI E1-E6
1SDA058191R1 | CURR.S.EX.NEUTRAL N50-100%E1-2 N50%E4new | Active | 8015644604721 | 907.04 | 1 | 1 | stuk | Emax | BE31070 | DS (LP Service material) | stuk | CURR.S.EX.NEUTRAL N50-100%E1-2 N50%E4new | CURR.S.EX.NEUTRAL N50-100%E1-2 N50%E4new | CURR.S.EX.NEUTRAL N50-100%E1-2 N50%E4new | CURR.S.EX.NEUTRAL N50-100%E1-2 N50%E4new
1SDA058192R1 | 1SDA058192R1 | Active | 8015644604738 | 68.46 | 1 | 1 | stuk | Emax | BE31070 | DS (LP Service material) | stuk | RATING PLUG In=400A E1-E3 | RATING PLUG In=400A E1-E3 | RATING PLUG In=400A E1-E3 | RATING PLUG In=400A E1-E3
1SDA058193R1 | PR121/P-LSI E1-E6 | Limited | 8015644604806 | 1893.4 | 1 | 1 | stuk | Emax | BE31070 | DS (LP Service material) | stuk | PR121/P-LSI E1-E6 | PR121/P-LSI E1-E6 | PR121/P-LSI E1-E6 | PR121/P-LSI E1-E6
1SDA058195R1 | PR121/P-LSIG E1-E6 | Active | 8015644604813 | 3050.89 | 1 | 1 | stuk | Emax | BE31070 | DS (LP Service material) | stuk | PR121/P-LSIG E1-E6 | PR121/P-LSIG E1-E6 | PR121/P-LSIG E1-E6 | PR121/P-LSIG E1-E6
1SDA058196R1 | PR122/P-LI E1-E6 | Active | 8015644604820 | 2627.22 | 1 | 1 | stuk | Emax | BE31070 | DS (LP Service material) | stuk | PR122/P-LI E1-E6 | PR122/P-LI E1-E6 | PR122/P-LI E1-E6 | PR122/P-LI E1-E6
1SDA058197R1 | PR122/P-LSI E1-E6 | Active | 8015644604837 | 3090.86 | 1 | 1 | stuk | Emax | BE31070 | DS (LP Service material) | stuk | PR122/P-LSI E1-E6 | PR122/P-LSI E1-E6 | PR122/P-LSI E1-E6 | PR122/P-LSI E1-E6
1SDA058198R1 | PR122/P-LSIG E1-E6 | Active | 8015644604844 | 3864.59 | 1 | 1 | stuk | Emax | BE31070 | DS (LP Service material) | stuk | PR122/P-LSIG E1-E6 | PR122/P-LSIG E1-E6 | PR122/P-LSIG E1-E6 | PR122/P-LSIG E1-E6
1SDA058199R1 | PR123/P-LSI + PR120/V + CABLES E1-E6 | Active | 8015644604851 | 6792.58 | 1 | 1 | stuk | Emax | BE31070 | DS (LP Service material) | stuk | PR123/P-LSI + PR120/V + CABLES E1-E6 | PR123/P-LSI + PR120/V + CABLES E1-E6 | PR123/P-LSI + PR120/V + CABLES E1-E6 | PR123/P-LSI + PR120/V + CABLES E1-E6
1SDA058200R1 | PR123/P-LSIG + PR120/V + CABLES E1-E6 | Active | 8015644604868 | 7992.09 | 1 | 1 | stuk | Emax | BE31070 | DS (LP Service material) | stuk | PR123/P-LSIG + PR120/V + CABLES E1-E6 | PR123/P-LSIG + PR120/V + CABLES E1-E6 | PR123/P-LSIG + PR120/V + CABLES E1-E6 | PR123/P-LSIG + PR120/V + CABLES E1-E6
1SDA058201R1 | PR122/P-LSIRc E1-E6 | Active | 8015644604875 | 3477.19 | 1 | 1 | stuk | Emax | BE31070 | DS (LP Service material) | stuk | PR122/P-LSIRc E1-E6 | PR122/P-LSIRc E1-E6 | PR122/P-LSIRc E1-E6 | PR122/P-LSIRc E1-E6
1SDA058216R1 | CUR.S.EX.NEUTRAL N100%E4/fs-N200%E1-2new | Active | 8015644604523 | 1814.05 | 1 | 1 | stuk | Emax | BE31070 | DS (LP Service material) | stuk | CUR.S.EX.NEUTRAL N100%E4/fs-N200%E1-2new | CUR.S.EX.NEUTRAL N100%E4/fs-N200%E1-2new | CUR.S.EX.NEUTRAL N100%E4/fs-N200%E1-2new | CUR.S.EX.NEUTRAL N100%E4/fs-N200%E1-2new
1SDA058218R1 | CURR.S.EXT.NEUTRAL N50-100%E3 N50%E6 new | Active | 8015644604547 | 1193.89 | 1 | 1 | stuk | Emax | BE31070 | DS (LP Service material) | stuk | CURR.S.EXT.NEUTRAL N50-100%E3 N50%E6 new | CURR.S.EXT.NEUTRAL N50-100%E3 N50%E6 new | CURR.S.EXT.NEUTRAL N50-100%E3 N50%E6 new | CURR.S.EXT.NEUTRAL N50-100%E3 N50%E6 new
1SDA058220R1 | CURR.S.EX.NEUTRAL N100%E6/fs-N200%E3 new | Active | 8015644604561 | 2504.83 | 1 | 1 | stuk | Emax | BE31070 | DS (LP Service material) | stuk | CURR.S.EX.NEUTRAL N100%E6/fs-N200%E3 new | CURR.S.EX.NEUTRAL N100%E6/fs-N200%E3 new | CURR.S.EX.NEUTRAL N100%E6/fs-N200%E3 new | CURR.S.EX.NEUTRAL N100%E6/fs-N200%E3 new
1SDA058221R1 | 1SDA058221R1 | Active | 8015644604578 | 68.46 | 1 | 1 | stuk | Emax | BE31070 | DS (LP Service material) | stuk | RATING PLUG In=630A E1-E3 | RATING PLUG In=630A E1-E3 | RATING PLUG In=630A E1-E3 | RATING PLUG In=630A E1-E3
1SDA058222R1 | 1SDA058222R1 | Limited | 8015644604585 | 68.46 | 1 | 1 | stuk | Emax | BE31070 | DS (LP Service material) | stuk | RATING PLUG In=800A E1-E6IEC E1-E3UL | RATING PLUG In=800A E1-E6IEC E1-E3UL | RATING PLUG In=800A E1-E6IEC E1-E3UL | RATING PLUG In=800A E1-E6IEC E1-E3UL
1SDA058223R1 | 1SDA058223R1 | Active | 8015644604592 | 68.46 | 1 | 1 | stuk | Emax | BE31070 | DS (LP Service material) | stuk | RATING PLUG In=1000A E1-E6IEC E1-E3UL | RATING PLUG In=1000A E1-E6IEC E1-E3UL | RATING PLUG In=1000A E1-E6IEC E1-E3UL | RATING PLUG In=1000A E1-E6IEC E1-E3UL
1SDA058225R1 | 1SDA058225R1 | Active | 8015644605025 | 68.46 | 1 | 1 | stuk | Emax | BE31070 | DS (LP Service material) | stuk | RATING PLUG In=1250A E1-E6IEC | RATING PLUG In=1250A E1-E6IEC | RATING PLUG In=1250A E1-E6IEC | RATING PLUG In=1250A E1-E6IEC
1SDA058226R1 | 1SDA058226R1 | Active | 8015644605032 | 68.46 | 1 | 1 | stuk | Emax | BE31070 | DS (LP Service material) | stuk | RATING PLUG In=1600A E1-E6IEC E2-E4UL | RATING PLUG In=1600A E1-E6IEC E2-E4UL | RATING PLUG In=1600A E1-E6IEC E2-E4UL | RATING PLUG In=1600A E1-E6IEC E2-E4UL
1SDA058227R1 | 1SDA058227R1 | Active | 8015644605049 | 68.46 | 1 | 1 | stuk | Emax | BE31070 | DS (LP Service material) | stuk | RATING PLUG In=2000A E2-E6IEC E3-E4UL | RATING PLUG In=2000A E2-E6IEC E3-E4UL | RATING PLUG In=2000A E2-E6IEC E3-E4UL | RATING PLUG In=2000A E2-E6IEC E3-E4UL
1SDA058228R1 | 1SDA058228R1 | Active | 8015644605056 | 68.46 | 1 | 1 | stuk | Emax | BE31070 | DS (LP Service material) | stuk | RATING PLUG In=2500A E3-E6IEC E3-E4UL | RATING PLUG In=2500A E3-E6IEC E3-E4UL | RATING PLUG In=2500A E3-E6IEC E3-E4UL | RATING PLUG In=2500A E3-E6IEC E3-E4UL
1SDA058230R1 | 1SDA058230R1 | Active | 8015644605070 | 68.46 | 1 | 1 | stuk | Emax | BE31070 | DS (LP Service material) | stuk | RATING PLUG In=3200A E3-E6IEC E3-E6UL | RATING PLUG In=3200A E3-E6IEC E3-E6UL | RATING PLUG In=3200A E3-E6IEC E3-E6UL | RATING PLUG In=3200A E3-E6IEC E3-E6UL
1SDA058232R1 | 1SDA058232R1 | Active | 8015644605094 | 68.46 | 1 | 1 | stuk | Emax | BE31070 | DS (LP Service material) | stuk | RATING PLUG In=4000A E4-E6IEC E6UL | RATING PLUG In=4000A E4-E6IEC E6UL | RATING PLUG In=4000A E4-E6IEC E6UL | RATING PLUG In=4000A E4-E6IEC E6UL
1SDA058233R1 | 1SDA058233R1 | Active | 8015644605209 | 68.46 | 1 | 1 | stuk | Emax | BE31070 | DS (LP Service material) | stuk | RATING PLUG In=5000A E6 | RATING PLUG In=5000A E6 | RATING PLUG In=5000A E6 | RATING PLUG In=5000A E6
1SDA058234R1 | 1SDA058234R1 | Active | 8015644605216 | 68.46 | 1 | 1 | stuk | Emax | BE31070 | DS (LP Service material) | stuk | RATING PLUG In=6300A E6IEC | RATING PLUG In=6300A E6IEC | RATING PLUG In=6300A E6IEC | RATING PLUG In=6300A E6IEC
1SDA058236R1 | RATING PLUG In=630A E1-E3 EXT.COD | Active | 8015644605230 | 0 | 1 | 1 | stuk | Emax | BE31070 | DS (LP Service material) | stuk | RATING PLUG In=630A E1-E3 EXT.COD | RATING PLUG In=630A E1-E3 EXT.COD | RATING PLUG In=630A E1-E3 EXT.COD | RATING PLUG In=630A E1-E3 EXT.COD
1SDA058237R1 | RATING PLUG In=800A E1-6IEC E1-3UL EX.CO | Active | 8015644605247 | 0 | 1 | 1 | stuk | Emax | BE31070 | DS (LP Service material) | stuk | RATING PLUG In=800A E1-6IEC E1-3UL EX.CO | RATING PLUG In=800A E1-6IEC E1-3UL EX.CO | RATING PLUG In=800A E1-6IEC E1-3UL EX.CO | RATING PLUG In=800A E1-6IEC E1-3UL EX.CO
1SDA058238R1 | RATING PLUG In=1000A E1-6IEC E1-3UL EX.C | Active | 8015644605254 | 0 | 1 | 1 | stuk | Emax | BE31070 | DS (LP Service material) | stuk | RATING PLUG In=1000A E1-6IEC E1-3UL EX.C | RATING PLUG In=1000A E1-6IEC E1-3UL EX.C | RATING PLUG In=1000A E1-6IEC E1-3UL EX.C | RATING PLUG In=1000A E1-6IEC E1-3UL EX.C
1SDA058241R1 | RATING PLUG In=1600A E1-6IEC E2-4UL EX.C | Active | 8015644605285 | 0 | 1 | 1 | stuk | Emax | BE31070 | DS (LP Service material) | stuk | RATING PLUG In=1600A E1-6IEC E2-4UL EX.C | RATING PLUG In=1600A E1-6IEC E2-4UL EX.C | RATING PLUG In=1600A E1-6IEC E2-4UL EX.C | RATING PLUG In=1600A E1-6IEC E2-4UL EX.C
1SDA058242R1 | RATING PLUG In=2000A E2-6IEC E3-4UL EX.C | Active | 8015644605292 | 0 | 1 | 1 | stuk | Emax | BE31070 | DS (LP Service material) | stuk | RATING PLUG In=2000A E2-6IEC E3-4UL EX.C | RATING PLUG In=2000A E2-6IEC E3-4UL EX.C | RATING PLUG In=2000A E2-6IEC E3-4UL EX.C | RATING PLUG In=2000A E2-6IEC E3-4UL EX.C
1SDA058243R1 | RATING PLUG In=2500A E3-6IEC E3-4UL EX.C | Active | 8015644605308 | 0 | 1 | 1 | stuk | Emax | BE31070 | DS (LP Service material) | stuk | RATING PLUG In=2500A E3-6IEC E3-4UL EX.C | RATING PLUG In=2500A E3-6IEC E3-4UL EX.C | RATING PLUG In=2500A E3-6IEC E3-4UL EX.C | RATING PLUG In=2500A E3-6IEC E3-4UL EX.C
1SDA058251R1 | PR120/V INT.CON.UP.TERM.xPR122-3E1-6EXCO | Active | 8015644605384 | 10.2 | 1 | 1 | stuk | Emax | BE31070 | DS (LP Service material) | stuk | PR120/V INT.CON.UP.TERM.xPR122-3E1-6EXCO | PR120/V INT.CON.UP.TERM.xPR122-3E1-6EXCO | PR120/V INT.CON.UP.TERM.xPR122-3E1-6EXCO | PR120/V INT.CON.UP.TERM.xPR122-3E1-6EXCO
1SDA058252R1 | PR120/V MEASURING MODULE INT.LOW. E1-6 | Active | 8015644605391 | 4108.84 | 1 | 1 | stuk | Emax | BE31070 | DS (LP Service material) | stuk | PR120/V MEASURING MODULE INT.LOW. E1-6 | PR120/V MEASURING MODULE INT.LOW. E1-6 | PR120/V MEASURING MODULE INT.LOW. E1-6 | PR120/V MEASURING MODULE INT.LOW. E1-6
1SDA058254R1 | PR120/D-M COMMUNICATION MODULE E1-6 | Active | 8015644605414 | 4108.84 | 1 | 1 | stuk | Emax | BE31070 | DS (LP Service material) | stuk | PR120/D-M COMMUNICATION MODULE E1-6 | PR120/D-M COMMUNICATION MODULE E1-6 | PR120/D-M COMMUNICATION MODULE E1-6 | PR120/D-M COMMUNICATION MODULE E1-6
1SDA058255R1 | PR120/K SIGN. MODULE 4 IND.OUTPUT E1-6 | Limited | 8015644605421 | 2053.65 | 1 | 1 | stuk | Emax | BE31070 | DS (LP Service material) | stuk | PR120/K SIGN. MODULE 4 IND.OUTPUT E1-6 | PR120/K SIGN. MODULE 4 IND.OUTPUT E1-6 | PR120/K SIGN. MODULE 4 IND.OUTPUT E1-6 | PR120/K SIGN. MODULE 4 IND.OUTPUT E1-6
1SDA058256R1 | PR120/K SIGNAL. MODULE 4 OUT+1 IN E1-6 | Active | 8015644605438 | 2053.65 | 1 | 1 | stuk | Emax | BE31070 | DS (LP Service material) | stuk | PR120/K SIGNAL. MODULE 4 OUT+1 IN E1-6 | PR120/K SIGNAL. MODULE 4 OUT+1 IN E1-6 | PR120/K SIGNAL. MODULE 4 OUT+1 IN E1-6 | PR120/K SIGNAL. MODULE 4 OUT+1 IN E1-6
1SDA058258R1 | PR030/B BATTERY UNIT E1/6-T7-T7M-X1-T8 | Active | 8015644605452 | 585.18 | 1 | 1 | stuk | Emax | BE31070 | DS (LP Service material) | stuk | PR030/B BATTERY UNIT E1/6-T7-T7M-X1-T8 | PR030/B BATTERY UNIT E1/6-T7-T7M-X1-T8 | PR030/B BATTERY UNIT E1/6-T7-T7M-X1-T8 | PR030/B BATTERY UNIT E1/6-T7-T7M-X1-T8
1SDA058260R1 | ELECTR. I1/4 INDICAT. TRIP PR12x E1-6-T8 | Active | 8015644605476 | 164.91 | 1 | 1 | stuk | Emax | BE31070 | DS (LP Service material) | stuk | ELECTR. I1/4 INDICAT. TRIP PR12x E1-6-T8 | ELECTR. I1/4 INDICAT. TRIP PR12x E1-6-T8 | ELECTR. I1/4 INDICAT. TRIP PR12x E1-6-T8 | ELECTR. I1/4 INDICAT. TRIP PR12x E1-6-T8
1SDA058261R1 | ELE.I1/4 TRIP RESE220-240V PR12x E1-6-T8 | Active | 8015644605483 | 205.36 | 1 | 1 | stuk | Emax | BE31070 | DS (LP Service material) | stuk | ELE.I1/4 TRIP RESE220-240V PR12x E1-6-T8 | ELE.I1/4 TRIP RESE220-240V PR12x E1-6-T8 | ELE.I1/4 TRIP RESE220-240V PR12x E1-6-T8 | ELE.I1/4 TRIP RESE220-240V PR12x E1-6-T8
1SDA058262R1 | ELE.I1/4 TRIP RESE110-127V PR12x E1-6-T8 | Active | 8015644605490 | 205.36 | 1 | 1 | stuk | Emax | BE31070 | DS (LP Service material) | stuk | ELE.I1/4 TRIP RESE110-127V PR12x E1-6-T8 | ELE.I1/4 TRIP RESE110-127V PR12x E1-6-T8 | ELE.I1/4 TRIP RESE110-127V PR12x E1-6-T8 | ELE.I1/4 TRIP RESE110-127V PR12x E1-6-T8
1SDA058263R1 | ELE.I1/4 TRIP RESE 24-30V PR12x E1-6-T8 | Active | 8015644605506 | 205.36 | 1 | 1 | stuk | Emax | BE31070 | DS (LP Service material) | stuk | ELE.I1/4 TRIP RESE 24-30V PR12x E1-6-T8 | ELE.I1/4 TRIP RESE 24-30V PR12x E1-6-T8 | ELE.I1/4 TRIP RESE 24-30V PR12x E1-6-T8 | ELE.I1/4 TRIP RESE 24-30V PR12x E1-6-T8
1SDA058264R1 | 4 OP/CL AUX CONT(2NO+2NC+2PR122-3) E1/6 | Active | 8015644605513 | 368.71 | 1 | 1 | stuk | Emax | BE31070 | DS (LP Service material) | stuk | 4 OP/CL AUX CONT(2NO+2NC+2PR122-3) E1/6 | 4 OP/CL AUX CONT(2NO+2NC+2PR122-3) E1/6 | 4 OP/CL AUX CONT(2NO+2NC+2PR122-3) E1/6 | 4 OP/CL AUX CONT(2NO+2NC+2PR122-3) E1/6
1SDA058265R1 | 4 OP/CL.AUX.CONT(2NO+2NC+2PR)V<24V E1/6 | Active | 8015644605520 | 399.84 | 1 | 1 | stuk | Emax | BE31070 | DS (LP Service material) | stuk | 4 OP/CL.AUX.CONT(2NO+2NC+2PR)V<24V E1/6 | 4 OP/CL.AUX.CONT(2NO+2NC+2PR)V<24V E1/6 | 4 OP/CL.AUX.CONT(2NO+2NC+2PR)V<24V E1/6 | 4 OP/CL.AUX.CONT(2NO+2NC+2PR)V<24V E1/6
1SDA058266R1 | 10OPEN/CLOSED AUX.CONT(5NO+5NC+2PR) E1/6 | Active | 8015644605537 | 916.37 | 1 | 1 | stuk | Emax | BE31070 | DS (LP Service material) | stuk | 10OPEN/CLOSED AUX.CONT(5NO+5NC+2PR) E1/6 | 10OPEN/CLOSED AUX.CONT(5NO+5NC+2PR) E1/6 | 10OPEN/CLOSED AUX.CONT(5NO+5NC+2PR) E1/6 | 10OPEN/CLOSED AUX.CONT(5NO+5NC+2PR) E1/6
1SDA058267R1 | 10OP/CL.AUX.CONT(5NO+5NC+2PR)INSTAL.E1/6 | Active | 8015644605544 | 547.64 | 1 | 1 | stuk | Emax | BE31070 | DS (LP Service material) | stuk | 10OP/CL.AUX.CONT(5NO+5NC+2PR)INSTAL.E1/6 | 10OP/CL.AUX.CONT(5NO+5NC+2PR)INSTAL.E1/6 | 10OP/CL.AUX.CONT(5NO+5NC+2PR)INSTAL.E1/6 | 10OP/CL.AUX.CONT(5NO+5NC+2PR)INSTAL.E1/6
1SDA058268R1 | 10OP/CL.AUX.CONT(5NO+5NC+2PR)V<24V E1/6 | Active | 8015644605551 | 1008.15 | 1 | 1 | stuk | Emax | BE31070 | DS (LP Service material) | stuk | 10OP/CL.AUX.CONT(5NO+5NC+2PR)V<24V E1/6 | 10OP/CL.AUX.CONT(5NO+5NC+2PR)V<24V E1/6 | 10OP/CL.AUX.CONT(5NO+5NC+2PR)V<24V E1/6 | 10OP/CL.AUX.CONT(5NO+5NC+2PR)V<24V E1/6
1SDA058270R1 | KEY LOCK OPEN POS. N.20005 E1/6 new | Active | 8015644605575 | 142.23 | 1 | 1 | stuk | Emax | BE31070 | DS (LP Service material) | stuk | KEY LOCK OPEN POS. N.20005 E1/6 new | KEY LOCK OPEN POS. N.20005 E1/6 new | KEY LOCK OPEN POS. N.20005 E1/6 new | KEY LOCK OPEN POS. N.20005 E1/6 new
1SDA058271R1 | KEY LOCK OPEN POS. DIFF. KEYS E1/6 new | Active | 8015644605582 | 142.23 | 1 | 1 | stuk | Emax | BE31070 | DS (LP Service material) | stuk | KEY LOCK OPEN POS. DIFF. KEYS E1/6 new | KEY LOCK OPEN POS. DIFF. KEYS E1/6 new | KEY LOCK OPEN POS. DIFF. KEYS E1/6 new | KEY LOCK OPEN POS. DIFF. KEYS E1/6 new
1SDA058272R1 | KEY LOCK OPEN POS. N.20008 E1/6 new | Active | 8015644605599 | 142.23 | 1 | 1 | stuk | Emax | BE31070 | DS (LP Service material) | stuk | KEY LOCK OPEN POS. N.20008 E1/6 new | KEY LOCK OPEN POS. N.20008 E1/6 new | KEY LOCK OPEN POS. N.20008 E1/6 new | KEY LOCK OPEN POS. N.20008 E1/6 new
1SDA058273R1 | KEY LOCK OPEN POS. N.20007 E1/6 new | Active | 8015644605605 | 142.23 | 1 | 1 | stuk | Emax | BE31070 | DS (LP Service material) | stuk | KEY LOCK OPEN POS. N.20007 E1/6 new | KEY LOCK OPEN POS. N.20007 E1/6 new | KEY LOCK OPEN POS. N.20007 E1/6 new | KEY LOCK OPEN POS. N.20007 E1/6 new
1SDA058274R1 | KEY LOCK OPEN POS. N.20006 E1/6 new | Active | 8015644605612 | 142.23 | 1 | 1 | stuk | Emax | BE31070 | DS (LP Service material) | stuk | KEY LOCK OPEN POS. N.20006 E1/6 new | KEY LOCK OPEN POS. N.20006 E1/6 new | KEY LOCK OPEN POS. N.20006 E1/6 new | KEY LOCK OPEN POS. N.20006 E1/6 new
1SDA058276R1 | KEY LOCK RONIS IN OPEN POS. E1/6 new | Active | 8015644605636 | 132.17 | 1 | 1 | stuk | Emax | BE31070 | DS (LP Service material) | stuk | KEY LOCK RONIS IN OPEN POS. E1/6 new | KEY LOCK RONIS IN OPEN POS. E1/6 new | KEY LOCK RONIS IN OPEN POS. E1/6 new | KEY LOCK RONIS IN OPEN POS. E1/6 new
1SDA058277R1 | KEY-PADL.DE.4mm CON-ISOL.N.20005 E1/6new | Active | 8015644605643 | 143.12 | 1 | 1 | stuk | Emax | BE31070 | DS (LP Service material) | stuk | KEY-PADL.DE.4mm CON-ISOL.N.20005 E1/6new | KEY-PADL.DE.4mm CON-ISOL.N.20005 E1/6new | KEY-PADL.DE.4mm CON-ISOL.N.20005 E1/6new | KEY-PADL.DE.4mm CON-ISOL.N.20005 E1/6new
1SDA058278R1 | KEY-PADL.DE.4mm CON-ISOL.DIF.KEYSE1/6new | Limited | 8015644605650 | 142.23 | 1 | 1 | stuk | Emax | BE31070 | DS (LP Service material) | stuk | KEY-PADL.DE.4mm CON-ISOL.DIF.KEYSE1/6new | KEY-PADL.DE.4mm CON-ISOL.DIF.KEYSE1/6new | KEY-PADL.DE.4mm CON-ISOL.DIF.KEYSE1/6new | KEY-PADL.DE.4mm CON-ISOL.DIF.KEYSE1/6new
1SDA058279R1 | KEY-PADL.DE.4mm CON-ISOL.N.20008 E1/6new | Active | 8015644605667 | 142.23 | 1 | 1 | stuk | Emax | BE31070 | DS (LP Service material) | stuk | KEY-PADL.DE.4mm CON-ISOL.N.20008 E1/6new | KEY-PADL.DE.4mm CON-ISOL.N.20008 E1/6new | KEY-PADL.DE.4mm CON-ISOL.N.20008 E1/6new | KEY-PADL.DE.4mm CON-ISOL.N.20008 E1/6new
1SDA058280R1 | KEY-PADL.DE.4mm CON-ISOL.N.20007 E1/6new | Active | 8015644605674 | 142.23 | 1 | 1 | stuk | Emax | BE31070 | DS (LP Service material) | stuk | KEY-PADL.DE.4mm CON-ISOL.N.20007 E1/6new | KEY-PADL.DE.4mm CON-ISOL.N.20007 E1/6new | KEY-PADL.DE.4mm CON-ISOL.N.20007 E1/6new | KEY-PADL.DE.4mm CON-ISOL.N.20007 E1/6new
1SDA058281R1 | KEY-PADL.DE.4mm CON-ISOL.N.20006 E1/6new | Active | 8015644605681 | 142.23 | 1 | 1 | stuk | Emax | BE31070 | DS (LP Service material) | stuk | KEY-PADL.DE.4mm CON-ISOL.N.20006 E1/6new | KEY-PADL.DE.4mm CON-ISOL.N.20006 E1/6new | KEY-PADL.DE.4mm CON-ISOL.N.20006 E1/6new | KEY-PADL.DE.4mm CON-ISOL.N.20006 E1/6new
1SDA058316R1 | SEALAB.PROT.FOR OVER.REL. E1/6 PR121 new | Active | 8015644606114 | 68.46 | 1 | 1 | stuk | Emax | BE31070 | DS (LP Service material) | stuk | SEALAB.PROT.FOR OVER.REL. E1/6 PR121 new | SEALAB.PROT.FOR OVER.REL. E1/6 PR121 new | SEALAB.PROT.FOR OVER.REL. E1/6 PR121 new | SEALAB.PROT.FOR OVER.REL. E1/6 PR121 new
1SDA058317R1 | SEAL.PRO.FOR OVER.REL.E1/6 PR122-123 new | Active | 8015644606121 | 68.46 | 1 | 1 | stuk | Emax | BE31070 | DS (LP Service material) | stuk | SEAL.PRO.FOR OVER.REL.E1/6 PR122-123 new | SEAL.PRO.FOR OVER.REL.E1/6 PR122-123 new | SEAL.PRO.FOR OVER.REL.E1/6 PR122-123 new | SEAL.PRO.FOR OVER.REL.E1/6 PR122-123 new
1SDA058379R1 | 1SDA058379R1 | Active | 8015644606718 | 65.75 | 1 | 1 | stuk | Emax | BE31070 | DS (LP Service material) | stuk | RATING PLUG In=600A E1-E3UL | RATING PLUG In=600A E1-E3UL | RATING PLUG In=600A E1-E3UL | RATING PLUG In=600A E1-E3UL
1SDA058537R1 | KIT W FP 4p HR 4pcs E4/f >FP VR | Active | 8015644608682 | 2545.28 | 1 | 1 | stuk | Emax | BE31070 | DS (LP Service material) | stuk | KIT W FP 4p HR 4pcs E4/f >FP VR | KIT W FP 4p HR 4pcs E4/f >FP VR | KIT W FP 4p HR 4pcs E4/f >FP VR | KIT W FP 4p HR 4pcs E4/f >FP VR
1SDA058538R1 | KIT W FP 4p HR 4pcs E6/f >FP VR | Active | 8015644608699 | 4250.42 | 1 | 1 | stuk | Emax | BE31070 | DS (LP Service material) | stuk | KIT W FP 4p HR 4pcs E6/f >FP VR | KIT W FP 4p HR 4pcs E6/f >FP VR | KIT W FP 4p HR 4pcs E6/f >FP VR | KIT W FP 4p HR 4pcs E6/f >FP VR
1SDA058539R1 | KIT W FP 4p VR 4pcs E4/f >FP HR | Active | 8015644608705 | 2291.69 | 1 | 1 | stuk | Emax | BE31070 | DS (LP Service material) | stuk | KIT W FP 4p VR 4pcs E4/f >FP HR | KIT W FP 4p VR 4pcs E4/f >FP HR | KIT W FP 4p VR 4pcs E4/f >FP HR | KIT W FP 4p VR 4pcs E4/f >FP HR
1SDA058540R1 | KIT W FP 4p VR 4pcs E6/f >FP HR | Active | 8015644608712 | 3825.69 | 1 | 1 | stuk | Emax | BE31070 | DS (LP Service material) | stuk | KIT W FP 4p VR 4pcs E6/f >FP HR | KIT W FP 4p VR 4pcs E6/f >FP HR | KIT W FP 4p VR 4pcs E6/f >FP HR | KIT W FP 4p VR 4pcs E6/f >FP HR
1SDA059645R1 | KIT CONVER.x W FP FROM OLD VERS.>E1-6new | Active | 8015644620622 | 129.6 | 1 | 1 | stuk | Emax | BE31070 | DS (LP Service material) | stuk | KIT CONVER.x W FP FROM OLD VERS.>E1-6new | KIT CONVER.x W FP FROM OLD VERS.>E1-6new | KIT CONVER.x W FP FROM OLD VERS.>E1-6new | KIT CONVER.x W FP FROM OLD VERS.>E1-6new
1SDA060198R1 | EP010 MOD.FBP xPR122/3-332/3 E1-6-T7-X1 | Active | 8015644626389 | 1748.71 | 1 | 1 | stuk | Emax | BE31070 | DS (LP Service material) | stuk | EP010 MOD.FBP xPR122/3-332/3 E1-6-T7-X1 | EP010 MOD.FBP xPR122/3-332/3 E1-6-T7-X1 | EP010 MOD.FBP xPR122/3-332/3 E1-6-T7-X1 | EP010 MOD.FBP xPR122/3-332/3 E1-6-T7-X1
1SDA063141R1 | BACKPLANE WITH ADAPTER x PR331-PR332 T7 | Active | 8015644656898 | 61.93 | 1 | 1 | stuk | Emax | BE31070 | DS (LP Service material) | stuk | BACKPLANE WITH ADAPTER x PR331-PR332 T7 | BACKPLANE WITH ADAPTER x PR331-PR332 T7 | BACKPLANE WITH ADAPTER x PR331-PR332 T7 | BACKPLANE WITH ADAPTER x PR331-PR332 T7
1SDA063142R1 | BACKPLANE WITH ADAPTER x PR33x T7M-X1 | Active | 8015644656904 | 61.93 | 1 | 1 | stuk | Emax | BE31070 | DS (LP Service material) | stuk | BACKPLANE WITH ADAPTER x PR33x T7M-X1 | BACKPLANE WITH ADAPTER x PR33x T7M-X1 | BACKPLANE WITH ADAPTER x PR33x T7M-X1 | BACKPLANE WITH ADAPTER x PR33x T7M-X1
1SDA063324R1 | MIR-H T3 MECH,LOCK REAR HOR. 2 C.BREAKER | Active | 8015644659004 | 419.76 | 1 | 1 | stuk | Tmax - T | BE31070 | DS (LP Service material) | stuk | MIR-H T3 MECH,LOCK REAR HOR. 2 C.BREAKER | MIR-H T3 MECH,LOCK REAR HOR. 2 C.BREAKER | MIR-H T3 MECH,LOCK REAR HOR. 2 C.BREAKER | MIR-H T3 MECH,LOCK REAR HOR. 2 C.BREAKER
1SDA063325R1 | MIR-V T3 MECH,LOCK REAR VER. 2 C.BREAKER | Active | 8015644659011 | 419.76 | 1 | 1 | stuk | Tmax - T | BE31070 | DS (LP Service material) | stuk | MIR-V T3 MECH,LOCK REAR VER. 2 C.BREAKER | MIR-V T3 MECH,LOCK REAR VER. 2 C.BREAKER | MIR-V T3 MECH,LOCK REAR VER. 2 C.BREAKER | MIR-V T3 MECH,LOCK REAR VER. 2 C.BREAKER
1SDA065622R1 | IP54 PROTECTION WITH KEYS LOCK EQ. E1/6 | Active | 8015644684402 | 557.82 | 1 | 1 | stuk | Emax | BE31070 | DS (LP Service material) | stuk | IP54 PROTECTION WITH KEYS LOCK EQ. E1/6 | IP54 PROTECTION WITH KEYS LOCK EQ. E1/6 | IP54 PROTECTION WITH KEYS LOCK EQ. E1/6 | IP54 PROTECTION WITH KEYS LOCK EQ. E1/6
1SDA066647R1 | 1SDA066647R1 | Active | 8015644693725 | 20.37 | 1 | 1 | stuk | Parts | BE31070 | DS (LP Service material) | stuk | Deurkader XT2 RC, F/P, 4p | Cadre de finition porte XT2 RC, F/P, 4p | Door flange XT2 RC, F/P, 4p | Door flange XT2 RC, F/P, 4p
1SDA066648R1 | 1SDA066648R1 | Active | 8015644005573 | 20.37 | 1 | 1 | stuk | Parts | BE31070 | DS (LP Service material) | stuk | Deurkader XT2 RC, W, 4p | Cadre de finition porte XT2 RC, W, 4p | Door flange XT2 RC, W, 4p | Door flange XT2 RC, W, 4p
1SDA066649R1 | 1SDA066649R1 | Active | 8015644693732 | 20.37 | 1 | 1 | stuk | Parts | BE31070 | DS (LP Service material) | stuk | Deurkader XT4 RC, F/P, 4p | Cadre de finition porte XT4 RC, F/P, 4p | Door flange XT4 RC, F/P, 4p | Door flange XT4 RC, F/P, 4p
1SDA066990R1 | 1SDA066990R1 | Active | 8015644008963 | 246.51 | 1 | 1 | stuk | Parts | BE31070 | DS (LP Service material) | stuk | Wisselstukken XT1 Uitschakelspoel RCD, | Pièces détachées XT1 Bobine de déclenchement RCD | Spare parts XT1 Opening solenoid of the RCD | Spare parts XT1 Opening solenoid of the RCD
1SDA066991R1 | 1SDA066991R1 | Active | 8015644008970 | 319.3 | 1 | 1 | stuk | Parts | BE31070 | DS (LP Service material) | stuk | Wisselstukken XT2 & XT4 Uitschakelspoel RCD, F/P | Pièces détachées XT2 & XT4 Bobine de déclenchement RCD, F/P | Spare parts XT2 & XT4 Opening solenoid of the RCD, F/P | Spare parts XT2 & XT4 Opening solenoid of the RCD, F/P
1SDA066992R1 | 1SDA066992R1 | Active | 8015644008987 | 412.55 | 1 | 1 | stuk | Parts | BE31070 | DS (LP Service material) | stuk | Wisselstukken XT3 Uitschakelspoel RCD, B type | Pièces détachées XT3 Bobine de déclenchement RCD, B type | Spare parts XT3 Opening solenoid of the RCD, B type | Spare parts XT3 Opening solenoid of the RCD, B type
1SDA066993R1 | 1SDA066993R1 | Active | 8015644008994 | 319.3 | 1 | 1 | stuk | Parts | BE31070 | DS (LP Service material) | stuk | Wisselstukken XT2 & XT4 Uitschakelspoel RCD, W | Pièces détachées XT2 & XT4 Bobine de déclenchement RCD W | Spare parts XT2 & XT4 Opening solenoid of the RCD W | Spare parts XT2 & XT4 Opening solenoid of the RCD W
1SDA066994R1 | 1SDA066994R1 | Active | 8015644009007 | 23.76 | 1 | 1 | stuk | Parts | BE31070 | DS (LP Service material) | stuk | Hulpcontact(en) XT1..XT4 250 V F/P, bekabeld | Contacte(s) auxiliaire(s) XT1..XT4 250 V F/P, cablé | Auxiliary contact(s) XT1..XT4 250 V F/P, cabled | Auxiliary contact(s) XT1..XT4 250 V F/P, cabled
1SDA066995R1 | 1SDA066995R1 | Active | 8015644009014 | 27.97 | 1 | 1 | stuk | Parts | BE31070 | DS (LP Service material) | stuk | Hulpcontact(en) XT2 & XT4 250 V W, bekabeld | Contacte(s) auxiliaire(s) XT2 & XT4 250 V W, cablé | Auxiliary contact(s) XT2 & XT4 250 V W, cabled | Auxiliary contact(s) XT2 & XT4 250 V W, cabled
1SDA066996R1 | 1SDA066996R1 | Active | 8015644694845 | 23.76 | 1 | 1 | stuk | Parts | BE31070 | DS (LP Service material) | stuk | Hulpcontact(en) XT2 & XT4 24 Vdc F/P, bekabeld | Contacte(s) auxiliaire(s) XT2 & XT4 24 Vdc F/P, cablé | Auxiliary contact(s) XT2 & XT4 24 Vdc F/P, cabled | Auxiliary contact(s) XT2 & XT4 24 Vdc F/P, cabled
1SDA066997R1 | 1SDA066997R1 | Active | 8015644009038 | 27.97 | 1 | 1 | stuk | Parts | BE31070 | DS (LP Service material) | stuk | Hulpcontact(en) XT2 & XT4 24 Vdc W, bekabeld | Contacte(s) auxiliaire(s) XT2 & XT4 24 Vdc W, cablé | Auxiliary contact(s) XT2 & XT4 24 Vdc W, cabled | Auxiliary contact(s) XT2 & XT4 24 Vdc W, cabled
1SDA067213R1 | 1SDA067213R1 | Active | 8015644011222 | 29.75 | 1 | 1 | stuk | Parts | BE31070 | DS (LP Service material) | stuk | Connector vast gedeelte XT2 & XT4 1 connector, 2 pins, SOR/UVR 400V | Connecteur partie fixe XT2 & XT4 1 Connecteur, 2 broches, SOR/UVR 400V | Fixed part connector XT2 & XT4 1 Connector 2Pins, SOR/UVR 400V | Fixed part connector XT2 & XT4 1 Connector 2Pins, SOR/UVR 400V
1SDA067214R1 | 1SDA067214R1 | Active | 8015644011239 | 29.75 | 1 | 1 | stuk | Parts | BE31070 | DS (LP Service material) | stuk | Connector vast gedeelte XT2 & XT4 1 connector, 3 pins, AUX 400V | Connecteur partie fixe XT2 & XT4 1 Connecteur, 3 broches, AUX 400V | Fixed part connector XT2 & XT4 1 Connector 3Pins, AUX 400V | Fixed part connector XT2 & XT4 1 Connector 3Pins, AUX 400V
1SDA068639R1 | 1SDA068639R1 | Active | 8015644025519 | 12.71 | 1 | 1 | stuk | Parts | BE31070 | DS (LP Service material) | stuk | Deurkader XT1 F/P, 3p | Cadre de finition porte XT1 F/P, 3p | Door flange XT1 F/P, 3p | Door flange XT1 F/P, 3p
1SDA068640R1 | 1SDA068640R1 | Active | 8015644025526 | 12.71 | 1 | 1 | stuk | Parts | BE31070 | DS (LP Service material) | stuk | Deurkader XT1 F/P, 4p | Cadre de finition porte XT1 F/P, 4p | Door flange XT1 F/P, 4p | Door flange XT1 F/P, 4p
1SDA068641R1 | 1SDA068641R1 | Active | 8015644025441 | 12.71 | 1 | 1 | stuk | Parts | BE31070 | DS (LP Service material) | stuk | Deurkader XT2 F/P, 3p | Cadre de finition porte XT2 F/P, 3p | Door flange XT2 F/P, 3p | Door flange XT2 F/P, 3p
1SDA068642R1 | 1SDA068642R1 | Active | 8015644025458 | 12.71 | 1 | 1 | stuk | Parts | BE31070 | DS (LP Service material) | stuk | Deurkader XT2 F/P, 4p | Cadre de finition porte XT2 F/P, 4p | Door flange XT2 F/P, 4p | Door flange XT2 F/P, 4p
1SDA068644R1 | 1SDA068644R1 | Active | 8015644025465 | 12.71 | 1 | 1 | stuk | Parts | BE31070 | DS (LP Service material) | stuk | Deurkader XT3 F/P, 3p | Cadre de finition porte XT3 F/P, 3p | Door flange XT3 F/P, 3p | Door flange XT3 F/P, 3p
1SDA068645R1 | 1SDA068645R1 | Active | 8015644025472 | 12.71 | 1 | 1 | stuk | Parts | BE31070 | DS (LP Service material) | stuk | Deurkader XT3 F/P, 4p | Cadre de finition porte XT3 F/P, 4p | Door flange XT3 F/P, 4p | Door flange XT3 F/P, 4p
1SDA068646R1 | 1SDA068646R1 | Active | 8015644025489 | 12.71 | 1 | 1 | stuk | Parts | BE31070 | DS (LP Service material) | stuk | Deurkader XT4 F/P, 3p | Cadre de finition porte XT4 F/P, 3p | Door flange XT4 F/P, 3p | Door flange XT4 F/P, 3p
1SDA068647R1 | 1SDA068647R1 | Active | 8015644025496 | 12.71 | 1 | 1 | stuk | Parts | BE31070 | DS (LP Service material) | stuk | Deurkader XT4 F/P, 4p | Cadre de finition porte XT4 F/P, 4p | Door flange XT4 F/P, 4p | Door flange XT4 F/P, 4p
1SDA068648R1 | 1SDA068648R1 | Active | 8015644025502 | 14 | 1 | 1 | stuk | Parts | BE31070 | DS (LP Service material) | stuk | Deurkader XT1 & XT3 MOD | Cadre de finition porte XT1 & XT3 MOD | Door flange XT1 & XT3 MOD | Door flange XT1 & XT3 MOD
1SDA068649R1 | 1SDA068649R1 | Active | 8015644025618 | 14 | 1 | 1 | stuk | Parts | BE31070 | DS (LP Service material) | stuk | Deurkader XT2 & XT4 MOE-FLD, F/P | Cadre de finition porte XT2 & XT4 MOE-FLD, F/P | Door flange XT2 & XT4 MOE-FLD, F/P | Door flange XT2 & XT4 MOE-FLD, F/P
1SDA068650R1 | 1SDA068650R1 | Active | 8015644025625 | 14 | 1 | 1 | stuk | Parts | BE31070 | DS (LP Service material) | stuk | Deurkader XT2 & XT4 MOE-FLD, W | Cadre de finition porte XT2 & XT4 MOE-FLD, W | Door flange XT2 & XT4 MOE-FLD, W | Door flange XT2 & XT4 MOE-FLD, W
1SDA068651R1 | 1SDA068651R1 | Active | 8015644025632 | 14 | 1 | 1 | stuk | Parts | BE31070 | DS (LP Service material) | stuk | Deurkader XT1..XT4 RHD, F/P | Cadre de finition porte XT1..XT4 RHD, F/P | Door flange XT1..XT4 RHD, F/P | Door flange XT1..XT4 RHD, F/P
1SDA068652R1 | 1SDA068652R1 | Active | 8015644025649 | 14 | 1 | 1 | stuk | Parts | BE31070 | DS (LP Service material) | stuk | Deurkader XT2 & XT4 RHD, W | Cadre de finition porte XT2 & XT4 RHD, W | Door flange XT2 & XT4 RHD, W | Door flange XT2 & XT4 RHD, W
1SDA068653R1 | 1SDA068653R1 | Active | 8015644025656 | 20.37 | 1 | 1 | stuk | Parts | BE31070 | DS (LP Service material) | stuk | Deurkader XT1 RC, F, 3p | Cadre de finition porte XT1 RC, F, 3p | Door flange XT1 RC, F, 3p | Door flange XT1 RC, F, 3p
1SDA068654R1 | 1SDA068654R1 | Active | 8015644025663 | 20.37 | 1 | 1 | stuk | Parts | BE31070 | DS (LP Service material) | stuk | Deurkader XT1 RC, F, 4p | Cadre de finition porte XT1 RC, F, 4p | Door flange XT1 RC, F, 4p | Door flange XT1 RC, F, 4p
1SDA068655R1 | 1SDA068655R1 | Active | 8015644025670 | 20.37 | 1 | 1 | stuk | Parts | BE31070 | DS (LP Service material) | stuk | Deurkader XT3 RC, F, 3p | Cadre de finition porte XT3 RC, F, 3p | Door flange XT3 RC, F, 3p | Door flange XT3 RC, F, 3p
1SDA068656R1 | 1SDA068656R1 | Active | 8015644025687 | 20.37 | 1 | 1 | stuk | Parts | BE31070 | DS (LP Service material) | stuk | Deurkader XT3 RC, F, 4p | Cadre de finition porte XT3 RC, F, 4p | Door flange XT3 RC, F, 4p | Door flange XT3 RC, F, 4p
1SDA068657R1 | 1SDA068657R1 | Active | 8015644025694 | 14.24 | 1 | 1 | stuk | Parts | BE31070 | DS (LP Service material) | stuk | Deurkader XT1..XT4 Kleine flens voor onderbreker | Cadre de finition porte XT1..XT4 Petitte flasque pour disjoncteur | Door flange XT1..XT4 Small flange for circuit breaker | Door flange XT1..XT4 Small flange for circuit breaker
1SDA069037R1 | UVR DE-ENERGIZED ELEC.IND.NO V<24V E1/6 | Active | 8015644697303 | 132.4 | 1 | 1 | stuk | Emax | BE31070 | DS (LP Service material) | stuk | UVR DE-ENERGIZED ELEC.IND.NO V<24V E1/6 | UVR DE-ENERGIZED ELEC.IND.NO V<24V E1/6 | UVR DE-ENERGIZED ELEC.IND.NO V<24V E1/6 | UVR DE-ENERGIZED ELEC.IND.NO V<24V E1/6
1SDA070227R1 | D.VERS.LOW RATIN.250A E1-E2 IEC/UL(EXT) | Active | 8015644710804 | 0 | 1 | 1 | stuk | Emax | BE31070 | DS (LP Service material) | stuk | D.VERS.LOW RATIN.250A E1-E2 IEC/UL(EXT) | D.VERS.LOW RATIN.250A E1-E2 IEC/UL(EXT) | D.VERS.LOW RATIN.250A E1-E2 IEC/UL(EXT) | D.VERS.LOW RATIN.250A E1-E2 IEC/UL(EXT)
1SDA070235R1 | RATING PLUG In=100A E1-E2 02 IEC/UL EXT | Active | 8015644710866 | 0 | 1 | 1 | stuk | Emax | BE31070 | DS (LP Service material) | stuk | RATING PLUG In=100A E1-E2 02 IEC/UL EXT | RATING PLUG In=100A E1-E2 02 IEC/UL EXT | RATING PLUG In=100A E1-E2 02 IEC/UL EXT | RATING PLUG In=100A E1-E2 02 IEC/UL EXT
1SDA070236R1 | RATING PLUG In=200A E1-E2 02 IEC/UL EXT. | Active | 8015644710873 | 0 | 1 | 1 | stuk | Emax | BE31070 | DS (LP Service material) | stuk | RATING PLUG In=200A E1-E2 02 IEC/UL EXT. | RATING PLUG In=200A E1-E2 02 IEC/UL EXT. | RATING PLUG In=200A E1-E2 02 IEC/UL EXT. | RATING PLUG In=200A E1-E2 02 IEC/UL EXT.
1SDA073707R1 | 1SDA073707R1 | Active |  | 420.88 | 1 | 1 | stuk | Emax2 | BE31070 | DS (LP Service material) | stuk | KIT AuxV T2 4pcs x KIT FC Cu | KIT AuxV T2 4pcs x KIT FC Cu | KIT AuxV T2 4pcs x KIT FC Cu | KIT AuxV T2 4pcs x KIT FC Cu
1SDA074193R1 | Ekip Battery E1.2..E6.2 | Active | 8015644781262 | 641.79 | 1 | 1 | stuk | Emax2 | BE31070 | DS (LP Service material) | stuk | Ekip Battery E1.2..E6.2 | Ekip Battery E1.2..E6.2 | Ekip Battery E1.2..E6.2 | Ekip Battery E1.2..E6.2
1SDA076415R1 | 1SDA076415R1 | Active | 8015644811440 | 39.61 | 1 | 1 | stuk | Parts | BE31070 | DS (LP Service material) | stuk | Vermogenschakelaar Tmax XT Lever, lucid plate XT1 | Lever, lucid plate XT1 | Lever, lucid plate XT1 | Lever, lucid plate XT1
1SDA076416R1 | 1SDA076416R1 | Active | 8015644811457 | 82.14 | 1 | 1 | stuk | Parts | BE31070 | DS (LP Service material) | stuk | Hendel XT2 XT2 | Manette XT2 XT2 | Lever, lucid plate XT2 XT2 | Lever, lucid plate XT2 XT2
1SDA076417R1 | 1SDA076417R1 | Active | 8015644811464 | 49.95 | 1 | 1 | stuk | Parts | BE31070 | DS (LP Service material) | stuk | Vermogenschakelaar Tmax XT Lever, lucid plate XT3 | Lever, lucid plate XT3 Série XT3 | Lever, lucid plate XT3 XT3 range | Lever, lucid plate XT3 XT3 range
1SDA076418R1 | 1SDA076418R1 | Active | 8015644811471 | 57.05 | 1 | 1 | stuk | Parts | BE31070 | DS (LP Service material) | stuk | Vermogenschakelaar Tmax XT Lever, lucid plate XT4 | Circuit Breaker Tmax XT range Lever, lucid plate XT4 | Circuit Breaker Tmax XT range Lever, lucid plate XT4 | Circuit Breaker Tmax XT range Lever, lucid plate XT4
1SDA076419R1 | 1SDA076419R1 | Active | 8015644811488 | 39.61 | 1 | 1 | stuk | Parts | BE31070 | DS (LP Service material) | stuk | Vermogenschakelaar Tmax XT serie Kit fixing screws XT1,XT3 (25 pcs) | Circuit Breaker Tmax XT range Kit fixing screws XT1,XT3 (25 pcs) | Circuit Breaker Tmax XT range Kit fixing screws XT1,XT3 (25 pcs) | Circuit Breaker Tmax XT range Kit fixing screws XT1,XT3 (25 pcs)
1SDA076435R1 | 1SDA076435R1 | Active | 8015644811389 | 39.61 | 1 | 1 | stuk | Parts | BE31070 | DS (LP Service material) | stuk | Vermogenschakelaar Tmax XT serie 20 1/2 back insulation plates XT1 3p | Circuit Breaker Tmax XT range 20 1/2 back insulation plates XT1 3p | Circuit Breaker Tmax XT range 20 1/2 back insulation plates XT1 3p | Circuit Breaker Tmax XT range 20 1/2 back insulation plates XT1 3p
1SDA081199R1 | 1SDA081199R1 | Active | 8015644877477 | 503.03 | 1 | 1 | stuk | Parts | BE31070 | DS (LP Service material) | stuk | Vermogenschakelaar Tmax XT serie Jaw contacts FP E6.2 IEC 3p/4p/f 1pole | Circuit Breaker Tmax XT range Jaw contacts FP E6.2 IEC 3p/4p/f 1pole | Circuit Breaker Tmax XT range Jaw contacts FP E6.2 IEC 3p/4p/f 1pole | Circuit Breaker Tmax XT range Jaw contacts FP E6.2 IEC 3p/4p/f 1pole
1SDA081212R1 | 1SDA081212R1 | Active | 8015644877606 | 830.88 | 1 | 1 | stuk | Parts | BE31070 | DS (LP Service material) | stuk | Vermogenschakelaar Emax 2 serie Kit Sliding Contacts for E2.2...E6.2 | Circuit Breaker Emax 2 range Kit Sliding Contacts for E2.2...E6.2 | Circuit Breaker Emax 2 range Kit Sliding Contacts for E2.2...E6.2 | Circuit Breaker Emax 2 range Kit Sliding Contacts for E2.2...E6.2
1SDA081213R1 | 1SDA081213R1 | Active | 8015644877613 | 560.47 | 1 | 1 | stuk | Parts | BE31070 | DS (LP Service material) | stuk | Vermogenschakelaar Emax 2 serie Kit Sliding Contacts for MP E2.2 E6.2 MS | Circuit Breaker Emax 2 range Kit Sliding Contacts for MP E2.2 E6.2 MS | Circuit Breaker Emax 2 range Kit Sliding Contacts for MP E2.2 E6.2 MS | Circuit Breaker Emax 2 range Kit Sliding Contacts for MP E2.2 E6.2 MS
1SDA081247R1 | 1SDA081247R1 | Active | 8015644877958 | 1296.61 | 1 | 1 | stuk | Parts | BE31070 | DS (LP Service material) | stuk | Vermogenschakelaar Tmax XT serie Moving part Terminals E6.2 IEC 1pole | Circuit Breaker Tmax XT range Moving part Terminals E6.2 IEC 1pole | Circuit Breaker Tmax XT range Moving part Terminals E6.2 IEC 1pole | Circuit Breaker Tmax XT range Moving part Terminals E6.2 IEC 1pole
1SDA081410R1 | 1SDA081410R1 | Active | 8015644879600 | 194.11 | 1 | 1 | stuk | Parts | BE31070 | DS (LP Service material) | stuk | Vermogenschakelaar Emax 2 serie Racking in and out lever E1.2 | Circuit Breaker Emax 2 range Racking in and out lever E1.2 | Circuit Breaker Emax 2 range Racking in and out lever E1.2 | Circuit Breaker Emax 2 range Racking in and out lever E1.2
1SDA081430R1 | 1SDA081430R1 | Active | 8015644879808 | 297.97 | 1 | 1 | stuk | Parts | BE31070 | DS (LP Service material) | stuk | Vermogenschakelaar Emax 2 serie Single Arching Chamber E2.2 IEC | Circuit Breaker Emax 2 range Single Arching Chamber E2.2 IEC | Circuit Breaker Emax 2 range Single Arching Chamber E2.2 IEC | Circuit Breaker Emax 2 range Single Arching Chamber E2.2 IEC
1SDA081431R1 | 1SDA081431R1 | Active | 8015644878078 | 254.16 | 1 | 1 | stuk | Parts | BE31070 | DS (LP Service material) | stuk | Vermogenschakelaar Tmax XT serie Single Arching Chamber E4.2, E6.2 IEC | Circuit Breaker Tmax XT range Single Arching Chamber E4.2, E6.2 IEC | Circuit Breaker Tmax XT range Single Arching Chamber E4.2, E6.2 IEC | Circuit Breaker Tmax XT range Single Arching Chamber E4.2, E6.2 IEC
1SDA081447R1 | 1SDA081447R1 | Active | 8015644880033 | 119.14 | 1 | 1 | stuk | Parts | BE31070 | DS (LP Service material) | stuk | Vermogenschakelaar Emax 2 serie Transparent cover for Ekip Dip E2.2àE6.2 | Circuit Breaker Emax 2 range Transparent cover for Ekip Dip E2.2àE6.2 | Circuit Breaker Emax 2 range Transparent cover for Ekip Dip E2.2àE6.2 | Circuit Breaker Emax 2 range Transparent cover for Ekip Dip E2.2àE6.2
1SDA081455R1 | 1SDA081455R1 | Active | 8015644880118 | 258.34 | 1 | 1 | stuk | Parts | BE31070 | DS (LP Service material) | stuk | Vermogenschakelaar Emax 2 serie Racking in and out lever E2.2 E6.2 | Circuit Breaker Emax 2 range Racking in and out lever E2.2 E6.2 | Circuit Breaker Emax 2 range Racking in and out lever E2.2 E6.2 | Circuit Breaker Emax 2 range Racking in and out lever E2.2 E6.2
1SDA081457R1 | 1SDA081457R1 | Active | 8015644880132 | 229.41 | 1 | 1 | stuk | Parts | BE31070 | DS (LP Service material) | stuk | Vermogenschakelaar Emax 2 serie Safety Shutters for FP E2.2 3p IEC | Safety shutters Emax2 E2.2 3P Gamme Emax 2 | Safety shutters Emax2 E2.2 3P Emax 2 range | Safety shutters Emax2 E2.2 3P Emax 2 range
1SDA081458R1 | 1SDA081458R1 | Active | 8015644880149 | 261.83 | 1 | 1 | stuk | Parts | BE31070 | DS (LP Service material) | stuk | Vermogenschakelaar Emax 2 serie Safety Shutters for FP E2.2 4p IEC | Safety shutters Emax2 E2.2 4P Gamme Emax 2 | Safety shutters Emax2 E2.2 4P Emax 2 range | Safety shutters Emax2 E2.2 4P Emax 2 range
1SDA081461R1 | 1SDA081461R1 | Active | 8015644880170 | 762.49 | 1 | 1 | stuk | Parts | BE31070 | DS (LP Service material) | stuk | Safety Shutters for FP E6.2 3p IEC Emax 2 series | Safety Shutters for FP E6.2 3p IEC Série Emax 2 | Safety Shutters for FP E6.2 3p IEC Emax 2 range | Safety Shutters for FP E6.2 3p IEC Emax 2 range
1SDA081467R1 | 1SDA081467R1 | Active | 8015644880231 | 58.08 | 1 | 1 | stuk | Parts | BE31070 | DS (LP Service material) | stuk | Vermogenschakelaar Tmax XT serie Fixing screws (50pcs) | Circuit Breaker Tmax XT range Fixing screws (50pcs) | Circuit Breaker Tmax XT range Fixing screws (50pcs) | Circuit Breaker Tmax XT range Fixing screws (50pcs)
1SDA082413R1 | 1SDA082413R1 | Active | 8015644890797 | 0.01 | 1 | 1 | stuk | Extended Warranty | BE31070 | DS (LP Service material) | stuk | garantie verlenging 2 jaar - Emax 2 Emax 2 series | warranty extension 2 years - Emax 2 Emax 2 range | warranty extension 2 years - Emax 2 Emax 2 range | warranty extension 2 years - Emax 2 Emax 2 range
1SDA082414R1 | 1SDA082414R1 | Active | 8015644890803 | 1322.67 | 1 | 1 | stuk | Extended Warranty | BE31070 | DS (LP Service material) | stuk | garantie verlenging 4 jaar - E1.2 Emax 2 | warranty extension 4 years - E1.2 Emax 2 | warranty extension 4 years - E1.2 Emax 2 | warranty extension 4 years - E1.2 Emax 2
1SDA082416R1 | 1SDA082416R1 | Active | 8015644890827 | 1539.27 | 1 | 1 | stuk | Extended Warranty | BE31070 | DS (LP Service material) | stuk | garantie verlenging 4 jaar - E4.2 Emax 2 series | warranty extension 4 years - E4.2 Emax 2 range | warranty extension 4 years - E4.2 Emax 2 range | warranty extension 4 years - E4.2 Emax 2 range
1SDA082417R1 | 1SDA082417R1 | Active | 8015644890834 | 2726.96 | 1 | 1 | stuk | Extended Warranty | BE31070 | DS (LP Service material) | stuk | Garantie Emax verlenging 5 jaar E6.2 | warranty extension 5 years E6.2 | warranty extension 5 years E6.2 | warranty extension 5 years E6.2
1SDA082418R1 | 1SDA082418R1 | Active | 8015644890841 | 1322.67 | 1 | 1 | stuk | Extended Warranty | BE31070 | DS (LP Service material) | stuk | garantie verlenging 5 jaar - E1.2 Emax 2 | warranty extension 5 years - E1.2 Emax 2 | warranty extension 5 years - E1.2 Emax 2 | warranty extension 5 years - E1.2 Emax 2
1SDA082420R1 | 1SDA082420R1 | Active | 8015644890865 | 1539.27 | 1 | 1 | stuk | Extended Warranty | BE31070 | DS (LP Service material) | stuk | garantie verlenging 5 jaar - E4.2 Emax 2 series | warranty extension 5 years - E4.2 Emax 2 range | warranty extension 5 years - E4.2 Emax 2 range | warranty extension 5 years - E4.2 Emax 2 range
1SDA105135R1 | 1SDA105135R1 | Active | 8056221027687 | 24.37 | 1 | 1 | stuk | Parts | BE31070 | DS (LP Service material) | stuk | Vermogenschakelaar Tmax XT serie FLA. x THE COMunit. DOOR x RC XT5 F/P 4p | Circuit Breaker Tmax XT range FLA. x THE COMunit. DOOR x RC XT5 F/P 4p | Circuit Breaker Tmax XT range FLA. x THE COMunit. DOOR x RC XT5 F/P 4p | Circuit Breaker Tmax XT range FLA. x THE COMunit. DOOR x RC XT5 F/P 4p
1SDA105136R1 | 1SDA105136R1 | Active | 8056221027694 | 24.37 | 1 | 1 | stuk | Parts | BE31070 | DS (LP Service material) | stuk | Vermogenschakelaar Tmax XT serie FLA. x THE COMunit. DOOR x RC XT5 W 4p | Circuit Breaker Tmax XT range FLA. x THE COMunit. DOOR x RC XT5 W 4p | Circuit Breaker Tmax XT range FLA. x THE COMunit. DOOR x RC XT5 W 4p | Circuit Breaker Tmax XT range FLA. x THE COMunit. DOOR x RC XT5 W 4p
1SDA105138R1 | 1SDA105138R1 | Active | 8015644072308 | 16.79 | 1 | 1 | stuk | Parts | BE31070 | DS (LP Service material) | stuk | Vermogenschakelaar Tmax XT serie FLA.xCOMP.DOORxMOE-RHD-FLD XT5 W | Circuit Breaker Tmax XT range FLA.xCOMP.DOORxMOE-RHD-FLD XT5 W | Circuit Breaker Tmax XT range FLA.xCOMP.DOORxMOE-RHD-FLD XT5 W | Circuit Breaker Tmax XT range FLA.xCOMP.DOORxMOE-RHD-FLD XT5 W
1SDA105139R1 | 1SDA105139R1 | Active | 8056221027700 | 15.25 | 1 | 1 | stuk | Parts | BE31070 | DS (LP Service material) | stuk | Vermogenschakelaar Tmax XT serie FLANGE x THE COMunitM.DOOR XT5 F/P | Circuit Breaker Tmax XT range FLANGE x THE COMunitM.DOOR XT5 F/P | Circuit Breaker Tmax XT range FLANGE x THE COMunitM.DOOR XT5 F/P | Circuit Breaker Tmax XT range FLANGE x THE COMunitM.DOOR XT5 F/P
1SDA105140R1 | 1SDA105140R1 | Active | 8015644072322 | 188.83 | 1 | 1 | stuk | Parts | BE31070 | DS (LP Service material) | stuk | Vermogenschakelaar Tmax XT serie FLA.xCOMP.DOORxMOE-RHD-FLD XT6 F | Circuit Breaker Tmax XT range FLA.xCOMP.DOORxMOE-RHD-FLD XT6 F | Circuit Breaker Tmax XT range FLA.xCOMP.DOORxMOE-RHD-FLD XT6 F | Circuit Breaker Tmax XT range FLA.xCOMP.DOORxMOE-RHD-FLD XT6 F
1SDA105141R1 | 1SDA105141R1 | Active | 8015644072339 | 188.83 | 1 | 1 | stuk | Parts | BE31070 | DS (LP Service material) | stuk | Vermogenschakelaar Tmax XT serie FLA.xCOMP.DOORxMOE-RHD-FLD XT6 W | Circuit Breaker Tmax XT range FLA.xCOMP.DOORxMOE-RHD-FLD XT6 W | Circuit Breaker Tmax XT range FLA.xCOMP.DOORxMOE-RHD-FLD XT6 W | Circuit Breaker Tmax XT range FLA.xCOMP.DOORxMOE-RHD-FLD XT6 W
1SDA105142R1 | 1SDA105142R1 | Active | 8015644072346 | 171.63 | 1 | 1 | stuk | Parts | BE31070 | DS (LP Service material) | stuk | Vermogenschakelaar Tmax XT serie FLANGE x THE COMunitM.DOOR XT6 F | Circuit Breaker Tmax XT range FLANGE x THE COMunitM.DOOR XT6 F | Circuit Breaker Tmax XT range FLANGE x THE COMunitM.DOOR XT6 F | Circuit Breaker Tmax XT range FLANGE x THE COMunitM.DOOR XT6 F
1SDA118033R1 | 1SDA118033R1 | Active | 8056221125444 | 270.57 | 1 | 1 | stuk | Tmax XT | BE31070 | DS (LP Service material) | stuk | Retrofit Emax 2 Interlock adaptation kit E1.2 | Retrofit Emax 2 Interlock adaptation kit E1.2 | Retrofit Emax 2 Interlock adaptation kit E1.2 | Retrofit Emax 2 Interlock adaptation kit E1.2
1SDA118034R1 | 1SDA118034R1 | Active | 8056221125475 | 540.94 | 1 | 1 | stuk | Tmax XT | BE31070 | DS (LP Service material) | stuk | Retrofit Emax 2 Interlock adaptation kit E2.2-E4.2 | Retrofit Emax 2 Interlock adaptation kit E2.2-E4.2 | Retrofit Emax 2 Interlock adaptation kit E2.2-E4.2 | Retrofit Emax 2 Interlock adaptation kit E2.2-E4.2
1SCA022627R0820 | OFAF000H25 | Active | 6417019205502 | 7.21 | 1 | 1 | stuk | OFAF | BE31140 | SM (Switches&Fusegear) | stuk | Zek.HRC OFAF000H25 | Fusible Gamme HRC OFAF000H25 | OFAF000H25 NH-Sicherung NH 000 25A 500V GG | OFAF000H25 HRC FUSE LINK
1SCA022627R0910 | OFAF000H32 | Active | 6417019205519 | 7.21 | 1 | 1 | stuk | OFAF | BE31140 | SM (Switches&Fusegear) | stuk | Zek.HRC OFAF000H32 | Fusible Gamme HRC OFAF000H32 | OFAF000H32 NH-Sicherung NH 000 32A 500V GG | OFAF000H32 HRC FUSE LINK
1SCA022627R1040 | OFAF000H35 | Active | 6417019205526 | 7.21 | 1 | 9 | stuk | OFAF | BE31140 | SM (Switches&Fusegear) | stuk | Zek.HRC OFAF000H35 | Fusible Gamme HRC OFAF000H35 | OFAF000H35 NH-Sicherung NH 000 35A 500V GG | OFAF000H35 HRC FUSE LINK
1SCA022627R1210 | OFAF000H50 | Active | 6417019205557 | 7.21 | 1 | 1 | stuk | OFAF | BE31140 | SM (Switches&Fusegear) | stuk | Zek.HRC OFAF000H50 | Fusible Gamme HRC OFAF000H50 | OFAF000H50 NH-Sicherung NH 000 50A 500V GG | OFAF000H50 HRC FUSE LINK
1SCA022627R1390 | OFAF000H63 | Active | 6417019205571 | 7.21 | 1 | 1 | stuk | OFAF | BE31140 | SM (Switches&Fusegear) | stuk | Zek.HRC OFAF000H63 | Fusible HRC OFAF000H63 | OFAF000H63 NH-Sicherung NH 000 63A 500V GG | OFAF000H63 HRC FUSE LINK
1SCA022627R4650 | OFAF1H250 | Active | 6417019205861 | 17.2 | 1 | 3 | stuk | OFAF | BE31140 | SM (Switches&Fusegear) | stuk | Zek.HRC OFAF1H250 | Fusible HRC OFAF1H250 | OFAF1H250 NH-Sicherung NH 1 250A 500V GG | OFAF1H250 HRC FUSE LINK
1SCA108813R1001 | OS30FACC12 | Active | 6417019420752 | 187.22 | 1 | 1 | stuk | OS Mini | BE31140 | SM (Switches&Fusegear) | stuk | Zek.Lastschak.OS30FACC12 | Interrupteur à fusible Gamme OS OS30FACC12 | Switch fuse OS range OS30FACC12 | OS30FACC12 FUSIBLE DISCONNECT SWITCH
1SCA108828R1001 | OS30FAJ12P | Active | 6417019420998 | 203.12 | 1 | 1 | stuk | OS Mini | BE31140 | SM (Switches&Fusegear) | stuk | Zek.Lastschak.OS30FAJ12P | Interrupteur à fusible Gamme OS OS30FAJ12P | OS30FAJ12P Lasttrennschalter f. Sich. 3-polig 30A m. Griff u. Welle UL/CSA | OS30FAJ12P FUSIBLE DISCONNECT SWITCH
1SEP101861R0001 | CE-XR2/3-50-4P | Active | 7025840014539 | 1182 | 1 | 1 | stuk | SlimLine | BE31140 | SM (Switches&Fusegear) | stuk | cont.verlenging SlimLine XR SR-2/3 50mm 4P | Contact extension SlimLine pour 50mm 4P | Contact extension SlimLine for 50mm 4 pole SlimLine | CE-XR2/3-50-4P Contact extension
1SEP101873R0007 | FC-XLP00-3P-EFM | Active | 7025840023333 | 200.68 | 1 | 1 | stuk | EasyLine | BE31140 | SM (Switches&Fusegear) | stuk | Frontplaat XLP 00EFM | XLP 00 Couvercle avec EFM couv EasyLine XLP 00 Couvercle avec EFM couvercle frontal avec Electronic fuse monitoring | XLP00 Frontabdeckung mit elektr. Sicherungsüberwachung | FC-XLP00-3P-EFM Front cover
1SEP101883R0007 | FC-XLP1-3P-EFM | Active | 7025840023326 | 258.18 | 1 | 1 | stuk | EasyLine | BE31140 | SM (Switches&Fusegear) | stuk | Frontplaat XLP 1EFM | XLP 1 Couvercle with EFM couve EasyLine XLP 1 Couvercle with EFM couvercle with Electronic fuse monitoring | XLP1 Frontabdeckung mit elektr. Sicherungsüberwachung | FC-XLP1-3P-EFM Front cover
1SEP101889R0002 | XLP00-A40/95-B-3BC-below | Active | 7025840016380 | 236.15 | 1 | 1 | stuk | EasyLine | BE31140 | SM (Switches&Fusegear) | stuk | VeilighedenL.Scheider 160A | XLP 00-A40/95-3BC-Down 160 A i EasyLine XLP 00-A40/95-3BC-Down 160 A incl. A40/95 Adapter incl. 3 BC, câble dessous | XLP00 A40/95-B-3BC Sich. Lasttrennsch. 3-polig 160A m. 3 Brückenklemmen | XLP00-A40/95-B-3BC-below Fuse Switch Disconnector
1SEP101890R0001 | XLP00 | Active | 7025840013396 | 90.78 | 1 | 1 | stuk | EasyLine | BE31140 | SM (Switches&Fusegear) | stuk | XLP00 Fuse Switch DisCon. | Interrupteur à fusible XLP 00 160 A sans écrous | XLP00 Sicherungslasttrennschalter 3-polig 160 A ohne Klemmen u. Schrauben | XLP00 Fuse Switch Disconnector
1SEP101890R0002 | XLP00-6BC | Active | 7025840013402 | 94.71 | 1 | 1 | stuk | EasyLine | BE31140 | SM (Switches&Fusegear) | stuk | Zek.L.Scheider XLP00 XLP 00-6BC 160 A incl.6 BC | SECTIONNEUR FUSIBLE | XLP00-6BC Sicherungslasttrennschalter 3-polig 160 A mit 6 Brückenklemmen | XLP00-6BC Fuse Switch Disconnector
1SEP101890R0004 | XLP00-6M8 | Active | 7025840021186 | 93.97 | 1 | 1 | stuk | EasyLine | BE31140 | SM (Switches&Fusegear) | stuk | XLP00-6M8 Fuse Switch DisCon. | XLP 00-6M8 160 A incl. 6 M8x16 EasyLine XLP 00-6M8 160 A incl. 6 M8x16 écrous | XLP00-6M8 Sicherungslasttrennschalter 3-polig 160 A mit 6xM8 Schrauben | XLP00-6M8 Fuse Switch Disconnector
1SEP101890R0012 | XLP00-EFM-6BC | Active | 7025840013433 | 242.27 | 1 | 1 | stuk | EasyLine | BE31140 | SM (Switches&Fusegear) | stuk | VeilighedenL.Scheider 160Aelectr.Zek.bewaking | XLP 00-EFM-6BC 160 A incl. El EasyLine XLP 00-EFM-6BC 160 A incl. El. Fuse Monitoring incl 6 BC | XLP00-EFM-6BC Sich. Lasttrennschalter 3-polig 160 A m. 6 Brückenklemmen | XLP00-EFM-6BC Fuse Switch Disconnector
1SEP101890R0402 | XLP00-MNS adapter-3BC | Active | 7025840023289 | 412.35 | 1 | 1 | stuk | EasyLine | BE31140 | SM (Switches&Fusegear) | stuk | XLP00-MNS adapter-3BC Fuse Switch DisCon. | XLP 00-w/MNS Adapter-3BC 160 A EasyLine XLP 00-w/MNS Adapter-3BC 160 A avec adapter MNS incl. 3 BC | XLP00-WMNS-3BC Sicherungslasttrennsch. 3-polig 160 A m. 3 Brückenklemmen | XLP00-MNS adapter-3BC Fuse Switch Disconnector
1SEP101890R0412 | XLP00-MNS adapter-EFM-3BC | Active | 7025840023296 | 566.53 | 1 | 1 | stuk | EasyLine | BE31140 | SM (Switches&Fusegear) | stuk | XLP00-MNS adapter-EFM-3BC Fuse Switch DisCon. | XLP 00-w/MNS Adapter-EFM-3BC 1 EasyLine XLP 00-w/MNS Adapter-EFM-3BC 160 A avec adp. MNS incl. El. Fuse Mon. incl. 3 BC | XLP00-MNS-EFM-3BC Sich. Lasttrennsch. 3-polig 160 A m. 3 Brückenklemmen | XLP00-MNS adapter-EFM-3BC Fuse Switch Disconnector
1SEP101890R8002 | XLP00-6BC-3M8 | Active | 7025840058328 | 95.17 | 1 | 1 | stuk | EasyLine | BE31140 | SM (Switches&Fusegear) | stuk | XLP00-6BC-3M8 Fuse Switch DisCon. | XLP00-6BC-3M8 Fuse Switch Disconnector | 160 A incl. 6 Bridge clamps and | XLP00-6BC-3M8 Fuse Switch Disconnector
1SEP101891R0001 | XLP1 | Active | 7025840013723 | 241.05 | 1 | 1 | stuk | EasyLine | BE31140 | SM (Switches&Fusegear) | stuk | EasyLine XLP1 | XLP 1 250 A / sans écrous EasyLine XLP 1 250 A / sans écrous | XLP1 Sicherungslasttrennschalter 3-polig 250 A ohne Klemmen und Schrauben | XLP1 Fuse Switch Disconnector
1SEP101891R0002 | XLP1-6BC | Active | 7025840013730 | 252.06 | 1 | 1 | stuk | EasyLine | BE31140 | SM (Switches&Fusegear) | stuk | Zek.L.Scheider XLP1 XLP 1-6BC 250 A incl.6 BC | SECTIONNEUR FUSIBLE XLP1 INCL. 6BC | XLP1-6BC Sicherungslasttrennschalter 3-polig 250 A mit 6 Brückenklemmen | XLP1-6BC Fuse Switch Disconnector
1SEP101891R0004 | XLP1-6M10 | Active | 7025840020325 | 250.83 | 1 | 1 | stuk | EasyLine | BE31140 | SM (Switches&Fusegear) | stuk | XLP1-6M10 Fuse Switch DisCon. | XLP 1-6M10 250 A incl. 6 M10x2 EasyLine XLP 1-6M10 250 A incl. 6 M10x20 écrous | XLP1-S&J-6M10 Sich. Lasttrennschalter 3-polig 250 A mit 6xM10 Schrauben | XLP1-6M10 Fuse Switch Disconnector
1SEP101891R0012 | XLP1-EFM-6BC | Active | 7025840013754 | 452.74 | 1 | 1 | stuk | EasyLine | BE31140 | SM (Switches&Fusegear) | stuk | VeilighedenL.Scheider 250Aelectr.Zek.bewaking | XLP 1-EFM-6BC 250 A incl. El. EasyLine XLP 1-EFM-6BC 250 A incl. El. Fuse Monitoring incl 6 BC | XLP1-EFM-6BC Sicherungslasttrennschalter 3-polig 250 A mit 6 Brückenklemmen | XLP1-EFM-6BC Fuse Switch Disconnector
1SEP101892R0001 | XLP2 | Active | 7025840016861 | 376.88 | 1 | 1 | stuk | EasyLine | BE31140 | SM (Switches&Fusegear) | stuk | EasyLine XLP2 | XLP 2 400 A / sans bornes, écr EasyLine XLP 2 400 A / sans bornes, écrous | XLP2 Sicherungslasttrennschalter 3-polig 400 A ohne Klemmen u. Schrauben | XLP2 Fuse Switch Disconnector
1SEP101892R0002 | XLP2-6BC | Active | 7025840016878 | 398.9 | 1 | 1 | stuk | EasyLine | BE31140 | SM (Switches&Fusegear) | stuk | Zek.L.Scheider XLP2 XLP 2-6BC 400 A incl.6 BC | XLP 2-6BC 400 A incl. 6 BC EasyLine XLP 2-6BC 400 A incl. 6 BC | XLP2-6BC Sicherungslasttrennschalter 3-polig 400 A mit 6 Brückenklemmen | XLP2-6BC Fuse Switch Disconnector
1SEP101892R0004 | XLP2-S&J-6M12 | Active | 7025840061038 | 646.07 | 1 | 1 | stuk | EasyLine | BE31140 | SM (Switches&Fusegear) | stuk | XLP2-S&J-6M12 Fuse Switch DisCon. | XLP2-S&J-6M12 Sectionneur à fusible | XLP2-S&J-6M12 Sich. Lasttrennschalter 3-polig 400 A m. 6xM12 Schrauben | XLP2-S&J-6M12 Fuse Switch Disconnector
1SEP101892R0012 | XLP2-EFM-6BC | Active | 7025840016885 | 627.71 | 1 | 1 | stuk | EasyLine | BE31140 | SM (Switches&Fusegear) | stuk | VeilighedenL.Scheider 400A | XLP 2-EFM-6BC 400 A incl. El. EasyLine XLP 2-EFM-6BC 400 A incl. El. Fuse Monitoring incl 6 BC | XLP2-EFM-6BC Sicherungslasttrennsch. 3-polig 400 A m. 6 Brückenklemmen | XLP2-EFM-6BC Fuse Switch Disconnector
1SEP101898R0002 | XLP00-A40/75-B-3BC-below | Active | 7025840016403 | 226.38 | 1 | 1 | stuk | EasyLine | BE31140 | SM (Switches&Fusegear) | stuk | XLP00-A40/75-B-3BC-below Fuse Switch DisCon. | XLP 00-A40/75-3BC-Down 160 A i EasyLine XLP 00-A40/75-3BC-Down 160 A incl. A40/75 Adapter incl. 3 BC,câble dessous | XLP00-A40/75-B-3BC Sich. Lasttrennsch. 3-polig 160 A m. 3 Brückenklemmen | XLP00-A40/75-B-3BC-below Fuse Switch Disconnector
1SEP101898R0004 | XLP00-A40/75-B-3M8-below | Active | 7025840016410 | 223.92 | 1 | 1 | stuk | EasyLine | BE31140 | SM (Switches&Fusegear) | stuk | VeilighedenL.Scheider 160A | XLP 00-A40/75-3M8-Down 160 A i EasyLine XLP 00-A40/75-3M8-Down 160 A incl. A40/75 Adapter incl. 3 M8 câble dessous | XLP00-A40/75-B-3M8 Sich. Lasttrennsch. 3-polig 160 A m. 3xM8 Schrauben | XLP00-A40/75-B-3M8-below Fuse Switch Disconnector
1SEP101899R0002 | XLP00-A40/120-B-3BC-below | Active | 7025840016427 | 236.15 | 1 | 1 | stuk | EasyLine | BE31140 | SM (Switches&Fusegear) | stuk | VeilighedenL.Scheider 160A | XLP 00-A40/120-3BC-Down 160 A EasyLine XLP 00-A40/120-3BC-Down 160 A incl. A40/120 Adapter incl. 3 BC,câble dessous | XLP00-A40/120-B-3BC Sich. Lasttrennsch. 3-polig 160 A m. 3 Brückenklemmen | XLP00-A40/120-B-3BC-below Fuse Switch Disconnector
1SEP101899R0004 | XLP00-A40/120-B-3M8-below | Active | 7025840016434 | 233.7 | 1 | 1 | stuk | EasyLine | BE31140 | SM (Switches&Fusegear) | stuk | VeilighedenL.Scheider 160A | XLP 00-A40/120-3M8-Down 160 A EasyLine XLP 00-A40/120-3M8-Down 160 A incl. A40/120 Adapter incl. 3 M8 câble dessous | XLP00-A40/120-B-3M8 Sich. Lasttrennsch. 3-polig 160 A m. 3xM8 Schrauben | XLP00-A40/120-B-3M8-below Fuse Switch Disconnector
1SEP101910R0001 | BBA-XLP00-D60H60-A | Active | 7025840014522 | 81 | 1 | 1 | stuk | EasyLine | BE31140 | SM (Switches&Fusegear) | stuk | VeilighedenL.Scheider 160A | XLP 00 A60/60 Adapter-Up voor EasyLine XLP 00 A60/60 Adapter-Up pour 60mm jeux de barre distance, 5 or 10 mm,câble haut | XLP00-A60/60 Adapter für 60mm busbar distance | BBA-XLP00-D60H60-A Adapter
1SEP101912R0002 | 1SEP101912R0002 | Active | 7025840016489 | 422.03 | 1 | 1 | stuk | EasyLine | BE31140 | SM (Switches&Fusegear) | stuk | Veilighedenlastscheider 250A | XLP1-A40/120-3BC 250 A incl. A EasyLine XLP1-A40/120-3BC 250 A incl. A40/120 Adapter incl. 3 BC | 250 A incl. A40/120 adapter incl. 3 Bridge Clamps, cable above | 250 A incl. A40/120 adapter incl. 3 Bridge Clamps, cable above
1SEP101912R0004 | 1SEP101912R0004 | Active | 7025840016496 | 422.03 | 1 | 1 | stuk | EasyLine | BE31140 | SM (Switches&Fusegear) | stuk | Veilighedenlastscheider 250A | XLP1-A40/120-3M10 250 A incl. EasyLine XLP1-A40/120-3M10 250 A incl. A40/120 Adapter incl. 3 M10 écrous | XLP1-A40/120-A-3M10 size 1, adaptor 40/120, 3xM10 | XLP1-A40/120-A-3M10 size 1, adaptor 40/120, 3xM10
1SEP101915R0001 | BBA-XLP00-D60H60-B | Active | 7025840015659 | 81 | 1 | 1 | stuk | EasyLine | BE31140 | SM (Switches&Fusegear) | stuk | Adapter A60/60 60Mm rail afst, 5 of 10Mm | XLP 00 A60/60 Adapter-Down voo EasyLine XLP 00 A60/60 Adapter-Down pour 60 mm jeux de barre distance, 5 or 10 mm | XLP00-A60/60 Adapter für 60mm busbar distance | BBA-XLP00-D60H60-B Adapter
1SEP101916R0001 | XLP00-A60/60-B-3BC-below | Active | 7025840015635 | 171.53 | 1 | 1 | stuk | EasyLine | BE31140 | SM (Switches&Fusegear) | stuk | XLP00-A60/60-B-3BC-below Fuse Switch DisCon. | XLP 00-A60/60-3BC-Down 160 A i, EasyLine, XLP 00-A60/60-3BC-Down 160 A incl. A60/60 Adapter incl. 3 BC, câble dessous | XLP00-A60/60-B-3BC Sich. Lasttrennsch. 3-polig 160A m. 3 Brückenklemmen | XLP00-A60/60-B-3BC-below Fuse Switch Disconnector
1SEP101916R0002 | XLP00-A60/60-B-below | Active | 7025840019718 | 177.43 | 1 | 1 | stuk | EasyLine | BE31140 | SM (Switches&Fusegear) | stuk | Zek.L.Scheider EasyLine 160A out clamps | Fusible interrupteur section. EasyLine 160A without clamps | Fuse swith-disconnector EasyLine 160A without clamps | XLP00-A60/60-B-below Fuse Switch Disconnector
1SEP101917R0001 | XLP00-A60/60-A-3BC-above | Active | 7025840015642 | 179.87 | 1 | 1 | stuk | EasyLine | BE31140 | SM (Switches&Fusegear) | stuk | XLP00-A60/60-A-3BC-above Fuse Switch DisCon. | XLP 00-A60/60-3BC-Up 160 A inc EasyLine XLP 00-A60/60-3BC-Up 160 A incl. A60/60 Adapter incl. 3 BC, câble dessus | XLP00-A60/60-A-3BC Sich. Lasttrennsch. 3-polig 160A m. 3 Brückenklemmen | XLP00-A60/60-A-3BC-above Fuse Switch Disconnector
1SEP101918R0001 | XLP1-A60/85-B-3BC-below | Active | 7025840019664 | 381.77 | 1 | 1 | stuk | EasyLine | BE31140 | SM (Switches&Fusegear) | stuk | VeilighedenL.Scheider 250A | XLP1-A60/85-3BC-Down 250 A inc EasyLine XLP1-A60/85-3BC-Down 250 A incl. A60/85 Adapter incl. 3 BC, câble dessous | XLP1-A60/85-B-3BC Sich. Lasttrennsch. 3-polig 250A m. 3 Brückenklemmen | XLP1-A60/85-B-3BC-below Fuse Switch Disconnector
1SEP101919R0001 | XLP1-A60/85-A-3BC-above | Active | 7025840016458 | 381.77 | 1 | 1 | stuk | EasyLine | BE31140 | SM (Switches&Fusegear) | stuk | VeilighedenL.Scheider 250A | XLP1-A60/85-3BC-Up 250 A incl. EasyLine XLP1-A60/85-3BC-Up 250 A incl. A60/85 Adapter incl. 3 BC, câble dessus | XLP1-A60/85-A-3BC Sich. Lasttrennsch. 3-polig 250A m. 3 Brückenklemmen | XLP1-A60/85-A-3BC-above Fuse Switch Disconnector
1SEP101975R0001 | XLP3 | Active | 7025840016977 | 613.03 | 1 | 1 | stuk | EasyLine | BE31140 | SM (Switches&Fusegear) | stuk | EasyLine XLP3 | XLP 3 630 A / sans bornes, écr EasyLine XLP 3 630 A / sans bornes, écrous | XLP3 Sich. Lasttrennsch. 3-polig 630A ohne Klemmen u. Schrauben | XLP3 Fuse Switch Disconnector
1SEP101975R0002 | XLP3-6BC | Active | 7025840016991 | 625.27 | 1 | 1 | stuk | EasyLine | BE31140 | SM (Switches&Fusegear) | stuk | Zek.L.Scheider XLP3 XLP 3-6BC 630 A incl.6 BC | XLP 3-6BC 630 A incl. 6 BC EasyLine XLP 3-6BC 630 A incl. 6 BC | XLP3-6BC Sicherungslasttrennschalter 3-polig 630 A mit 6 Brückenklemmen | XLP3-6BC Fuse Switch Disconnector
1SEP101975R0012 | XLP3-EFM-6BC | Active | 7025840017011 | 998.46 | 1 | 1 | stuk | EasyLine | BE31140 | SM (Switches&Fusegear) | stuk | VeilighedenL.Scheider 630A | XLP 3-EFM-6BC 630 A incl. El. EasyLine XLP 3-EFM-6BC 630 A incl. El. Fuse Monitoring incl 6 BC | XLP3-EFM-6BC Sich. Lasttrennsch. 3-polig 630A m. 6 Brückenklemmen | XLP3-EFM-6BC Fuse Switch Disconnector
1SEP101982R0007 | FC-XLP2-3P-EFM | Active | 7025840023319 | 349.94 | 1 | 1 | stuk | EasyLine | BE31140 | SM (Switches&Fusegear) | stuk | Frontplaat XLP 2EFM | XLP 2 Couvercle with EFM couve EasyLine XLP 2 Couvercle with EFM couvercle with Electronic fuse monitoring | XLP2 Frontabdeckung mit elektr. Sicherungsüberwachung | FC-XLP2-3P-EFM Front cover
1SEP102127R0001 | CE-XR00-50-3P | Active | 7025840065395 | 365.86 | 1 | 1 | stuk | SlimLine | BE31140 | SM (Switches&Fusegear) | stuk | aanslverlenging SlimLine XR-00 50mm 3P | Extension de contact Slimline XR Pour XR-00 50mm 3P | XR00 Kontaktverlängerung für 50mm 3-polig | CE-XR00-50-3P Contact extension
1SEP102128R0001 | CE-XR1-50-3P | Active | 7025840065418 | 419.7 | 1 | 1 | stuk | SlimLine | BE31140 | SM (Switches&Fusegear) | stuk | aanslverlenging SlimLine XR1 50mm 3P | Connecteur SlimLine XR XR1 Contact ext. for 50mm | XR1 Kontaktverlängerung für 50mm 3-polig | CE-XR1-50-3P Contact extension
1SEP102128R0002 | CE-XR1-50-2P | Active | 7025840065425 | 348.75 | 1 | 1 | stuk | SlimLine | BE31140 | SM (Switches&Fusegear) | stuk | aanslverlenging SlimLine XR1 50mm 2 P | XR1 Contact ext. 50mm 2 pole SlimLine XR | XR1 Kontaktverlängerung für 50mm 2-polig | CE-XR1-50-2P Contact extension
1SEP102135R0001 | CE-XR00-185-3P | Active | 7025840065449 | 364.63 | 1 | 1 | stuk | SlimLine | BE31140 | SM (Switches&Fusegear) | stuk | aanslverlenging SlimLine XR-00 185mm 3P | CE-XR00-185-3P Extension de contact | XR00 Kontaktverlängerung für 185mm 3-polig | CE-XR00-185-3P Contact extension
1SEP102136R0001 | CE-XR1-185-3P | Active | 7025840065456 | 419.7 | 1 | 1 | stuk | SlimLine | BE31140 | SM (Switches&Fusegear) | stuk | aanslverlenging SlimLine XR-1 185mm 3P | CE-XR1-185-3P Extension de contact | XR1 Kontaktverlängerung für 185mm 3-polig | CE-XR1-185-3P Contact extension
1SEP102198R0001 | CE-XR2/3-185-4P | Active | 7025840060987 | 1182 | 1 | 1 | stuk | SlimLine | BE31140 | SM (Switches&Fusegear) | stuk | CE-XR2/3-185-4P cont.extension | CE-XR2/3-185-4P Contact extension | XR2/3 Kontaktverlängerung für 185mm 4-polig | CE-XR2/3-185-4P Contact extension
1SEP102208R0001 | CE-XR00-185-4P | Active | 7025840065463 | 439.27 | 1 | 1 | stuk | SlimLine | BE31140 | SM (Switches&Fusegear) | stuk | CE-XR00-185-4P cont.extension | CE-XR00-185-4P Extension de contact | XR00 Kontaktverlängerung für 185mm 4-polig | CE-XR00-185-4P Contact extension
1SEP102209R0001 | CE-XR1-185-4P | Active | 7025840065029 | 551.85 | 1 | 1 | stuk | SlimLine | BE31140 | SM (Switches&Fusegear) | stuk | CE-XR1-185-4P cont.extension | CE-XR1-185-4P Extension de contact | XR1 Kontaktverlängerung für 185mm 4-polig | CE-XR1-185-4P Contact extension
1SEP102219R0005 | FC-XR00-NH-R | Active | 7025840079552 | 116.35 | 1 | 1 | stuk | SlimLine | BE31140 | SM (Switches&Fusegear) | stuk | Frontplaat SlimLine XR FC-XR00-NH-R* | SlimLine XR, Red front cover, used as fire indicator | Sllimeline XR | FC-XR00-NH-R Front cover
1SEP102223R0001 | CAS-XR-185/500 | Active | 7025840064602 | 1254.21 | 1 | 1 | stuk | SlimLine | BE31140 | SM (Switches&Fusegear) | stuk | SlimLine CAS-XR-185/500 | CAS-XR-185/500 Cassette | SlimLine cassette 500mm/185mm | CAS-XR-185/500 Cassette
1SEP102223R0002 | CAS-XR-185/1000 | Active | 7025840064619 | 1604.16 | 1 | 1 | stuk | SlimLine | BE31140 | SM (Switches&Fusegear) | stuk | SlimLine CAS-XR-185/1000 | CAS-XR-185/1000 Cassette | SlimLine cassette height 1000mm C.W. top & bottom-set | CAS-XR-185/1000 Cassette
1SEP102223R0003 | CAS-XR-185/1500 | Active | 7025840064626 | 2055.67 | 1 | 1 | stuk | SlimLine | BE31140 | SM (Switches&Fusegear) | stuk | Cassette SlimLine XR CASSETTE 1500 SLIMLINE | CAS-XR-185/1500 Cassette | SlimLine cassette height 1500mm C.W. top & bottom-set | CAS-XR-185/1500 Cassette
1SEP102223R0004 | CAS-XR-185/2000 | Active | 7025840064633 | 2513.3 | 1 | 1 | stuk | SlimLine | BE31140 | SM (Switches&Fusegear) | stuk | Cassette SlimLine 185mm/2000mm | Cassette SlimLine 185mm/2000mm | Cassette SlimLine 185mm/2000mm | CAS-XR-185/2000 Cassette
1SEP102285R0001 | XLP2-A60/120-A-above | Active | 7025840081098 | 494.33 | 1 | 1 | stuk | EasyLine | BE31140 | SM (Switches&Fusegear) | stuk | Zek.L.Scheider XLP2 Grootte 2 A 60/120 | XLP2-A60/120-A Sectionneur à fusible dessus | XLP2-A60/120-A Sich. Lasttrennsch. 3-polig 400A ohne Klemmen u. Schrauben | XLP2-A60/120-A-above Fuse Switch Disconnector
1SEP102286R0001 | XLP2-A60/120-B-below | Active | 7025840081104 | 494.33 | 1 | 1 | stuk | EasyLine | BE31140 | SM (Switches&Fusegear) | stuk | Zek.L.Scheider XLP2 Grootte 2 A 60/120 | XLP2-A60/120-B Sectionneur à fusible dessous | XLP2-A60/120-B Sich. Lasttrennsch. 3-polig 400A ohne Klemmen u. Schrauben | XLP2-A60/120-B-below Fuse Switch Disconnector
1SEP102287R0001 | XLP3-A60/120-A-above | Active | 7025840081111 | 892.01 | 1 | 1 | stuk | EasyLine | BE31140 | SM (Switches&Fusegear) | stuk | Zek.L.Scheider XLP3 Grootte 3 A 60/120 | XLP3-A60/120-A Sectionneur à fusible dessus | XLP3-A60/120-A Sich. Lasttrennsch. 3-polig 630A ohne Klemmen u. Schrauben | XLP3-A60/120-A-above Fuse Switch Disconnector
1SEP102288R0001 | XLP3-A60/120-B-below | Active | 7025840081128 | 892.01 | 1 | 1 | stuk | EasyLine | BE31140 | SM (Switches&Fusegear) | stuk | Zek.L.Scheider XLP3 Grootte 3 A 60/120 | XLP3-A60/120-B Sectionneur à fusible dessous | XLP3-A60/120-B Sich. Lasttrennsch. 3-polig 630A ohne Klemmen u. Schrauben | XLP3-A60/120-B-below Fuse Switch Disconnector
1SEP201428R0001 | XLP000-6CC | Active | 7025840013372 | 83.33 | 1 | 1 | stuk | EasyLine | BE31140 | SM (Switches&Fusegear) | stuk | Zek.L.Scheider XLP000 VeilighedenL.Scheider 100A | XLP 000 -6CC 100 A interrupteu EasyLine XLP 000 -6CC 100 A interrupteur fusible incl. 6 CC | XLP000-6CC Sicherungslasttrennschalter 3-polig 100 A mit 6 Brückenklemmen | XLP000-6CC Fuse Switch Disconnector
1SEP201428R0002 | XLP000-6CC in carton | Active | 7025840014584 | 88.26 | 1 | 1 | stuk | EasyLine | BE31140 | SM (Switches&Fusegear) | stuk | XLP000-6CC in carton Fuse Switch DisCon. | XLP000-6CC in carton Fuse Switch Disconnector | 100 A incl. 6 Cage Clamps in carton | XLP000-6CC in carton Fuse Switch Disconnector
1SEP201451R0001 | BBA-XLP1-D60H85-A | Active | 7025840016502 | 139.49 | 1 | 1 | stuk | EasyLine | BE31140 | SM (Switches&Fusegear) | stuk | Adapter A60/85 60Mm rail afst, 5 of 10Mm | XLP 1 A60/85 Adapter-Up voor EasyLine XLP 1 A60/85 Adapter-Up pour 60 mm jeux de barre distance, 5 or 10 mm | XLP1-A60/85 Adapter oben Abgang oben | BBA-XLP1-D60H85-A Adapter
1SEP201456R0001 | BBA-XLP1-D60H85-B | Active | 7025840016519 | 139.49 | 1 | 1 | stuk | EasyLine | BE31140 | SM (Switches&Fusegear) | stuk | Adapter A60/85 60Mm rail afst, 5 of 10Mm | XLP 1 A60/85 Adapter-Down voor EasyLine XLP 1 A60/85 Adapter-Down pour 60 mm jeux de barre distance, 5 or 10 mm | XLP1-A60/85 Adapter unten Abgang unten | BBA-XLP1-D60H85-B Adapter
1SEP204480R1500 | 1SEP204480R1500 | Active | 3800161650314 | 472.48 | 1 | 1 | stuk | SlimLine | BE31140 | SM (Switches&Fusegear) | stuk | Zekeringscheider SlimLine XR XRG00-50/5-3P | Fusible sectionneur SlimLine XR XRG00-50/5-3P | Fuse disconnector SlimLine XR XRG00-50/5-3P | Fuse disconnector SlimLine XR XRG00-50/5-3P
1SEP204480R1501 | 1SEP204480R1501 | Active | 3800161650321 | 961.06 | 1 | 1 | stuk | SlimLine | BE31140 | SM (Switches&Fusegear) | stuk | Zekeringscheider SlimLine XR XRG00-50/5-3P-EFM | Fusible sectionneur SlimLine XR XRG00-50/5-3P-EFM | Fuse disconnector SlimLine XR XRG00-50/5-3P-EFM | Fuse disconnector SlimLine XR XRG00-50/5-3P-EFM
1SEP204480R1502 | 1SEP204480R1502 | Active | 3800161650352 | 1906.19 | 1 | 1 | stuk | SlimLine | BE31140 | SM (Switches&Fusegear) | stuk | Zekeringscheider SlimLine XR XRG00-50/5-3P-MOT | Fusible sectionneur SlimLine XR XRG00-50/5-3P-MOT | Fuse disconnector SlimLine XR XRG00-50/5-3P-MOT | Fuse disconnector SlimLine XR XRG00-50/5-3P-MOT
1SEP204480R1503 | 1SEP204480R1503 | Active | 3800161650369 | 2338.32 | 1 | 1 | stuk | SlimLine | BE31140 | SM (Switches&Fusegear) | stuk | Zekeringscheider SlimLine XR XRG00-50/5-3P-MOT-EFM | Fusible sectionneur SlimLine XR XRG00-50/5-3P-MOT-EFM | Fuse disconnector SlimLine XR XRG00-50/5-3P-MOT-EFM | Fuse disconnector SlimLine XR XRG00-50/5-3P-MOT-EFM
1SEP204480R1516 | 1SEP204480R1516 | Active | 3800161650338 | 2381.78 | 1 | 1 | stuk | SlimLine | BE31140 | SM (Switches&Fusegear) | stuk | Zekeringscheider SlimLine XR XRG00-50/5-3P-ITS2.1 | Fusible sectionneur SlimLine XR XRG00-50/5-3P-ITS2.1 | Fuse disconnector SlimLine XR XRG00-50/5-3P-ITS2.1 | Fuse disconnector SlimLine XR XRG00-50/5-3P-ITS2.1
1SEP204480R1517 | 1SEP204480R1517 | Active | 3800161650345 | 3881.95 | 1 | 1 | stuk | SlimLine | BE31140 | SM (Switches&Fusegear) | stuk | Zekeringscheider SlimLine XR XRG00-50/5-3P-ITS2.1-MOT | Fusible sectionneur SlimLine XR XRG00-50/5-3P-ITS2.1-MOT | Fuse disconnector SlimLine XR XRG00-50/5-3P-ITS2.1-MOT | Fuse disconnector SlimLine XR XRG00-50/5-3P-ITS2.1-MOT
1SEP204480R1600 | 1SEP204480R1600 | Active | 3800161650437 | 608.24 | 1 | 1 | stuk | SlimLine | BE31140 | SM (Switches&Fusegear) | stuk | Zekeringscheider SlimLine XR XRG00-50/5-DC | Fusible sectionneur SlimLine XR XRG00-50/5-DC | Fuse disconnector SlimLine XR XRG00-50/5-DC | Fuse disconnector SlimLine XR XRG00-50/5-DC
1SEP204480R1700 | 1SEP204480R1700 | Active | 3800161650376 | 590.55 | 1 | 1 | stuk | SlimLine | BE31140 | SM (Switches&Fusegear) | stuk | Zekeringscheider SlimLine XR XRG00-50/5-4P | Fusible sectionneur SlimLine XR XRG00-50/5-4P | Fuse disconnector SlimLine XR XRG00-50/5-4P | Fuse disconnector SlimLine XR XRG00-50/5-4P
1SEP204480R1701 | 1SEP204480R1701 | Active | 3800161650383 | 1022.76 | 1 | 1 | stuk | SlimLine | BE31140 | SM (Switches&Fusegear) | stuk | Zekeringscheider SlimLine XR XRG00-50/5-4P-EFM | Fusible sectionneur SlimLine XR XRG00-50/5-4P-EFM | Fuse disconnector SlimLine XR XRG00-50/5-4P-EFM | Fuse disconnector SlimLine XR XRG00-50/5-4P-EFM
1SEP204480R1702 | 1SEP204480R1702 | Active | 3800161650413 | 1967.86 | 1 | 1 | stuk | SlimLine | BE31140 | SM (Switches&Fusegear) | stuk | Zekeringscheider SlimLine XR XRG00-50/5-4P-MOT | Fusible sectionneur SlimLine XR XRG00-50/5-4P-MOT | Fuse disconnector SlimLine XR XRG00-50/5-4P-MOT | Fuse disconnector SlimLine XR XRG00-50/5-4P-MOT
1SEP204480R1703 | 1SEP204480R1703 | Active | 3800161650420 | 2400.07 | 1 | 1 | stuk | SlimLine | BE31140 | SM (Switches&Fusegear) | stuk | Zekeringscheider SlimLine XR XRG00-50/5-4P-MOT-EFM | Fusible sectionneur SlimLine XR XRG00-50/5-4P-MOT-EFM | Fuse disconnector SlimLine XR XRG00-50/5-4P-MOT-EFM | Fuse disconnector SlimLine XR XRG00-50/5-4P-MOT-EFM
1SEP204480R1716 | 1SEP204480R1716 | Active | 3800161650390 | 2540.07 | 1 | 1 | stuk | SlimLine | BE31140 | SM (Switches&Fusegear) | stuk | Zekeringscheider SlimLine XR XRG00-50/5-4P-ITS2.1 | Fusible sectionneur SlimLine XR XRG00-50/5-4P-ITS2.1 | Fuse disconnector SlimLine XR XRG00-50/5-4P-ITS2.1 | Fuse disconnector SlimLine XR XRG00-50/5-4P-ITS2.1
1SEP204480R1717 | 1SEP204480R1717 | Active | 3800161650406 | 3944.93 | 1 | 1 | stuk | SlimLine | BE31140 | SM (Switches&Fusegear) | stuk | Zekeringscheider SlimLine XR XRG00-50/5-4P-ITS2.1-MOT | Fusible sectionneur SlimLine XR XRG00-50/5-4P-ITS2.1-MOT | Fuse disconnector SlimLine XR XRG00-50/5-4P-ITS2.1-MOT | Fuse disconnector SlimLine XR XRG00-50/5-4P-ITS2.1-MOT
1SEP204480R3500 | 1SEP204480R3500 | Active | 3800161650000 | 528.83 | 1 | 1 | stuk | SlimLine | BE31140 | SM (Switches&Fusegear) | stuk | Zekeringscheider SlimLine XR XRG00-185/10-3P | Fusible sectionneur SlimLine XR XRG00-185/10-3P | Fuse disconnector SlimLine XR XRG00-185/10-3P | Fuse disconnector SlimLine XR XRG00-185/10-3P
1SEP204480R3501 | 1SEP204480R3501 | Active | 3800161650017 | 822.4 | 1 | 1 | stuk | SlimLine | BE31140 | SM (Switches&Fusegear) | stuk | Zekeringscheider SlimLine XR XRG00-185/10-3P-EFM | Fusible sectionneur SlimLine XR XRG00-185/10-3P-EFM | Fuse disconnector SlimLine XR XRG00-185/10-3P-EFM | Fuse disconnector SlimLine XR XRG00-185/10-3P-EFM
1SEP204480R3502 | XRG00-185/10-3P-MOT | Active | 3800161650062 | 1934.62 | 1 | 1 | stuk | SlimLine | BE31140 | SM (Switches&Fusegear) | stuk | XRG00-185/10-3P-MOT | XRG00-185/10-3P-MOT Switch disconnector fuse | XRG00-185/10-3P-MOT Lasttrennschalter 3-polig mit Motor | XRG00-185/10-3P-MOT Switch disconnector fuse
1SEP204480R3503 | XRG00-185/10-3P-MOT-EFM | Active | 3800161650079 | 2373.22 | 1 | 1 | stuk | SlimLine | BE31140 | SM (Switches&Fusegear) | stuk | XRG00-185/10-3P-MOT-EFM | XRG00-185/10-3P-MOT-EFM Switch disconnector fuse | XRG00-185/10-3P-MOT-EFM Lasttrennsch. 3-polig mit Motor und Si-Überwachung | XRG00-185/10-3P-MOT-EFM Switch disconnector fuse
1SEP204480R3516 | XRG00-185/10-3P-ITS2.1 | Active | 3800161650024 | 2514.05 | 1 | 1 | stuk | SlimLine | BE31140 | SM (Switches&Fusegear) | stuk | XRG00-185/10-3P-ITS2.1 | XRG00-185/10-3P-ITS2.1 Switch disconnector fuse | XRG00-185/10-3P-ITS2.1 Lasttrennsch. 3-polig mit ITS2.1 Modul | XRG00-185/10-3P-ITS2.1 Switch disconnector fuse
1SEP204480R3517 | XRG00-185/10-3P-ITS2.1-MOT | Active | 3800161650031 | 3939.91 | 1 | 1 | stuk | SlimLine | BE31140 | SM (Switches&Fusegear) | stuk | XRG00-185/10-3P-ITS2.1-MOT | XRG00-185/10-3P-ITS2.1-MOT Switch disconnector fuse | XRG00-185/10-3P-ITS2.1-MOT Lasttrennsch. 3-polig mit Motor und ITS2.1 Modul | XRG00-185/10-3P-ITS2.1-MOT Switch disconnector fuse
1SEP204480R3518 | XRG00-185/10-3P-ITS2.D | Active | 3800161650048 | 2863.39 | 1 | 1 | stuk | SlimLine | BE31140 | SM (Switches&Fusegear) | stuk | XRG00-185/10-3P-ITS2.D | XRG00-185/10-3P-ITS2.D Switch disconnector fuse | XRG00-185/10-3P-ITS2.D Lasttrennsch. 3-polig mit ITS2.D Display-Modul | XRG00-185/10-3P-ITS2.D Switch disconnector fuse
1SEP204480R3519 | XRG00-185/10-3P-ITS2.D-MOT | Active | 3800161650055 | 4261.29 | 1 | 1 | stuk | SlimLine | BE31140 | SM (Switches&Fusegear) | stuk | XRG00-185/10-3P-ITS2.D-MOT | XRG00-185/10-3P-ITS2.D-MOT Switch disconnector fuse | XRG00-185/10-3P-ITS2.D-MOT Lasttrennsch. 3-polig m. Motor u. ITS2.D Display-Modul | XRG00-185/10-3P-ITS2.D-MOT Switch disconnector fuse
1SEP204480R3600 | 1SEP204480R3600 | Active | 3800161650147 | 608.24 | 1 | 1 | stuk | SlimLine | BE31140 | SM (Switches&Fusegear) | stuk | Zekeringscheider SlimLine XR XRG00-185/10-DC | Fusible sectionneur SlimLine XR XRG00-185/10-DC | Fuse disconnector SlimLine XR XRG00-185/10-DC | Fuse disconnector SlimLine XR XRG00-185/10-DC
1SEP204480R3606 | 1SEP204480R3606 | Active | 3800161650154 | 802.57 | 1 | 1 | stuk | SlimLine | BE31140 | SM (Switches&Fusegear) | stuk | Zekeringscheider SlimLine XR XRG00-185/10-DC-EFM-110 | Fusible sectionneur SlimLine XR XRG00-185/10-DC-EFM-110 | Fuse disconnector SlimLine XR XRG00-185/10-DC-EFM-110 | Fuse disconnector SlimLine XR XRG00-185/10-DC-EFM-110
1SEP204480R3608 | 1SEP204480R3608 | Active | 3800161650161 | 797.52 | 1 | 1 | stuk | SlimLine | BE31140 | SM (Switches&Fusegear) | stuk | Zekeringscheider SlimLine XR XRG00-185/10-DC-EFM-500 | Fusible sectionneur SlimLine XR XRG00-185/10-DC-EFM-500 | Fuse disconnector SlimLine XR XRG00-185/10-DC-EFM-500 | Fuse disconnector SlimLine XR XRG00-185/10-DC-EFM-500
1SEP204480R3700 | XRG00-185/10-4P | Active | 3800161650086 | 599.37 | 1 | 1 | stuk | SlimLine | BE31140 | SM (Switches&Fusegear) | stuk | XRG00-185/10-4P | XRG00-185/10-4P Switch disconnector fuse | XRG00-185/10-4P Lasttrennschalter 4-polig | XRG00-185/10-4P Switch disconnector fuse
1SEP204480R3701 | XRG00-185/10-4P-EFM | Active | 3800161650093 | 1038 | 1 | 1 | stuk | SlimLine | BE31140 | SM (Switches&Fusegear) | stuk | XRG00-185/10-4P-EFM | XRG00-185/10-4P-EFM Switch disconnector fuse | XRG00-185/10-4P-EFM Lasttrennschalter 4-polig mit Sicherungs-Überwachung | XRG00-185/10-4P-EFM Switch disconnector fuse
1SEP204480R3702 | XRG00-185/10-4P-MOT | Active | 3800161650123 | 599.37 | 1 | 1 | stuk | SlimLine | BE31140 | SM (Switches&Fusegear) | stuk | XRG00-185/10-4P-MOT | XRG00-185/10-4P-MOT Switch disconnector fuse | XRG00-185/10-4P-MOT Lasttrennschalter 4-polig mit Motor | XRG00-185/10-4P-MOT Switch disconnector fuse
1SEP204480R3703 | XRG00-185/10-4P-MOT-EFM | Active | 3800161650130 | 2435.87 | 1 | 1 | stuk | SlimLine | BE31140 | SM (Switches&Fusegear) | stuk | XRG00-185/10-4P-MOT-EFM | XRG00-185/10-4P-MOT-EFM Switch disconnector fuse | XRG00-185/10-4P-MOT-EFM Lasttrennsch. 4-polig mit Motor und Si-Überwachung | XRG00-185/10-4P-MOT-EFM Switch disconnector fuse
1SEP204480R3716 | 1SEP204480R3716 | Active | 3800161652912 | 1543.08 | 1 | 1 | stuk | SlimLine | BE31140 | SM (Switches&Fusegear) | stuk | Zekeringscheider SlimLine XR XRG00-185/10-4P-ITS2.1 | Fusible sectionneur SlimLine XR XRG00-185/10-4P-ITS2.1 | Fuse disconnector SlimLine XR XRG00-185/10-4P-ITS2.1 | Fuse disconnector SlimLine XR XRG00-185/10-4P-ITS2.1
1SEP204480R3717 | 1SEP204480R3717 | Active | 3800161650109 | 2970.57 | 1 | 1 | stuk | SlimLine | BE31140 | SM (Switches&Fusegear) | stuk | Zekeringscheider SlimLine XR XRG00-185/10-4P-ITS2.1-MOT | Fusible sectionneur SlimLine XR XRG00-185/10-4P-ITS2.1-MOT | Fuse disconnector SlimLine XR XRG00-185/10-4P-ITS2.1-MOT | Fuse disconnector SlimLine XR XRG00-185/10-4P-ITS2.1-MOT
1SEP204480R3718 | 1SEP204480R3718 | Active | 3800161652905 | 1630.83 | 1 | 1 | stuk | SlimLine | BE31140 | SM (Switches&Fusegear) | stuk | Zekeringscheider SlimLine XR XRG00-185/10-4P-ITS2.D | Fusible sectionneur SlimLine XR XRG00-185/10-4P-ITS2.D | Fuse disconnector SlimLine XR XRG00-185/10-4P-ITS2.D | Fuse disconnector SlimLine XR XRG00-185/10-4P-ITS2.D
1SEP204480R3719 | 1SEP204480R3719 | Active | 3800161650116 | 3058.33 | 1 | 1 | stuk | SlimLine | BE31140 | SM (Switches&Fusegear) | stuk | Zekeringscheider SlimLine XR XRG00-185/10-4P-ITS2.D-MOT | Fusible sectionneur SlimLine XR XRG00-185/10-4P-ITS2.D-MOT | Fuse disconnector SlimLine XR XRG00-185/10-4P-ITS2.D-MOT | Fuse disconnector SlimLine XR XRG00-185/10-4P-ITS2.D-MOT
1SEP204481R1500 | 1SEP204481R1500 | Active | 3800161650772 | 671.8 | 1 | 1 | stuk | SlimLine | BE31140 | SM (Switches&Fusegear) | stuk | Zekeringscheider SlimLine XR XRG1-50/5-3P | Fusible sectionneur SlimLine XR XRG1-50/5-3P | Fuse disconnector SlimLine XR XRG1-50/5-3P | Fuse disconnector SlimLine XR XRG1-50/5-3P
1SEP204481R1501 | 1SEP204481R1501 | Active | 3800161650789 | 1221.41 | 1 | 1 | stuk | SlimLine | BE31140 | SM (Switches&Fusegear) | stuk | Zekeringscheider SlimLine XR XRG1-50/5-3P-EFM | Fusible sectionneur SlimLine XR XRG1-50/5-3P-EFM | Fuse disconnector SlimLine XR XRG1-50/5-3P-EFM | Fuse disconnector SlimLine XR XRG1-50/5-3P-EFM
1SEP204481R1502 | 1SEP204481R1502 | Active | 3800161650819 | 2166.54 | 1 | 1 | stuk | SlimLine | BE31140 | SM (Switches&Fusegear) | stuk | Zekeringscheider SlimLine XR XRG1-50/5-3P-MOT | Fusible sectionneur SlimLine XR XRG1-50/5-3P-MOT | Fuse disconnector SlimLine XR XRG1-50/5-3P-MOT | Fuse disconnector SlimLine XR XRG1-50/5-3P-MOT
1SEP204481R1503 | 1SEP204481R1503 | Active | 3800161650826 | 2598.73 | 1 | 1 | stuk | SlimLine | BE31140 | SM (Switches&Fusegear) | stuk | Zekeringscheider SlimLine XR XRG1-50/5-3P-MOT-EFM | Fusible sectionneur SlimLine XR XRG1-50/5-3P-MOT-EFM | Fuse disconnector SlimLine XR XRG1-50/5-3P-MOT-EFM | Fuse disconnector SlimLine XR XRG1-50/5-3P-MOT-EFM
1SEP204481R1516 | 1SEP204481R1516 | Active | 3800161650796 | 2742.72 | 1 | 1 | stuk | SlimLine | BE31140 | SM (Switches&Fusegear) | stuk | Zekeringscheider SlimLine XR XRG1-50/5-3P-ITS2.1 | Fusible sectionneur SlimLine XR XRG1-50/5-3P-ITS2.1 | Fuse disconnector SlimLine XR XRG1-50/5-3P-ITS2.1 | Fuse disconnector SlimLine XR XRG1-50/5-3P-ITS2.1
1SEP204481R1517 | 1SEP204481R1517 | Active | 3800161650802 | 4147.55 | 1 | 1 | stuk | SlimLine | BE31140 | SM (Switches&Fusegear) | stuk | Zekeringscheider SlimLine XR XRG1-50/5-3P-ITS2.1-MOT | Fusible sectionneur SlimLine XR XRG1-50/5-3P-ITS2.1-MOT | Fuse disconnector SlimLine XR XRG1-50/5-3P-ITS2.1-MOT | Fuse disconnector SlimLine XR XRG1-50/5-3P-ITS2.1-MOT
1SEP204481R1600 | 1SEP204481R1600 | Active | 3800161650895 | 907.62 | 1 | 1 | stuk | SlimLine | BE31140 | SM (Switches&Fusegear) | stuk | Zekeringscheider SlimLine XR XRG1-50/5-DC | Fusible sectionneur SlimLine XR XRG1-50/5-DC | Fuse disconnector SlimLine XR XRG1-50/5-DC | Fuse disconnector SlimLine XR XRG1-50/5-DC
1SEP204481R1700 | 1SEP204481R1700 | Active | 3800161650833 | 839.79 | 1 | 1 | stuk | SlimLine | BE31140 | SM (Switches&Fusegear) | stuk | Zekeringscheider SlimLine XR XRG1-50/5-4P | Fusible sectionneur SlimLine XR XRG1-50/5-4P | Fuse disconnector SlimLine XR XRG1-50/5-4P | Fuse disconnector SlimLine XR XRG1-50/5-4P
1SEP204481R1701 | 1SEP204481R1701 | Active | 3800161650840 | 1271.95 | 1 | 1 | stuk | SlimLine | BE31140 | SM (Switches&Fusegear) | stuk | Zekeringscheider SlimLine XR XRG1-50/5-4P-EFM | Fusible sectionneur SlimLine XR XRG1-50/5-4P-EFM | Fuse disconnector SlimLine XR XRG1-50/5-4P-EFM | Fuse disconnector SlimLine XR XRG1-50/5-4P-EFM
1SEP204481R1702 | 1SEP204481R1702 | Active | 3800161650871 | 2217.05 | 1 | 1 | stuk | SlimLine | BE31140 | SM (Switches&Fusegear) | stuk | Zekeringscheider SlimLine XR XRG1-50/5-4P-MOT | Fusible sectionneur SlimLine XR XRG1-50/5-4P-MOT | Fuse disconnector SlimLine XR XRG1-50/5-4P-MOT | Fuse disconnector SlimLine XR XRG1-50/5-4P-MOT
1SEP204481R1703 | 1SEP204481R1703 | Active | 3800161650888 | 2649.27 | 1 | 1 | stuk | SlimLine | BE31140 | SM (Switches&Fusegear) | stuk | Zekeringscheider SlimLine XR XRG1-50/5-4P-MOT-EFM | Fusible sectionneur SlimLine XR XRG1-50/5-4P-MOT-EFM | Fuse disconnector SlimLine XR XRG1-50/5-4P-MOT-EFM | Fuse disconnector SlimLine XR XRG1-50/5-4P-MOT-EFM
1SEP204481R1716 | 1SEP204481R1716 | Active | 3800161650857 | 2794.29 | 1 | 1 | stuk | SlimLine | BE31140 | SM (Switches&Fusegear) | stuk | Zekeringscheider SlimLine XR XRG1-50/5-4P-ITS2.1 | Fusible sectionneur SlimLine XR XRG1-50/5-4P-ITS2.1 | Fuse disconnector SlimLine XR XRG1-50/5-4P-ITS2.1 | Fuse disconnector SlimLine XR XRG1-50/5-4P-ITS2.1
1SEP204481R1717 | 1SEP204481R1717 | Active | 3800161650864 | 4199.12 | 1 | 1 | stuk | SlimLine | BE31140 | SM (Switches&Fusegear) | stuk | Zekeringscheider SlimLine XR XRG1-50/5-4P-ITS2.1-MOT | Fusible sectionneur SlimLine XR XRG1-50/5-4P-ITS2.1-MOT | Fuse disconnector SlimLine XR XRG1-50/5-4P-ITS2.1-MOT | Fuse disconnector SlimLine XR XRG1-50/5-4P-ITS2.1-MOT
1SEP204481R3500 | 1SEP204481R3500 | Active | 3800161650468 | 789.24 | 1 | 1 | stuk | SlimLine | BE31140 | SM (Switches&Fusegear) | stuk | Zekeringscheider SlimLine XR XRG1-185/10-3P | Fusible sectionneur SlimLine XR XRG1-185/10-3P | Fuse disconnector SlimLine XR XRG1-185/10-3P | Fuse disconnector SlimLine XR XRG1-185/10-3P
1SEP204481R3501 | 1SEP204481R3501 | Active | 3800161650475 | 1221.41 | 1 | 1 | stuk | SlimLine | BE31140 | SM (Switches&Fusegear) | stuk | Zekeringscheider SlimLine XR XRG1-185/10-3P-EFM | Fusible sectionneur SlimLine XR XRG1-185/10-3P-EFM | Fuse disconnector SlimLine XR XRG1-185/10-3P-EFM | Fuse disconnector SlimLine XR XRG1-185/10-3P-EFM
1SEP204481R3502 | 1SEP204481R3502 | Active | 3800161650529 | 2166.54 | 1 | 1 | stuk | SlimLine | BE31140 | SM (Switches&Fusegear) | stuk | Zekeringscheider SlimLine XR XRG1-185/10-3P-MOT | Fusible sectionneur SlimLine XR XRG1-185/10-3P-MOT | Fuse disconnector SlimLine XR XRG1-185/10-3P-MOT | Fuse disconnector SlimLine XR XRG1-185/10-3P-MOT
1SEP204481R3503 | 1SEP204481R3503 | Active | 3800161650536 | 2598.73 | 1 | 1 | stuk | SlimLine | BE31140 | SM (Switches&Fusegear) | stuk | Zekeringscheider SlimLine XR XRG1-185/10-3P-MOT-EFM | Fusible sectionneur SlimLine XR XRG1-185/10-3P-MOT-EFM | Fuse disconnector SlimLine XR XRG1-185/10-3P-MOT-EFM | Fuse disconnector SlimLine XR XRG1-185/10-3P-MOT-EFM
1SEP204481R3516 | 1SEP204481R3516 | Active | 3800161650482 | 2742.72 | 1 | 1 | stuk | SlimLine | BE31140 | SM (Switches&Fusegear) | stuk | Zekeringscheider SlimLine XR XRG1-185/10-3P-ITS2.1 | Fusible sectionneur SlimLine XR XRG1-185/10-3P-ITS2.1 | Fuse disconnector SlimLine XR XRG1-185/10-3P-ITS2.1 | Fuse disconnector SlimLine XR XRG1-185/10-3P-ITS2.1
1SEP204481R3517 | 1SEP204481R3517 | Active | 3800161650499 | 4147.55 | 1 | 1 | stuk | SlimLine | BE31140 | SM (Switches&Fusegear) | stuk | Zekeringscheider SlimLine XR XRG1-185/10-3P-ITS2.1-MOT | Fusible sectionneur SlimLine XR XRG1-185/10-3P-ITS2.1-MOT | Fuse disconnector SlimLine XR XRG1-185/10-3P-ITS2.1-MOT | Fuse disconnector SlimLine XR XRG1-185/10-3P-ITS2.1-MOT
1SEP204481R3518 | 1SEP204481R3518 | Active | 3800161650505 | 3081.69 | 1 | 1 | stuk | SlimLine | BE31140 | SM (Switches&Fusegear) | stuk | Zekeringscheider SlimLine XR XRG1-185/10-3P-ITS2.D | Fusible sectionneur SlimLine XR XRG1-185/10-3P-ITS2.D | Fuse disconnector SlimLine XR XRG1-185/10-3P-ITS2.D | Fuse disconnector SlimLine XR XRG1-185/10-3P-ITS2.D
1SEP204481R3519 | 1SEP204481R3519 | Active | 3800161650512 | 4458.97 | 1 | 1 | stuk | SlimLine | BE31140 | SM (Switches&Fusegear) | stuk | Zekeringscheider SlimLine XR XRG1-185/10-3P-ITS2.D-MOT | Fusible sectionneur SlimLine XR XRG1-185/10-3P-ITS2.D-MOT | Fuse disconnector SlimLine XR XRG1-185/10-3P-ITS2.D-MOT | Fuse disconnector SlimLine XR XRG1-185/10-3P-ITS2.D-MOT
1SEP204481R3600 | 1SEP204481R3600 | Active | 3800161650604 | 907.62 | 1 | 1 | stuk | SlimLine | BE31140 | SM (Switches&Fusegear) | stuk | Zekeringscheider SlimLine XR XRG1-185/10-DC | Fusible sectionneur SlimLine XR XRG1-185/10-DC | Fuse disconnector SlimLine XR XRG1-185/10-DC | Fuse disconnector SlimLine XR XRG1-185/10-DC
1SEP204481R3606 | 1SEP204481R3606 | Active | 3800161650611 | 1013.77 | 1 | 1 | stuk | SlimLine | BE31140 | SM (Switches&Fusegear) | stuk | Zekeringscheider SlimLine XR XRG1-185/10-DC-EFM-110 | Fusible sectionneur SlimLine XR XRG1-185/10-DC-EFM-110 | Fuse disconnector SlimLine XR XRG1-185/10-DC-EFM-110 | Fuse disconnector SlimLine XR XRG1-185/10-DC-EFM-110
1SEP204481R3608 | 1SEP204481R3608 | Active | 3800161650628 | 1016.98 | 1 | 1 | stuk | SlimLine | BE31140 | SM (Switches&Fusegear) | stuk | Zekeringscheider SlimLine XR XRG1-185/10-DC-EFM-500 | Fusible sectionneur SlimLine XR XRG1-185/10-DC-EFM-500 | Fuse disconnector SlimLine XR XRG1-185/10-DC-EFM-500 | Fuse disconnector SlimLine XR XRG1-185/10-DC-EFM-500
1SEP204481R3700 | 1SEP204481R3700 | Active | 3800161650543 | 839.79 | 1 | 1 | stuk | SlimLine | BE31140 | SM (Switches&Fusegear) | stuk | Zekeringscheider SlimLine XR XRG1-185/10-4P | Fusible sectionneur SlimLine XR XRG1-185/10-4P | Fuse disconnector SlimLine XR XRG1-185/10-4P | Fuse disconnector SlimLine XR XRG1-185/10-4P
1SEP204481R3701 | XRG1-185/10-4P-EFM | Active | 3800161650550 | 1446.98 | 1 | 1 | stuk | SlimLine | BE31140 | SM (Switches&Fusegear) | stuk | XRG1-185/10-4P-EFM | SlimLine cassette, 185mm, 4P 250A, AC23, 10mm avec contrôle des fusibles | XRG1-185/10-4P-EFM Lasttrennschalter 4-polig mit Sicherungs-Überwachung | XRG1-185/10-4P-EFM Switch disconnector fuse
1SEP204481R3702 | 1SEP204481R3702 | Active | 3800161650581 | 2217.05 | 1 | 1 | stuk | SlimLine | BE31140 | SM (Switches&Fusegear) | stuk | Zekeringscheider SlimLine XR XRG1-185/10-4P-MOT | Fusible sectionneur SlimLine XR XRG1-185/10-4P-MOT | Fuse disconnector SlimLine XR XRG1-185/10-4P-MOT | Fuse disconnector SlimLine XR XRG1-185/10-4P-MOT
1SEP204481R3703 | 1SEP204481R3703 | Active | 3800161650598 | 2649.27 | 1 | 1 | stuk | SlimLine | BE31140 | SM (Switches&Fusegear) | stuk | Zekeringscheider SlimLine XR XRG1-185/10-4P-MOT-EFM | Fusible sectionneur SlimLine XR XRG1-185/10-4P-MOT-EFM | Fuse disconnector SlimLine XR XRG1-185/10-4P-MOT-EFM | Fuse disconnector SlimLine XR XRG1-185/10-4P-MOT-EFM
1SEP204481R3716 | 1SEP204481R3716 | Active | 3800161652936 | 1751.72 | 1 | 1 | stuk | SlimLine | BE31140 | SM (Switches&Fusegear) | stuk | Zekeringscheider SlimLine XR XRG1-185/10-4P-ITS2.1 | Fusible sectionneur SlimLine XR XRG1-185/10-4P-ITS2.1 | Fuse disconnector SlimLine XR XRG1-185/10-4P-ITS2.1 | Fuse disconnector SlimLine XR XRG1-185/10-4P-ITS2.1
1SEP204481R3717 | 1SEP204481R3717 | Active | 3800161650567 | 3133.41 | 1 | 1 | stuk | SlimLine | BE31140 | SM (Switches&Fusegear) | stuk | Zekeringscheider SlimLine XR XRG1-185/10-4P-ITS2.1-MOT | Fusible sectionneur SlimLine XR XRG1-185/10-4P-ITS2.1-MOT | Fuse disconnector SlimLine XR XRG1-185/10-4P-ITS2.1-MOT | Fuse disconnector SlimLine XR XRG1-185/10-4P-ITS2.1-MOT
1SEP204481R3718 | 1SEP204481R3718 | Active | 3800161652929 | 1924.71 | 1 | 1 | stuk | SlimLine | BE31140 | SM (Switches&Fusegear) | stuk | Zekeringscheider SlimLine XR XRG1-185/10-4P-ITS2.D | Fusible sectionneur SlimLine XR XRG1-185/10-4P-ITS2.D | Fuse disconnector SlimLine XR XRG1-185/10-4P-ITS2.D | Fuse disconnector SlimLine XR XRG1-185/10-4P-ITS2.D
1SEP204481R3719 | 1SEP204481R3719 | Active | 3800161650574 | 3306.42 | 1 | 1 | stuk | SlimLine | BE31140 | SM (Switches&Fusegear) | stuk | Zekeringscheider SlimLine XR XRG1-185/10-4P-ITS2.D-MOT | Fusible sectionneur SlimLine XR XRG1-185/10-4P-ITS2.D-MOT | Fuse disconnector SlimLine XR XRG1-185/10-4P-ITS2.D-MOT | Fuse disconnector SlimLine XR XRG1-185/10-4P-ITS2.D-MOT
1SEP204482R1500 | 1SEP204482R1500 | Active | 3800161651342 | 1644.53 | 1 | 1 | stuk | SlimLine | BE31140 | SM (Switches&Fusegear) | stuk | Zekeringscheider SlimLine XR XRG2-50/5-3P | Fusible sectionneur SlimLine XR XRG2-50/5-3P | Fuse disconnector SlimLine XR XRG2-50/5-3P | Fuse disconnector SlimLine XR XRG2-50/5-3P
1SEP204482R1501 | 1SEP204482R1501 | Active | 3800161651359 | 2276.14 | 1 | 1 | stuk | SlimLine | BE31140 | SM (Switches&Fusegear) | stuk | Zekeringscheider SlimLine XR XRG2-50/5-3P-EFM | Fusible sectionneur SlimLine XR XRG2-50/5-3P-EFM | Fuse disconnector SlimLine XR XRG2-50/5-3P-EFM | Fuse disconnector SlimLine XR XRG2-50/5-3P-EFM
1SEP204482R1502 | 1SEP204482R1502 | Active | 3800161651380 | 3221.29 | 1 | 1 | stuk | SlimLine | BE31140 | SM (Switches&Fusegear) | stuk | Zekeringscheider SlimLine XR XRG2-50/5-3P-MOT | Fusible sectionneur SlimLine XR XRG2-50/5-3P-MOT | Fuse disconnector SlimLine XR XRG2-50/5-3P-MOT | Fuse disconnector SlimLine XR XRG2-50/5-3P-MOT
1SEP204482R1503 | 1SEP204482R1503 | Active | 3800161651397 | 3653.47 | 1 | 1 | stuk | SlimLine | BE31140 | SM (Switches&Fusegear) | stuk | Zekeringscheider SlimLine XR XRG2-50/5-3P-MOT-EFM | Fusible sectionneur SlimLine XR XRG2-50/5-3P-MOT-EFM | Fuse disconnector SlimLine XR XRG2-50/5-3P-MOT-EFM | Fuse disconnector SlimLine XR XRG2-50/5-3P-MOT-EFM
1SEP204482R1516 | 1SEP204482R1516 | Active | 3800161651366 | 3818.52 | 1 | 1 | stuk | SlimLine | BE31140 | SM (Switches&Fusegear) | stuk | Zekeringscheider SlimLine XR XRG2-50/5-3P-ITS2.1 | Fusible sectionneur SlimLine XR XRG2-50/5-3P-ITS2.1 | Fuse disconnector SlimLine XR XRG2-50/5-3P-ITS2.1 | Fuse disconnector SlimLine XR XRG2-50/5-3P-ITS2.1
1SEP204482R1517 | 1SEP204482R1517 | Active | 3800161651373 | 5223.39 | 1 | 1 | stuk | SlimLine | BE31140 | SM (Switches&Fusegear) | stuk | Zekeringscheider SlimLine XR XRG2-50/5-3P-ITS2.1-MOT | Fusible sectionneur SlimLine XR XRG2-50/5-3P-ITS2.1-MOT | Fuse disconnector SlimLine XR XRG2-50/5-3P-ITS2.1-MOT | Fuse disconnector SlimLine XR XRG2-50/5-3P-ITS2.1-MOT
1SEP204482R1600 | 1SEP204482R1600 | Active | 3800161651465 | 2120.55 | 1 | 1 | stuk | SlimLine | BE31140 | SM (Switches&Fusegear) | stuk | Zekeringscheider SlimLine XR XRG2-50/5-DC | Fusible sectionneur SlimLine XR XRG2-50/5-DC | Fuse disconnector SlimLine XR XRG2-50/5-DC | Fuse disconnector SlimLine XR XRG2-50/5-DC
1SEP204482R1700 | 1SEP204482R1700 | Active | 3800161651403 | 2055.61 | 1 | 1 | stuk | SlimLine | BE31140 | SM (Switches&Fusegear) | stuk | Zekeringscheider SlimLine XR XRG2-50/5-4P | Fusible sectionneur SlimLine XR XRG2-50/5-4P | Fuse disconnector SlimLine XR XRG2-50/5-4P | Fuse disconnector SlimLine XR XRG2-50/5-4P
1SEP204482R1701 | 1SEP204482R1701 | Active | 3800161651410 | 2487.79 | 1 | 1 | stuk | SlimLine | BE31140 | SM (Switches&Fusegear) | stuk | Zekeringscheider SlimLine XR XRG2-50/5-4P-EFM | Fusible sectionneur SlimLine XR XRG2-50/5-4P-EFM | Fuse disconnector SlimLine XR XRG2-50/5-4P-EFM | Fuse disconnector SlimLine XR XRG2-50/5-4P-EFM
1SEP204482R1702 | 1SEP204482R1702 | Active | 3800161651441 | 3432.92 | 1 | 1 | stuk | SlimLine | BE31140 | SM (Switches&Fusegear) | stuk | Zekeringscheider SlimLine XR XRG2-50/5-4P-MOT | Fusible sectionneur SlimLine XR XRG2-50/5-4P-MOT | Fuse disconnector SlimLine XR XRG2-50/5-4P-MOT | Fuse disconnector SlimLine XR XRG2-50/5-4P-MOT
1SEP204482R1703 | 1SEP204482R1703 | Active | 3800161651458 | 3865.09 | 1 | 1 | stuk | SlimLine | BE31140 | SM (Switches&Fusegear) | stuk | Zekeringscheider SlimLine XR XRG2-50/5-4P-MOT-EFM | Fusible sectionneur SlimLine XR XRG2-50/5-4P-MOT-EFM | Fuse disconnector SlimLine XR XRG2-50/5-4P-MOT-EFM | Fuse disconnector SlimLine XR XRG2-50/5-4P-MOT-EFM
1SEP204482R1716 | 1SEP204482R1716 | Active | 3800161651427 | 4034.42 | 1 | 1 | stuk | SlimLine | BE31140 | SM (Switches&Fusegear) | stuk | Zekeringscheider SlimLine XR XRG2-50/5-4P-ITS2.1 | Fusible sectionneur SlimLine XR XRG2-50/5-4P-ITS2.1 | Fuse disconnector SlimLine XR XRG2-50/5-4P-ITS2.1 | Fuse disconnector SlimLine XR XRG2-50/5-4P-ITS2.1
1SEP204482R1717 | 1SEP204482R1717 | Active | 3800161651434 | 5439.29 | 1 | 1 | stuk | SlimLine | BE31140 | SM (Switches&Fusegear) | stuk | Zekeringscheider SlimLine XR XRG2-50/5-4P-ITS2.1-MOT | Fusible sectionneur SlimLine XR XRG2-50/5-4P-ITS2.1-MOT | Fuse disconnector SlimLine XR XRG2-50/5-4P-ITS2.1-MOT | Fuse disconnector SlimLine XR XRG2-50/5-4P-ITS2.1-MOT
1SEP204482R3500 | 1SEP204482R3500 | Active | 3800161651038 | 1843.97 | 1 | 1 | stuk | SlimLine | BE31140 | SM (Switches&Fusegear) | stuk | Zekeringscheider SlimLine XR XRG2-185/10-3P | Fusible sectionneur SlimLine XR XRG2-185/10-3P | Fuse disconnector SlimLine XR XRG2-185/10-3P | Fuse disconnector SlimLine XR XRG2-185/10-3P
1SEP204482R3501 | 1SEP204482R3501 | Active | 3800161651045 | 2276.14 | 1 | 1 | stuk | SlimLine | BE31140 | SM (Switches&Fusegear) | stuk | Zekeringscheider SlimLine XR XRG2-185/10-3P-EFM | Fusible sectionneur SlimLine XR XRG2-185/10-3P-EFM | Fuse disconnector SlimLine XR XRG2-185/10-3P-EFM | Fuse disconnector SlimLine XR XRG2-185/10-3P-EFM
1SEP204482R3502 | 1SEP204482R3502 | Active | 3800161651090 | 3221.29 | 1 | 1 | stuk | SlimLine | BE31140 | SM (Switches&Fusegear) | stuk | Zekeringscheider SlimLine XR XRG2-185/10-3P-MOT | Fusible sectionneur SlimLine XR XRG2-185/10-3P-MOT | Fuse disconnector SlimLine XR XRG2-185/10-3P-MOT | Fuse disconnector SlimLine XR XRG2-185/10-3P-MOT
1SEP204482R3503 | 1SEP204482R3503 | Active | 3800161651106 | 3653.47 | 1 | 1 | stuk | SlimLine | BE31140 | SM (Switches&Fusegear) | stuk | Zekeringscheider SlimLine XR XRG2-185/10-3P-MOT-EFM | Fusible sectionneur SlimLine XR XRG2-185/10-3P-MOT-EFM | Fuse disconnector SlimLine XR XRG2-185/10-3P-MOT-EFM | Fuse disconnector SlimLine XR XRG2-185/10-3P-MOT-EFM
1SEP204482R3516 | 1SEP204482R3516 | Active | 3800161651052 | 3818.52 | 1 | 1 | stuk | SlimLine | BE31140 | SM (Switches&Fusegear) | stuk | Zekeringscheider SlimLine XR XRG2-185/10-3P-ITS2.1 | Fusible sectionneur SlimLine XR XRG2-185/10-3P-ITS2.1 | Fuse disconnector SlimLine XR XRG2-185/10-3P-ITS2.1 | Fuse disconnector SlimLine XR XRG2-185/10-3P-ITS2.1
1SEP204482R3517 | 1SEP204482R3517 | Active | 3800161651069 | 5223.39 | 1 | 1 | stuk | SlimLine | BE31140 | SM (Switches&Fusegear) | stuk | Zekeringscheider SlimLine XR XRG2-185/10-3P-ITS2.1-MOT | Fusible sectionneur SlimLine XR XRG2-185/10-3P-ITS2.1-MOT | Fuse disconnector SlimLine XR XRG2-185/10-3P-ITS2.1-MOT | Fuse disconnector SlimLine XR XRG2-185/10-3P-ITS2.1-MOT
1SEP204482R3518 | 1SEP204482R3518 | Active | 3800161651076 | 4136.38 | 1 | 1 | stuk | SlimLine | BE31140 | SM (Switches&Fusegear) | stuk | Zekeringscheider SlimLine XR XRG2-185/10-3P-ITS2.D | Fusible sectionneur SlimLine XR XRG2-185/10-3P-ITS2.D | Fuse disconnector SlimLine XR XRG2-185/10-3P-ITS2.D | Fuse disconnector SlimLine XR XRG2-185/10-3P-ITS2.D
1SEP204482R3519 | 1SEP204482R3519 | Active | 3800161651083 | 5513.69 | 1 | 1 | stuk | SlimLine | BE31140 | SM (Switches&Fusegear) | stuk | Zekeringscheider SlimLine XR XRG2-185/10-3P-ITS2.D-MOT | Fusible sectionneur SlimLine XR XRG2-185/10-3P-ITS2.D-MOT | Fuse disconnector SlimLine XR XRG2-185/10-3P-ITS2.D-MOT | Fuse disconnector SlimLine XR XRG2-185/10-3P-ITS2.D-MOT
1SEP204482R3600 | 1SEP204482R3600 | Active | 3800161651175 | 2120.55 | 1 | 1 | stuk | SlimLine | BE31140 | SM (Switches&Fusegear) | stuk | Zekeringscheider SlimLine XR XRG2-185/10-DC | Fusible sectionneur SlimLine XR XRG2-185/10-DC | Fuse disconnector SlimLine XR XRG2-185/10-DC | Fuse disconnector SlimLine XR XRG2-185/10-DC
1SEP204482R3606 | 1SEP204482R3606 | Active | 3800161651182 | 1813.41 | 1 | 1 | stuk | SlimLine | BE31140 | SM (Switches&Fusegear) | stuk | Zekeringscheider SlimLine XR XRG2-185/10-DC-EFM-110 | Fusible sectionneur SlimLine XR XRG2-185/10-DC-EFM-110 | Fuse disconnector SlimLine XR XRG2-185/10-DC-EFM-110 | Fuse disconnector SlimLine XR XRG2-185/10-DC-EFM-110
1SEP204482R3608 | 1SEP204482R3608 | Active | 3800161651199 | 1810.53 | 1 | 1 | stuk | SlimLine | BE31140 | SM (Switches&Fusegear) | stuk | Zekeringscheider SlimLine XR XRG2-185/10-DC-EFM-500 | Fusible sectionneur SlimLine XR XRG2-185/10-DC-EFM-500 | Fuse disconnector SlimLine XR XRG2-185/10-DC-EFM-500 | Fuse disconnector SlimLine XR XRG2-185/10-DC-EFM-500
1SEP204482R3700 | 1SEP204482R3700 | Active | 3800161651113 | 2055.61 | 1 | 1 | stuk | SlimLine | BE31140 | SM (Switches&Fusegear) | stuk | Zekeringscheider SlimLine XR XRG2-185/10-4P | Fusible sectionneur SlimLine XR XRG2-185/10-4P | Fuse disconnector SlimLine XR XRG2-185/10-4P | Fuse disconnector SlimLine XR XRG2-185/10-4P
1SEP204482R3701 | XRG2-185/10-4P-EFM | Active | 3800161651120 | 2830.12 | 1 | 1 | stuk | SlimLine | BE31140 | SM (Switches&Fusegear) | stuk | XRG2-185/10-4P-EFM | SlimLine cassette, 185mm, 4P 400A, AC23, 10mm avec contrôle des fusibles | XRG2-185/10-4P-EFM Lasttrennschalter 4-polig mit Sicherungs-Überwachung | XRG2-185/10-4P-EFM Switch disconnector fuse
1SEP204482R3702 | 1SEP204482R3702 | Active | 3800161651151 | 3432.92 | 1 | 1 | stuk | SlimLine | BE31140 | SM (Switches&Fusegear) | stuk | Zekeringscheider SlimLine XR XRG2-185/10-4P-MOT | Fusible sectionneur SlimLine XR XRG2-185/10-4P-MOT | Fuse disconnector SlimLine XR XRG2-185/10-4P-MOT | Fuse disconnector SlimLine XR XRG2-185/10-4P-MOT
1SEP204482R3703 | 1SEP204482R3703 | Active | 3800161651168 | 3865.09 | 1 | 1 | stuk | SlimLine | BE31140 | SM (Switches&Fusegear) | stuk | Zekeringscheider SlimLine XR XRG2-185/10-4P-MOT-EFM | Fusible sectionneur SlimLine XR XRG2-185/10-4P-MOT-EFM | Fuse disconnector SlimLine XR XRG2-185/10-4P-MOT-EFM | Fuse disconnector SlimLine XR XRG2-185/10-4P-MOT-EFM
1SEP204482R3716 | 1SEP204482R3716 | Active | 3800161652950 | 2713.91 | 1 | 1 | stuk | SlimLine | BE31140 | SM (Switches&Fusegear) | stuk | Zekeringscheider SlimLine XR XRG2-185/10-4P-ITS2.1 | Fusible sectionneur SlimLine XR XRG2-185/10-4P-ITS2.1 | Fuse disconnector SlimLine XR XRG2-185/10-4P-ITS2.1 | Fuse disconnector SlimLine XR XRG2-185/10-4P-ITS2.1
1SEP204482R3717 | 1SEP204482R3717 | Active | 3800161651137 | 4022.15 | 1 | 1 | stuk | SlimLine | BE31140 | SM (Switches&Fusegear) | stuk | Zekeringscheider SlimLine XR XRG2-185/10-4P-ITS2.1-MOT | Fusible sectionneur SlimLine XR XRG2-185/10-4P-ITS2.1-MOT | Fuse disconnector SlimLine XR XRG2-185/10-4P-ITS2.1-MOT | Fuse disconnector SlimLine XR XRG2-185/10-4P-ITS2.1-MOT
1SEP204482R3718 | 1SEP204482R3718 | Active | 3800161652943 | 2824.13 | 1 | 1 | stuk | SlimLine | BE31140 | SM (Switches&Fusegear) | stuk | Zekeringscheider SlimLine XR XRG2-185/10-4P-ITS2.D | Fusible sectionneur SlimLine XR XRG2-185/10-4P-ITS2.D | Fuse disconnector SlimLine XR XRG2-185/10-4P-ITS2.D | Fuse disconnector SlimLine XR XRG2-185/10-4P-ITS2.D
1SEP204482R3719 | 1SEP204482R3719 | Active | 3800161651144 | 4132.34 | 1 | 1 | stuk | SlimLine | BE31140 | SM (Switches&Fusegear) | stuk | Zekeringscheider SlimLine XR XRG2-185/10-4P-ITS2.D-MOT | Fusible sectionneur SlimLine XR XRG2-185/10-4P-ITS2.D-MOT | Fuse disconnector SlimLine XR XRG2-185/10-4P-ITS2.D-MOT | Fuse disconnector SlimLine XR XRG2-185/10-4P-ITS2.D-MOT
1SEP204483R1500 | 1SEP204483R1500 | Active | 3800161651908 | 1709.62 | 1 | 1 | stuk | SlimLine | BE31140 | SM (Switches&Fusegear) | stuk | Zekeringscheider SlimLine XR XRG3-50/5-3P | Fusible sectionneur SlimLine XR XRG3-50/5-3P | Fuse disconnector SlimLine XR XRG3-50/5-3P | Fuse disconnector SlimLine XR XRG3-50/5-3P
1SEP204483R1501 | 1SEP204483R1501 | Active | 3800161651915 | 2385.94 | 1 | 1 | stuk | SlimLine | BE31140 | SM (Switches&Fusegear) | stuk | Zekeringscheider SlimLine XR XRG3-50/5-3P-EFM | Fusible sectionneur SlimLine XR XRG3-50/5-3P-EFM | Fuse disconnector SlimLine XR XRG3-50/5-3P-EFM | Fuse disconnector SlimLine XR XRG3-50/5-3P-EFM
1SEP204483R1502 | 1SEP204483R1502 | Active | 3800161651946 | 3331.09 | 1 | 1 | stuk | SlimLine | BE31140 | SM (Switches&Fusegear) | stuk | Zekeringscheider SlimLine XR XRG3-50/5-3P-MOT | Fusible sectionneur SlimLine XR XRG3-50/5-3P-MOT | Fuse disconnector SlimLine XR XRG3-50/5-3P-MOT | Fuse disconnector SlimLine XR XRG3-50/5-3P-MOT
1SEP204483R1503 | 1SEP204483R1503 | Active | 3800161651953 | 3763.29 | 1 | 1 | stuk | SlimLine | BE31140 | SM (Switches&Fusegear) | stuk | Zekeringscheider SlimLine XR XRG3-50/5-3P-MOT-EFM | Fusible sectionneur SlimLine XR XRG3-50/5-3P-MOT-EFM | Fuse disconnector SlimLine XR XRG3-50/5-3P-MOT-EFM | Fuse disconnector SlimLine XR XRG3-50/5-3P-MOT-EFM
1SEP204483R1516 | 1SEP204483R1516 | Active | 3800161651922 | 3930.53 | 1 | 1 | stuk | SlimLine | BE31140 | SM (Switches&Fusegear) | stuk | Zekeringscheider SlimLine XR XRG3-50/5-3P-ITS2.1 | Fusible sectionneur SlimLine XR XRG3-50/5-3P-ITS2.1 | Fuse disconnector SlimLine XR XRG3-50/5-3P-ITS2.1 | Fuse disconnector SlimLine XR XRG3-50/5-3P-ITS2.1
1SEP204483R1517 | 1SEP204483R1517 | Active | 3800161651939 | 5335.39 | 1 | 1 | stuk | SlimLine | BE31140 | SM (Switches&Fusegear) | stuk | Zekeringscheider SlimLine XR XRG3-50/5-3P-ITS2.1-MOT | Fusible sectionneur SlimLine XR XRG3-50/5-3P-ITS2.1-MOT | Fuse disconnector SlimLine XR XRG3-50/5-3P-ITS2.1-MOT | Fuse disconnector SlimLine XR XRG3-50/5-3P-ITS2.1-MOT
1SEP204483R1560 | 1SEP204483R1560 | Active | 3800161651960 | 1917.63 | 1 | 1 | stuk | SlimLine | BE31140 | SM (Switches&Fusegear) | stuk | Zekeringscheider SlimLine XR XRG3-50/5-3P-SP | Fusible sectionneur SlimLine XR XRG3-50/5-3P-SP | Fuse disconnector SlimLine XR XRG3-50/5-3P-SP | Fuse disconnector SlimLine XR XRG3-50/5-3P-SP
1SEP204483R1570 | 1SEP204483R1570 | Active | 3800161651977 | 1814.52 | 1 | 1 | stuk | SlimLine | BE31140 | SM (Switches&Fusegear) | stuk | Zekeringscheider SlimLine XR XRG3-50/5-3P-SS | Fusible sectionneur SlimLine XR XRG3-50/5-3P-SS | Fuse disconnector SlimLine XR XRG3-50/5-3P-SS | Fuse disconnector SlimLine XR XRG3-50/5-3P-SS
1SEP204483R1600 | 1SEP204483R1600 | Active | 3800161652042 | 2246.81 | 1 | 1 | stuk | SlimLine | BE31140 | SM (Switches&Fusegear) | stuk | Zekeringscheider SlimLine XR XRG3-50/5-DC | Fusible sectionneur SlimLine XR XRG3-50/5-DC | Fuse disconnector SlimLine XR XRG3-50/5-DC | Fuse disconnector SlimLine XR XRG3-50/5-DC
1SEP204483R1700 | 1SEP204483R1700 | Active | 3800161651984 | 2137.02 | 1 | 1 | stuk | SlimLine | BE31140 | SM (Switches&Fusegear) | stuk | Zekeringscheider SlimLine XR XRG3-50/5-4P | Fusible sectionneur SlimLine XR XRG3-50/5-4P | Fuse disconnector SlimLine XR XRG3-50/5-4P | Fuse disconnector SlimLine XR XRG3-50/5-4P
1SEP204483R1701 | 1SEP204483R1701 | Active | 3800161651991 | 2569.24 | 1 | 1 | stuk | SlimLine | BE31140 | SM (Switches&Fusegear) | stuk | Zekeringscheider SlimLine XR XRG3-50/5-4P-EFM | Fusible sectionneur SlimLine XR XRG3-50/5-4P-EFM | Fuse disconnector SlimLine XR XRG3-50/5-4P-EFM | Fuse disconnector SlimLine XR XRG3-50/5-4P-EFM
1SEP204483R1702 | 1SEP204483R1702 | Active | 3800161652028 | 3514.38 | 1 | 1 | stuk | SlimLine | BE31140 | SM (Switches&Fusegear) | stuk | Zekeringscheider SlimLine XR XRG3-50/5-4P-MOT | Fusible sectionneur SlimLine XR XRG3-50/5-4P-MOT | Fuse disconnector SlimLine XR XRG3-50/5-4P-MOT | Fuse disconnector SlimLine XR XRG3-50/5-4P-MOT
1SEP204483R1703 | 1SEP204483R1703 | Active | 3800161652035 | 3946.56 | 1 | 1 | stuk | SlimLine | BE31140 | SM (Switches&Fusegear) | stuk | Zekeringscheider SlimLine XR XRG3-50/5-4P-MOT-EFM | Fusible sectionneur SlimLine XR XRG3-50/5-4P-MOT-EFM | Fuse disconnector SlimLine XR XRG3-50/5-4P-MOT-EFM | Fuse disconnector SlimLine XR XRG3-50/5-4P-MOT-EFM
1SEP204483R1716 | 1SEP204483R1716 | Active | 3800161652004 | 4117.54 | 1 | 1 | stuk | SlimLine | BE31140 | SM (Switches&Fusegear) | stuk | Zekeringscheider SlimLine XR XRG3-50/5-4P-ITS2.1 | Fusible sectionneur SlimLine XR XRG3-50/5-4P-ITS2.1 | Fuse disconnector SlimLine XR XRG3-50/5-4P-ITS2.1 | Fuse disconnector SlimLine XR XRG3-50/5-4P-ITS2.1
1SEP204483R1717 | 1SEP204483R1717 | Active | 3800161652011 | 5522.38 | 1 | 1 | stuk | SlimLine | BE31140 | SM (Switches&Fusegear) | stuk | Zekeringscheider SlimLine XR XRG3-50/5-4P-ITS2.1-MOT | Fusible sectionneur SlimLine XR XRG3-50/5-4P-ITS2.1-MOT | Fuse disconnector SlimLine XR XRG3-50/5-4P-ITS2.1-MOT | Fuse disconnector SlimLine XR XRG3-50/5-4P-ITS2.1-MOT
1SEP204483R3500 | 1SEP204483R3500 | Active | 3800161651601 | 1953.84 | 1 | 1 | stuk | SlimLine | BE31140 | SM (Switches&Fusegear) | stuk | Zekeringscheider SlimLine XR XRG3-185/10-3P | Fusible sectionneur SlimLine XR XRG3-185/10-3P | Fuse disconnector SlimLine XR XRG3-185/10-3P | Fuse disconnector SlimLine XR XRG3-185/10-3P
1SEP204483R3501 | 1SEP204483R3501 | Active | 3800161651618 | 2385.94 | 1 | 1 | stuk | SlimLine | BE31140 | SM (Switches&Fusegear) | stuk | Zekeringscheider SlimLine XR XRG3-185/10-3P-EFM | Fusible sectionneur SlimLine XR XRG3-185/10-3P-EFM | Fuse disconnector SlimLine XR XRG3-185/10-3P-EFM | Fuse disconnector SlimLine XR XRG3-185/10-3P-EFM
1SEP204483R3502 | 1SEP204483R3502 | Active | 3800161651663 | 3331.09 | 1 | 1 | stuk | SlimLine | BE31140 | SM (Switches&Fusegear) | stuk | Zekeringscheider SlimLine XR XRG3-185/10-3P-MOT | Fusible sectionneur SlimLine XR XRG3-185/10-3P-MOT | Fuse disconnector SlimLine XR XRG3-185/10-3P-MOT | Fuse disconnector SlimLine XR XRG3-185/10-3P-MOT
1SEP204483R3503 | 1SEP204483R3503 | Active | 3800161651670 | 3763.29 | 1 | 1 | stuk | SlimLine | BE31140 | SM (Switches&Fusegear) | stuk | Zekeringscheider SlimLine XR XRG3-185/10-3P-MOT-EFM | Fusible sectionneur SlimLine XR XRG3-185/10-3P-MOT-EFM | Fuse disconnector SlimLine XR XRG3-185/10-3P-MOT-EFM | Fuse disconnector SlimLine XR XRG3-185/10-3P-MOT-EFM
1SEP204483R3516 | 1SEP204483R3516 | Active | 3800161651625 | 3930.53 | 1 | 1 | stuk | SlimLine | BE31140 | SM (Switches&Fusegear) | stuk | Zekeringscheider SlimLine XR XRG3-185/10-3P-ITS2.1 | Fusible sectionneur SlimLine XR XRG3-185/10-3P-ITS2.1 | Fuse disconnector SlimLine XR XRG3-185/10-3P-ITS2.1 | Fuse disconnector SlimLine XR XRG3-185/10-3P-ITS2.1
1SEP204483R3517 | 1SEP204483R3517 | Active | 3800161651632 | 5335.39 | 1 | 1 | stuk | SlimLine | BE31140 | SM (Switches&Fusegear) | stuk | Zekeringscheider SlimLine XR XRG3-185/10-3P-ITS2.1-MOT | Fusible sectionneur SlimLine XR XRG3-185/10-3P-ITS2.1-MOT | Fuse disconnector SlimLine XR XRG3-185/10-3P-ITS2.1-MOT | Fuse disconnector SlimLine XR XRG3-185/10-3P-ITS2.1-MOT
1SEP204483R3518 | 1SEP204483R3518 | Active | 3800161651649 | 4246.25 | 1 | 1 | stuk | SlimLine | BE31140 | SM (Switches&Fusegear) | stuk | Zekeringscheider SlimLine XR XRG3-185/10-3P-ITS2.D | Fusible sectionneur SlimLine XR XRG3-185/10-3P-ITS2.D | Fuse disconnector SlimLine XR XRG3-185/10-3P-ITS2.D | Fuse disconnector SlimLine XR XRG3-185/10-3P-ITS2.D
1SEP204483R3519 | 1SEP204483R3519 | Active | 3800161651656 | 5623.49 | 1 | 1 | stuk | SlimLine | BE31140 | SM (Switches&Fusegear) | stuk | Zekeringscheider SlimLine XR XRG3-185/10-3P-ITS2.D-MOT | Fusible sectionneur SlimLine XR XRG3-185/10-3P-ITS2.D-MOT | Fuse disconnector SlimLine XR XRG3-185/10-3P-ITS2.D-MOT | Fuse disconnector SlimLine XR XRG3-185/10-3P-ITS2.D-MOT
1SEP204483R3570 | 1SEP204483R3570 | Active | 3800161651687 | 2143.39 | 1 | 1 | stuk | SlimLine | BE31140 | SM (Switches&Fusegear) | stuk | Zekeringscheider SlimLine XR XRG3-185/10-3P-SS | Fusible sectionneur SlimLine XR XRG3-185/10-3P-SS | Fuse disconnector SlimLine XR XRG3-185/10-3P-SS | Fuse disconnector SlimLine XR XRG3-185/10-3P-SS
1SEP204483R3600 | 1SEP204483R3600 | Active | 3800161651731 | 2246.81 | 1 | 1 | stuk | SlimLine | BE31140 | SM (Switches&Fusegear) | stuk | Zekeringscheider SlimLine XR XRG3-185/10-DC | Fusible sectionneur SlimLine XR XRG3-185/10-DC | Fuse disconnector SlimLine XR XRG3-185/10-DC | Fuse disconnector SlimLine XR XRG3-185/10-DC
1SEP204483R3606 | 1SEP204483R3606 | Active | 3800161651748 | 1910.54 | 1 | 1 | stuk | SlimLine | BE31140 | SM (Switches&Fusegear) | stuk | Zekeringscheider SlimLine XR XRG3-185/10-DC-EFM-110 | Fusible sectionneur SlimLine XR XRG3-185/10-DC-EFM-110 | Fuse disconnector SlimLine XR XRG3-185/10-DC-EFM-110 | Fuse disconnector SlimLine XR XRG3-185/10-DC-EFM-110
1SEP204483R3608 | 1SEP204483R3608 | Active | 3800161651755 | 1912.01 | 1 | 1 | stuk | SlimLine | BE31140 | SM (Switches&Fusegear) | stuk | Zekeringscheider SlimLine XR XRG3-185/10-DC-EFM-500 | Fusible sectionneur SlimLine XR XRG3-185/10-DC-EFM-500 | Fuse disconnector SlimLine XR XRG3-185/10-DC-EFM-500 | Fuse disconnector SlimLine XR XRG3-185/10-DC-EFM-500
1SEP204483R3700 | 1SEP204483R3700 | Active | 3800161651694 | 2137.02 | 1 | 1 | stuk | SlimLine | BE31140 | SM (Switches&Fusegear) | stuk | Zekeringscheider SlimLine XR XRG3-185/10-4P | Fusible sectionneur SlimLine XR XRG3-185/10-4P | Fuse disconnector SlimLine XR XRG3-185/10-4P | Fuse disconnector SlimLine XR XRG3-185/10-4P
1SEP204483R3701 | XRG3-185/10-4P-EFM | Active | 3800161651700 | 2922.79 | 1 | 1 | stuk | SlimLine | BE31140 | SM (Switches&Fusegear) | stuk | XRG3-185/10-4P-EFM | SlimLine cassette, 185mm, 4P 630A, AC23, 10mm avec contrôle des fusibles | XRG3-185/10-4P-EFM Lasttrennschalter 4-polig mit Sicherungs-Überwachung | XRG3-185/10-4P-EFM Switch disconnector fuse
1SEP204483R3702 | 1SEP204483R3702 | Active | 3800161651717 | 3514.38 | 1 | 1 | stuk | SlimLine | BE31140 | SM (Switches&Fusegear) | stuk | Zekeringscheider SlimLine XR XRG3-185/10-4P-MOT | Fusible sectionneur SlimLine XR XRG3-185/10-4P-MOT | Fuse disconnector SlimLine XR XRG3-185/10-4P-MOT | Fuse disconnector SlimLine XR XRG3-185/10-4P-MOT
1SEP204483R3703 | 1SEP204483R3703 | Active | 3800161651724 | 3946.56 | 1 | 1 | stuk | SlimLine | BE31140 | SM (Switches&Fusegear) | stuk | Zekeringscheider SlimLine XR XRG3-185/10-4P-MOT-EFM | Fusible sectionneur SlimLine XR XRG3-185/10-4P-MOT-EFM | Fuse disconnector SlimLine XR XRG3-185/10-4P-MOT-EFM | Fuse disconnector SlimLine XR XRG3-185/10-4P-MOT-EFM
1SEP204483R3716 | 1SEP204483R3716 | Active | 3800161652974 | 2826.4 | 1 | 1 | stuk | SlimLine | BE31140 | SM (Switches&Fusegear) | stuk | Zekeringscheider SlimLine XR XRG3-185/10-4P-ITS2.1 | Fusible sectionneur SlimLine XR XRG3-185/10-4P-ITS2.1 | Fuse disconnector SlimLine XR XRG3-185/10-4P-ITS2.1 | Fuse disconnector SlimLine XR XRG3-185/10-4P-ITS2.1
1SEP204483R3718 | 1SEP204483R3718 | Active | 3800161652967 | 2936.98 | 1 | 1 | stuk | SlimLine | BE31140 | SM (Switches&Fusegear) | stuk | Zekeringscheider SlimLine XR XRG3-185/10-4P-ITS2.D | Fusible sectionneur SlimLine XR XRG3-185/10-4P-ITS2.D | Fuse disconnector SlimLine XR XRG3-185/10-4P-ITS2.D | Fuse disconnector SlimLine XR XRG3-185/10-4P-ITS2.D
1SEP204483R3719 | 1SEP204483R3719 | Active | 3800161652981 | 4245.27 | 1 | 1 | stuk | SlimLine | BE31140 | SM (Switches&Fusegear) | stuk | Zekeringscheider SlimLine XR XRG3-185/10-4P-ITS2.D-MOT | Fusible sectionneur SlimLine XR XRG3-185/10-4P-ITS2.D-MOT | Fuse disconnector SlimLine XR XRG3-185/10-4P-ITS2.D-MOT | Fuse disconnector SlimLine XR XRG3-185/10-4P-ITS2.D-MOT
1SEP204484R1500 | 1SEP204484R1500 | Active | 3800161652325 | 504.13 | 1 | 1 | stuk | SlimLine | BE31140 | SM (Switches&Fusegear) | stuk | Zekeringscheider SlimLine XR XRG63BS-50/5-3P | Fusible sectionneur SlimLine XR XRG63BS-50/5-3P | Fuse disconnector SlimLine XR XRG63BS-50/5-3P | Fuse disconnector SlimLine XR XRG63BS-50/5-3P
1SEP204484R3500 | 1SEP204484R3500 | Active | 3800161652318 | 506.3 | 1 | 1 | stuk | SlimLine | BE31140 | SM (Switches&Fusegear) | stuk | Zekeringscheider SlimLine XR XRG63BS-185/10-3P | Fusible sectionneur SlimLine XR XRG63BS-185/10-3P | Fuse disconnector SlimLine XR XRG63BS-185/10-3P | Fuse disconnector SlimLine XR XRG63BS-185/10-3P
1SEP204485R1500 | 1SEP204485R1500 | Active | 3800161650451 | 546.18 | 1 | 1 | stuk | SlimLine | BE31140 | SM (Switches&Fusegear) | stuk | Zekeringscheider SlimLine XR XRG100BS-50/5-3P | Fusible sectionneur SlimLine XR XRG100BS-50/5-3P | Fuse disconnector SlimLine XR XRG100BS-50/5-3P | Fuse disconnector SlimLine XR XRG100BS-50/5-3P
1SEP204485R3500 | 1SEP204485R3500 | Active | 3800161650444 | 572.64 | 1 | 1 | stuk | SlimLine | BE31140 | SM (Switches&Fusegear) | stuk | Zekeringscheider SlimLine XR XRG100BS-185/10-3P | Fusible sectionneur SlimLine XR XRG100BS-185/10-3P | Fuse disconnector SlimLine XR XRG100BS-185/10-3P | Fuse disconnector SlimLine XR XRG100BS-185/10-3P
1SEP204486R1500 | 1SEP204486R1500 | Active | 3800161650970 | 584.88 | 1 | 1 | stuk | SlimLine | BE31140 | SM (Switches&Fusegear) | stuk | Zekeringscheider SlimLine XR XRG160BS-50/5-3P | Fusible sectionneur SlimLine XR XRG160BS-50/5-3P | Fuse disconnector SlimLine XR XRG160BS-50/5-3P | Fuse disconnector SlimLine XR XRG160BS-50/5-3P
1SEP204486R1501 | 1SEP204486R1501 | Active | 3800161650987 | 1000.35 | 1 | 1 | stuk | SlimLine | BE31140 | SM (Switches&Fusegear) | stuk | Zekeringscheider SlimLine XR XRG160BS-50/5-3P-EFM | Fusible sectionneur SlimLine XR XRG160BS-50/5-3P-EFM | Fuse disconnector SlimLine XR XRG160BS-50/5-3P-EFM | Fuse disconnector SlimLine XR XRG160BS-50/5-3P-EFM
1SEP204486R1502 | 1SEP204486R1502 | Active | 3800161650994 | 1909.08 | 1 | 1 | stuk | SlimLine | BE31140 | SM (Switches&Fusegear) | stuk | Zekeringscheider SlimLine XR XRG160BS-50/5-3P-MOT | Fusible sectionneur SlimLine XR XRG160BS-50/5-3P-MOT | Fuse disconnector SlimLine XR XRG160BS-50/5-3P-MOT | Fuse disconnector SlimLine XR XRG160BS-50/5-3P-MOT
1SEP204486R1700 | 1SEP204486R1700 | Active | 3800161651007 | 636.03 | 1 | 1 | stuk | SlimLine | BE31140 | SM (Switches&Fusegear) | stuk | Zekeringscheider SlimLine XR XRG160BS-50/5-4P | Fusible sectionneur SlimLine XR XRG160BS-50/5-4P | Fuse disconnector SlimLine XR XRG160BS-50/5-4P | Fuse disconnector SlimLine XR XRG160BS-50/5-4P
1SEP204486R1701 | 1SEP204486R1701 | Active | 3800161651014 | 1051.55 | 1 | 1 | stuk | SlimLine | BE31140 | SM (Switches&Fusegear) | stuk | Zekeringscheider SlimLine XR XRG160BS-50/5-4P-EFM | Fusible sectionneur SlimLine XR XRG160BS-50/5-4P-EFM | Fuse disconnector SlimLine XR XRG160BS-50/5-4P-EFM | Fuse disconnector SlimLine XR XRG160BS-50/5-4P-EFM
1SEP204486R1702 | 1SEP204486R1702 | Active | 3800161651021 | 2036.29 | 1 | 1 | stuk | SlimLine | BE31140 | SM (Switches&Fusegear) | stuk | Zekeringscheider SlimLine XR XRG160BS-50/5-4P-MOT | Fusible sectionneur SlimLine XR XRG160BS-50/5-4P-MOT | Fuse disconnector SlimLine XR XRG160BS-50/5-4P-MOT | Fuse disconnector SlimLine XR XRG160BS-50/5-4P-MOT
1SEP204486R3500 | 1SEP204486R3500 | Active | 3800161650901 | 584.88 | 1 | 1 | stuk | SlimLine | BE31140 | SM (Switches&Fusegear) | stuk | Zekeringscheider SlimLine XR XRG160BS-185/10-3P | Fusible sectionneur SlimLine XR XRG160BS-185/10-3P | Fuse disconnector SlimLine XR XRG160BS-185/10-3P | Fuse disconnector SlimLine XR XRG160BS-185/10-3P
1SEP204486R3501 | 1SEP204486R3501 | Active | 3800161650918 | 1000.35 | 1 | 1 | stuk | SlimLine | BE31140 | SM (Switches&Fusegear) | stuk | Zekeringscheider SlimLine XR XRG160BS-185/10-3P-EFM | Fusible sectionneur SlimLine XR XRG160BS-185/10-3P-EFM | Fuse disconnector SlimLine XR XRG160BS-185/10-3P-EFM | Fuse disconnector SlimLine XR XRG160BS-185/10-3P-EFM
1SEP204486R3502 | 1SEP204486R3502 | Active | 3800161650932 | 1909.08 | 1 | 1 | stuk | SlimLine | BE31140 | SM (Switches&Fusegear) | stuk | Zekeringscheider SlimLine XR XRG160BS-185/10-3P-MOT | Fusible sectionneur SlimLine XR XRG160BS-185/10-3P-MOT | Fuse disconnector SlimLine XR XRG160BS-185/10-3P-MOT | Fuse disconnector SlimLine XR XRG160BS-185/10-3P-MOT
1SEP204486R3516 | 1SEP204486R3516 | Active | 3800161650925 | 2589.34 | 1 | 1 | stuk | SlimLine | BE31140 | SM (Switches&Fusegear) | stuk | Zekeringscheider SlimLine XR XRG160BS-185/10-3P-ITS2.1 | Fusible sectionneur SlimLine XR XRG160BS-185/10-3P-ITS2.1 | Fuse disconnector SlimLine XR XRG160BS-185/10-3P-ITS2.1 | Fuse disconnector SlimLine XR XRG160BS-185/10-3P-ITS2.1
1SEP204486R3700 | 1SEP204486R3700 | Active | 3800161650949 | 636.03 | 1 | 1 | stuk | SlimLine | BE31140 | SM (Switches&Fusegear) | stuk | Zekeringscheider SlimLine XR XRG160BS-185/10-4P | Fusible sectionneur SlimLine XR XRG160BS-185/10-4P | Fuse disconnector SlimLine XR XRG160BS-185/10-4P | Fuse disconnector SlimLine XR XRG160BS-185/10-4P
1SEP204486R3701 | 1SEP204486R3701 | Active | 3800161650956 | 1051.55 | 1 | 1 | stuk | SlimLine | BE31140 | SM (Switches&Fusegear) | stuk | Zekeringscheider SlimLine XR XRG160BS-185/10-4P-EFM | Fusible sectionneur SlimLine XR XRG160BS-185/10-4P-EFM | Fuse disconnector SlimLine XR XRG160BS-185/10-4P-EFM | Fuse disconnector SlimLine XR XRG160BS-185/10-4P-EFM
1SEP204486R3702 | 1SEP204486R3702 | Active | 3800161650963 | 2036.29 | 1 | 1 | stuk | SlimLine | BE31140 | SM (Switches&Fusegear) | stuk | Zekeringscheider SlimLine XR XRG160BS-185/10-4P-MOT | Fusible sectionneur SlimLine XR XRG160BS-185/10-4P-MOT | Fuse disconnector SlimLine XR XRG160BS-185/10-4P-MOT | Fuse disconnector SlimLine XR XRG160BS-185/10-4P-MOT
1SEP204487R1500 | 1SEP204487R1500 | Active | 3800161651540 | 872.71 | 1 | 1 | stuk | SlimLine | BE31140 | SM (Switches&Fusegear) | stuk | Zekeringscheider SlimLine XR XRG250BS-50/5-3P | Fusible sectionneur SlimLine XR XRG250BS-50/5-3P | Fuse disconnector SlimLine XR XRG250BS-50/5-3P | Fuse disconnector SlimLine XR XRG250BS-50/5-3P
1SEP204487R1501 | 1SEP204487R1501 | Active | 3800161651557 | 1288.31 | 1 | 1 | stuk | SlimLine | BE31140 | SM (Switches&Fusegear) | stuk | Zekeringscheider SlimLine XR XRG250BS-50/5-3P-EFM | Fusible sectionneur SlimLine XR XRG250BS-50/5-3P-EFM | Fuse disconnector SlimLine XR XRG250BS-50/5-3P-EFM | Fuse disconnector SlimLine XR XRG250BS-50/5-3P-EFM
1SEP204487R1502 | 1SEP204487R1502 | Active | 3800161651564 | 2197.02 | 1 | 1 | stuk | SlimLine | BE31140 | SM (Switches&Fusegear) | stuk | Zekeringscheider SlimLine XR XRG250BS-50/5-3P-MOT | Fusible sectionneur SlimLine XR XRG250BS-50/5-3P-MOT | Fuse disconnector SlimLine XR XRG250BS-50/5-3P-MOT | Fuse disconnector SlimLine XR XRG250BS-50/5-3P-MOT
1SEP204487R1700 | 1SEP204487R1700 | Active | 3800161651571 | 904.33 | 1 | 1 | stuk | SlimLine | BE31140 | SM (Switches&Fusegear) | stuk | Zekeringscheider SlimLine XR XRG250BS-50/5-4P | Fusible sectionneur SlimLine XR XRG250BS-50/5-4P | Fuse disconnector SlimLine XR XRG250BS-50/5-4P | Fuse disconnector SlimLine XR XRG250BS-50/5-4P
1SEP204487R1701 | 1SEP204487R1701 | Active | 3800161651588 | 1319.93 | 1 | 1 | stuk | SlimLine | BE31140 | SM (Switches&Fusegear) | stuk | Zekeringscheider SlimLine XR XRG250BS-50/5-4P-EFM | Fusible sectionneur SlimLine XR XRG250BS-50/5-4P-EFM | Fuse disconnector SlimLine XR XRG250BS-50/5-4P-EFM | Fuse disconnector SlimLine XR XRG250BS-50/5-4P-EFM
1SEP204487R1702 | 1SEP204487R1702 | Active | 3800161651595 | 2386.77 | 1 | 1 | stuk | SlimLine | BE31140 | SM (Switches&Fusegear) | stuk | Zekeringscheider SlimLine XR XRG250BS-50/5-4P-MOT | Fusible sectionneur SlimLine XR XRG250BS-50/5-4P-MOT | Fuse disconnector SlimLine XR XRG250BS-50/5-4P-MOT | Fuse disconnector SlimLine XR XRG250BS-50/5-4P-MOT
1SEP204487R3500 | 1SEP204487R3500 | Active | 3800161651472 | 872.71 | 1 | 1 | stuk | SlimLine | BE31140 | SM (Switches&Fusegear) | stuk | Zekeringscheider SlimLine XR XRG250BS-185/10-3P | Fusible sectionneur SlimLine XR XRG250BS-185/10-3P | Fuse disconnector SlimLine XR XRG250BS-185/10-3P | Fuse disconnector SlimLine XR XRG250BS-185/10-3P
1SEP204487R3501 | 1SEP204487R3501 | Active | 3800161651489 | 1288.31 | 1 | 1 | stuk | SlimLine | BE31140 | SM (Switches&Fusegear) | stuk | Zekeringscheider SlimLine XR XRG250BS-185/10-3P-EFM | Fusible sectionneur SlimLine XR XRG250BS-185/10-3P-EFM | Fuse disconnector SlimLine XR XRG250BS-185/10-3P-EFM | Fuse disconnector SlimLine XR XRG250BS-185/10-3P-EFM
1SEP204487R3502 | 1SEP204487R3502 | Active | 3800161651502 | 2197.02 | 1 | 1 | stuk | SlimLine | BE31140 | SM (Switches&Fusegear) | stuk | Zekeringscheider SlimLine XR XRG250BS-185/10-3P-MOT | Fusible sectionneur SlimLine XR XRG250BS-185/10-3P-MOT | Fuse disconnector SlimLine XR XRG250BS-185/10-3P-MOT | Fuse disconnector SlimLine XR XRG250BS-185/10-3P-MOT
1SEP204487R3516 | 1SEP204487R3516 | Active | 3800161651496 | 2946.88 | 1 | 1 | stuk | SlimLine | BE31140 | SM (Switches&Fusegear) | stuk | Zekeringscheider SlimLine XR XRG250BS-185/10-3P-ITS2.1 | Fusible sectionneur SlimLine XR XRG250BS-185/10-3P-ITS2.1 | Fuse disconnector SlimLine XR XRG250BS-185/10-3P-ITS2.1 | Fuse disconnector SlimLine XR XRG250BS-185/10-3P-ITS2.1
1SEP204487R3700 | 1SEP204487R3700 | Active | 3800161651519 | 904.33 | 1 | 1 | stuk | SlimLine | BE31140 | SM (Switches&Fusegear) | stuk | Zekeringscheider SlimLine XR XRG250BS-185/10-4P | Fusible sectionneur SlimLine XR XRG250BS-185/10-4P | Fuse disconnector SlimLine XR XRG250BS-185/10-4P | Fuse disconnector SlimLine XR XRG250BS-185/10-4P
1SEP204487R3701 | 1SEP204487R3701 | Active | 3800161651526 | 1319.93 | 1 | 1 | stuk | SlimLine | BE31140 | SM (Switches&Fusegear) | stuk | Zekeringscheider SlimLine XR XRG250BS-185/10-4P-EFM | Fusible sectionneur SlimLine XR XRG250BS-185/10-4P-EFM | Fuse disconnector SlimLine XR XRG250BS-185/10-4P-EFM | Fuse disconnector SlimLine XR XRG250BS-185/10-4P-EFM
1SEP204487R3702 | 1SEP204487R3702 | Active | 3800161651533 | 2386.77 | 1 | 1 | stuk | SlimLine | BE31140 | SM (Switches&Fusegear) | stuk | Zekeringscheider SlimLine XR XRG250BS-185/10-4P-MOT | Fusible sectionneur SlimLine XR XRG250BS-185/10-4P-MOT | Fuse disconnector SlimLine XR XRG250BS-185/10-4P-MOT | Fuse disconnector SlimLine XR XRG250BS-185/10-4P-MOT
1SEP204488R1500 | 1SEP204488R1500 | Active | 3800161652127 | 2038.98 | 1 | 1 | stuk | SlimLine | BE31140 | SM (Switches&Fusegear) | stuk | Zekeringscheider SlimLine XR XRG400BS-50/5-3P | Fusible sectionneur SlimLine XR XRG400BS-50/5-3P | Fuse disconnector SlimLine XR XRG400BS-50/5-3P | Fuse disconnector SlimLine XR XRG400BS-50/5-3P
1SEP204488R1501 | 1SEP204488R1501 | Active | 3800161652134 | 2454.57 | 1 | 1 | stuk | SlimLine | BE31140 | SM (Switches&Fusegear) | stuk | Zekeringscheider SlimLine XR XRG400BS-50/5-3P-EFM | Fusible sectionneur SlimLine XR XRG400BS-50/5-3P-EFM | Fuse disconnector SlimLine XR XRG400BS-50/5-3P-EFM | Fuse disconnector SlimLine XR XRG400BS-50/5-3P-EFM
1SEP204488R1502 | 1SEP204488R1502 | Active | 3800161652141 | 3363.34 | 1 | 1 | stuk | SlimLine | BE31140 | SM (Switches&Fusegear) | stuk | Zekeringscheider SlimLine XR XRG400BS-50/5-3P-MOT | Fusible sectionneur SlimLine XR XRG400BS-50/5-3P-MOT | Fuse disconnector SlimLine XR XRG400BS-50/5-3P-MOT | Fuse disconnector SlimLine XR XRG400BS-50/5-3P-MOT
1SEP204488R1700 | 1SEP204488R1700 | Active | 3800161652158 | 2213.73 | 1 | 1 | stuk | SlimLine | BE31140 | SM (Switches&Fusegear) | stuk | Zekeringscheider SlimLine XR XRG400BS-50/5-4P | Fusible sectionneur SlimLine XR XRG400BS-50/5-4P | Fuse disconnector SlimLine XR XRG400BS-50/5-4P | Fuse disconnector SlimLine XR XRG400BS-50/5-4P
1SEP204488R1701 | 1SEP204488R1701 | Active | 3800161652165 | 2629.23 | 1 | 1 | stuk | SlimLine | BE31140 | SM (Switches&Fusegear) | stuk | Zekeringscheider SlimLine XR XRG400BS-50/5-4P-EFM | Fusible sectionneur SlimLine XR XRG400BS-50/5-4P-EFM | Fuse disconnector SlimLine XR XRG400BS-50/5-4P-EFM | Fuse disconnector SlimLine XR XRG400BS-50/5-4P-EFM
1SEP204488R1702 | 1SEP204488R1702 | Active | 3800161652172 | 3806.56 | 1 | 1 | stuk | SlimLine | BE31140 | SM (Switches&Fusegear) | stuk | Zekeringscheider SlimLine XR XRG400BS-50/5-4P-MOT | Fusible sectionneur SlimLine XR XRG400BS-50/5-4P-MOT | Fuse disconnector SlimLine XR XRG400BS-50/5-4P-MOT | Fuse disconnector SlimLine XR XRG400BS-50/5-4P-MOT
1SEP204488R3500 | 1SEP204488R3500 | Active | 3800161652059 | 2038.98 | 1 | 1 | stuk | SlimLine | BE31140 | SM (Switches&Fusegear) | stuk | Zekeringscheider SlimLine XR XRG400BS-185/10-3P | Fusible sectionneur SlimLine XR XRG400BS-185/10-3P | Fuse disconnector SlimLine XR XRG400BS-185/10-3P | Fuse disconnector SlimLine XR XRG400BS-185/10-3P
1SEP204488R3501 | 1SEP204488R3501 | Active | 3800161652066 | 2454.57 | 1 | 1 | stuk | SlimLine | BE31140 | SM (Switches&Fusegear) | stuk | Zekeringscheider SlimLine XR XRG400BS-185/10-3P-EFM | Fusible sectionneur SlimLine XR XRG400BS-185/10-3P-EFM | Fuse disconnector SlimLine XR XRG400BS-185/10-3P-EFM | Fuse disconnector SlimLine XR XRG400BS-185/10-3P-EFM
1SEP204488R3502 | 1SEP204488R3502 | Active | 3800161652080 | 3363.34 | 1 | 1 | stuk | SlimLine | BE31140 | SM (Switches&Fusegear) | stuk | Zekeringscheider SlimLine XR XRG400BS-185/10-3P-MOT | Fusible sectionneur SlimLine XR XRG400BS-185/10-3P-MOT | Fuse disconnector SlimLine XR XRG400BS-185/10-3P-MOT | Fuse disconnector SlimLine XR XRG400BS-185/10-3P-MOT
1SEP204488R3516 | 1SEP204488R3516 | Active | 3800161652073 | 4395.07 | 1 | 1 | stuk | SlimLine | BE31140 | SM (Switches&Fusegear) | stuk | Zekeringscheider SlimLine XR XRG400BS-185/10-3P-ITS2.1 | Fusible sectionneur SlimLine XR XRG400BS-185/10-3P-ITS2.1 | Fuse disconnector SlimLine XR XRG400BS-185/10-3P-ITS2.1 | Fuse disconnector SlimLine XR XRG400BS-185/10-3P-ITS2.1
1SEP204488R3700 | 1SEP204488R3700 | Active | 3800161652097 | 2213.73 | 1 | 1 | stuk | SlimLine | BE31140 | SM (Switches&Fusegear) | stuk | Zekeringscheider SlimLine XR XRG400BS-185/10-4P | Fusible sectionneur SlimLine XR XRG400BS-185/10-4P | Fuse disconnector SlimLine XR XRG400BS-185/10-4P | Fuse disconnector SlimLine XR XRG400BS-185/10-4P
1SEP204488R3701 | 1SEP204488R3701 | Active | 3800161652103 | 2629.23 | 1 | 1 | stuk | SlimLine | BE31140 | SM (Switches&Fusegear) | stuk | Zekeringscheider SlimLine XR XRG400BS-185/10-4P-EFM | Fusible sectionneur SlimLine XR XRG400BS-185/10-4P-EFM | Fuse disconnector SlimLine XR XRG400BS-185/10-4P-EFM | Fuse disconnector SlimLine XR XRG400BS-185/10-4P-EFM
1SEP204488R3702 | 1SEP204488R3702 | Active | 3800161652110 | 3806.56 | 1 | 1 | stuk | SlimLine | BE31140 | SM (Switches&Fusegear) | stuk | Zekeringscheider SlimLine XR XRG400BS-185/10-4P-MOT | Fusible sectionneur SlimLine XR XRG400BS-185/10-4P-MOT | Fuse disconnector SlimLine XR XRG400BS-185/10-4P-MOT | Fuse disconnector SlimLine XR XRG400BS-185/10-4P-MOT
1SEP204489R1500 | 1SEP204489R1500 | Active | 3800161652257 | 2160.45 | 1 | 1 | stuk | SlimLine | BE31140 | SM (Switches&Fusegear) | stuk | Zekeringscheider SlimLine XR XRG630BS-50/5-3P | Fusible sectionneur SlimLine XR XRG630BS-50/5-3P | Fuse disconnector SlimLine XR XRG630BS-50/5-3P | Fuse disconnector SlimLine XR XRG630BS-50/5-3P
1SEP204489R1501 | 1SEP204489R1501 | Active | 3800161652264 | 2576.05 | 1 | 1 | stuk | SlimLine | BE31140 | SM (Switches&Fusegear) | stuk | Zekeringscheider SlimLine XR XRG630BS-50/5-3P-EFM | Fusible sectionneur SlimLine XR XRG630BS-50/5-3P-EFM | Fuse disconnector SlimLine XR XRG630BS-50/5-3P-EFM | Fuse disconnector SlimLine XR XRG630BS-50/5-3P-EFM
1SEP204489R1502 | 1SEP204489R1502 | Active | 3800161652271 | 3484.78 | 1 | 1 | stuk | SlimLine | BE31140 | SM (Switches&Fusegear) | stuk | Zekeringscheider SlimLine XR XRG630BS-50/5-3P-MOT | Fusible sectionneur SlimLine XR XRG630BS-50/5-3P-MOT | Fuse disconnector SlimLine XR XRG630BS-50/5-3P-MOT | Fuse disconnector SlimLine XR XRG630BS-50/5-3P-MOT
1SEP204489R1700 | 1SEP204489R1700 | Active | 3800161652288 | 2301.43 | 1 | 1 | stuk | SlimLine | BE31140 | SM (Switches&Fusegear) | stuk | Zekeringscheider SlimLine XR XRG630BS-50/5-4P | Fusible sectionneur SlimLine XR XRG630BS-50/5-4P | Fuse disconnector SlimLine XR XRG630BS-50/5-4P | Fuse disconnector SlimLine XR XRG630BS-50/5-4P
1SEP204489R1701 | 1SEP204489R1701 | Active | 3800161652295 | 2717.03 | 1 | 1 | stuk | SlimLine | BE31140 | SM (Switches&Fusegear) | stuk | Zekeringscheider SlimLine XR XRG630BS-50/5-4P-EFM | Fusible sectionneur SlimLine XR XRG630BS-50/5-4P-EFM | Fuse disconnector SlimLine XR XRG630BS-50/5-4P-EFM | Fuse disconnector SlimLine XR XRG630BS-50/5-4P-EFM
1SEP204489R1702 | 1SEP204489R1702 | Active | 3800161652301 | 3954.48 | 1 | 1 | stuk | SlimLine | BE31140 | SM (Switches&Fusegear) | stuk | Zekeringscheider SlimLine XR XRG630BS-50/5-4P-MOT | Fusible sectionneur SlimLine XR XRG630BS-50/5-4P-MOT | Fuse disconnector SlimLine XR XRG630BS-50/5-4P-MOT | Fuse disconnector SlimLine XR XRG630BS-50/5-4P-MOT
1SEP204489R3500 | 1SEP204489R3500 | Active | 3800161652189 | 2160.45 | 1 | 1 | stuk | SlimLine | BE31140 | SM (Switches&Fusegear) | stuk | Zekeringscheider SlimLine XR XRG630BS-185/10-3P | Fusible sectionneur SlimLine XR XRG630BS-185/10-3P | Fuse disconnector SlimLine XR XRG630BS-185/10-3P | Fuse disconnector SlimLine XR XRG630BS-185/10-3P
1SEP204489R3501 | 1SEP204489R3501 | Active | 3800161652196 | 2576.05 | 1 | 1 | stuk | SlimLine | BE31140 | SM (Switches&Fusegear) | stuk | Zekeringscheider SlimLine XR XRG630BS-185/10-3P-EFM | Fusible sectionneur SlimLine XR XRG630BS-185/10-3P-EFM | Fuse disconnector SlimLine XR XRG630BS-185/10-3P-EFM | Fuse disconnector SlimLine XR XRG630BS-185/10-3P-EFM
1SEP204489R3502 | 1SEP204489R3502 | Active | 3800161652219 | 3484.78 | 1 | 1 | stuk | SlimLine | BE31140 | SM (Switches&Fusegear) | stuk | Zekeringscheider SlimLine XR XRG630BS-185/10-3P-MOT | Fusible sectionneur SlimLine XR XRG630BS-185/10-3P-MOT | Fuse disconnector SlimLine XR XRG630BS-185/10-3P-MOT | Fuse disconnector SlimLine XR XRG630BS-185/10-3P-MOT
1SEP204489R3516 | 1SEP204489R3516 | Active | 3800161652202 | 4545.88 | 1 | 1 | stuk | SlimLine | BE31140 | SM (Switches&Fusegear) | stuk | Zekeringscheider SlimLine XR XRG630BS-185/10-3P-ITS2.1 | Fusible sectionneur SlimLine XR XRG630BS-185/10-3P-ITS2.1 | Fuse disconnector SlimLine XR XRG630BS-185/10-3P-ITS2.1 | Fuse disconnector SlimLine XR XRG630BS-185/10-3P-ITS2.1
1SEP204489R3700 | 1SEP204489R3700 | Active | 3800161652226 | 2301.43 | 1 | 1 | stuk | SlimLine | BE31140 | SM (Switches&Fusegear) | stuk | Zekeringscheider SlimLine XR XRG630BS-185/10-4P | Fusible sectionneur SlimLine XR XRG630BS-185/10-4P | Fuse disconnector SlimLine XR XRG630BS-185/10-4P | Fuse disconnector SlimLine XR XRG630BS-185/10-4P
1SEP204489R3701 | 1SEP204489R3701 | Active | 3800161652233 | 2717.03 | 1 | 1 | stuk | SlimLine | BE31140 | SM (Switches&Fusegear) | stuk | Zekeringscheider SlimLine XR XRG630BS-185/10-4P-EFM | Fusible sectionneur SlimLine XR XRG630BS-185/10-4P-EFM | Fuse disconnector SlimLine XR XRG630BS-185/10-4P-EFM | Fuse disconnector SlimLine XR XRG630BS-185/10-4P-EFM
1SEP204489R3702 | 1SEP204489R3702 | Active | 3800161652240 | 3954.48 | 1 | 1 | stuk | SlimLine | BE31140 | SM (Switches&Fusegear) | stuk | Zekeringscheider SlimLine XR XRG630BS-185/10-4P-MOT | Fusible sectionneur SlimLine XR XRG630BS-185/10-4P-MOT | Fuse disconnector SlimLine XR XRG630BS-185/10-4P-MOT | Fuse disconnector SlimLine XR XRG630BS-185/10-4P-MOT
1SEP304446R0001 | VC-ZLBM/ZHBM123 | Active | 7025840020417 | 82.97 | 1 | 3 | stuk | InLineII accessories | BE31140 | SM (Switches&Fusegear) | stuk | VC-ZLBM/ZHBM123 Clamp | 1,2,3 V-borne kit pour XUBM/XL Inline 1,2,3 V-borne kit pour XUBM/XLBM1,2,3 | ZLBM/ZHBM/XLBM123 V-Klemmensatz Kabelquerschnitt 16-300mm² VPE 3 | VC-ZLBM/ZHBM123 Clamp
1SEP304446R0002 | DC-XR2/3-3P | Active | 7025840071112 | 219.03 | 1 | 1 | stuk | SlimLine | BE31140 | SM (Switches&Fusegear) | stuk | Kabelklem dubb. 2/3de pool XR-2,3 | DC-XR2/3-3P Clamp | XR2/3 doppel Kabelklemme 16-300mm² für 2/3-polige XRE und XRM VPE 3 | DC-XR2/3-3P Clamp
1SEP407732R0001 | SPC-XLP00/3 | Active | 7025840013686 | 19.46 | 1 | 1 | stuk | EasyLine | BE31140 | SM (Switches&Fusegear) | stuk | Kabelklem v XLP 00 set a 3 st | 00 Borne Prisma simple ( 3-SPC EasyLine 00 Borne Prisma simple ( 3-SPC ) 1,5-70 mm2 pour XLP / XUBM / XLBM 00 | XLP00 Prismenklemme Kabelquerschnitt 1,5-70mm² VPE 3 | SPC-XLP00/3 Clamp
1SEP407732R0002 | SPC-XLP1/3 | Active | 7025840013853 | 23.58 | 1 | 1 | stuk | EasyLine | BE31140 | SM (Switches&Fusegear) | stuk | Kabelklem v XLP 1 set a 3 st | XLP 1 Bornes simple Prisma ( 3 EasyLine XLP 1 Bornes simple Prisma ( 3-SPC ) 16-185mm2 | XLP1 Prismenklemme Kabelquerschnitt 16-185mm² VPE 3 | SPC-XLP1/3 Clamp
1SEP407733R0002 | BC-XLP1/3 | Active | 7025840054597 | 12.91 | 1 | 1 | stuk | EasyLine | BE31140 | SM (Switches&Fusegear) | stuk | Kabelklem v XLP 1 set a 3 st | XLP 1 Bornes ( 3-BC ) 16-95mm2 EasyLine XLP 1 Bornes ( 3-BC ) 16-95mm2 | XLP1 Brückenklemme Kabelquerschnitt 16-95mm² VPE 3 | BC-XLP1/3 Clamp
1SEP407740R0001 | 1SEP407740R0001 | Active | 7025840013471 | 8.61 | 1 | 1 | stuk | EasyLine | BE31140 | SM (Switches&Fusegear) | stuk | DIN rail montageset | XLP 000 DIN rail snap on kit- EasyLine XLP 000 DIN rail snap on kit- 1 pc | XLP 000 DIN rail snap-on kit, size 1 | XLP 000 DIN rail snap-on kit, size 1
1SEP407740R0010 | DR-XLP000/10 | Active | 7025840014799 | 42.32 | 1 | 1 | stuk | EasyLine | BE31140 | SM (Switches&Fusegear) | stuk | DIN railMont.set verPak 10 st | XLP 000 DIN rail snap on kit EasyLine XLP 000 DIN rail snap on kit -Qt. 10 pc | DIN-Schienen-Aufklemmsatz für XLP000 3-polig VPE 10 | DR-XLP000/10 DIN rail snap on kit
1SEP407741R0001 | FF-XLP000-3P1 | Active | 7025840013488 | 13.17 | 1 | 1 | stuk | EasyLine | BE31140 | SM (Switches&Fusegear) | stuk | Frontraam 1 XLP 000 | XLP 000 Cadre frontal pour 1 X EasyLine XLP 000 Cadre frontal pour 1 XLP 000 | XLP000 Frontrahmen 1-fach | FF-XLP000-3P1 Front frame
1SEP407741R0002 | FF-XLP000-3P2 | Active | 7025840013495 | 17.56 | 1 | 1 | stuk | EasyLine | BE31140 | SM (Switches&Fusegear) | stuk | Frontraam 2 st XLP 000 | XLP 000 Cadre frontal pour2 XL EasyLine XLP 000 Cadre frontal pour2 XLP 000 | XLP000 Frontrahmen 2-fach | FF-XLP000-3P2 Front frame
1SEP407741R0003 | FF-XLP000-3P3 | Active | 7025840013501 | 18.41 | 1 | 1 | stuk | EasyLine | BE31140 | SM (Switches&Fusegear) | stuk | Frontraam 3 st XLP 000 | XLP 000 Cadre frontal pour 3 X EasyLine XLP 000 Cadre frontal pour 3 XLP 000 | XLP000 Frontrahmen 3-fach | FF-XLP000-3P3 Front frame
1SEP407742R0001 | MS-XLP00123 | Active | 7025840013518 | 17.25 | 1 | 1 | stuk | EasyLine | BE31140 | SM (Switches&Fusegear) | stuk | MS-XLP00123 Auxiliary switch | Microswitch voor XLP / XLBM - microswitch pour XLP / XLBM - 6A / 150V | MS-XLP00123 Mikrohilfsschalter für EasyLine XLP00 / XLP1 / XLP2 / XLP3 | MS-XLP00123 Auxiliary switch
1SEP407742R0002 | AUX-NC-XLP00123 | Active | 7025840013570 | 17.25 | 1 | 1 | stuk | SlimLine | BE31140 | SM (Switches&Fusegear) | stuk | AUX-NC-XLP00123 Auxiliary switch | Interrupteur aux. NC pour XLP Interrupteur aux. NC pour XLP / XLBM - 10A / 690V | AUX-NC-XLP00123 Hilfsschalter für EasyLine XLP | AUX-NC-XLP00123 Auxiliary switch
1SEP407742R0003 | AUX-NO-XLP00123 Auxiliary switch | Active | 7025840013587 | 17.25 | 1 | 1 | stuk | SlimLine | BE31140 | SM (Switches&Fusegear) | stuk | NO v XLP 00 1 2 3 10 A/690 V | Interrupteur aux. NO pour XLP Interrupteur aux. NO pour XLP / XLBM - 10A / 690V | AUX-NO-XLP00123 Hilfsschalter 1 Schließer | AUX-NO-XLP00123 Auxiliary switch
1SEP407742R0012 | Auxiliary switch 1NC | Active | 7025840071129 | 17.79 | 1 | 1 | stuk | SlimLine | BE31140 | SM (Switches&Fusegear) | stuk | Auxiliary contact 1NC single | Interrupteur auxiliaire 1NC unique interr. Aux. à utiliser comme interrupteur aux. No 2,3,4 | XR Hilfsschalter 1 Öffner für XRE und XRM | Auxiliary contact 1NC single
1SEP407742R0013 | Auxiliary switch 1NO | Active | 7025840071136 | 17.79 | 1 | 1 | stuk | SlimLine | BE31140 | SM (Switches&Fusegear) | stuk | Hulpcontactblok 1M | Interrupteur auxiliaire 1NO unique interr. Aux. à utiliser comme interrupteur aux. No 2,3,4 | XR Hilfsschalter 1 Schließer für XRE und XRM | Auxiliary contact 1NO single
1SEP407775R0001 | CS-XR-4P | Active | 7025840013297 | 55.54 | 1 | 1 | stuk | SlimLine | BE31140 | SM (Switches&Fusegear) | stuk | CS-XR-4P Cable shroud | SR - cache-bornes 4th pole siz SlimLine SR - cache-bornes 4th pole size 00 - 3 p | XR Kabelabdeckung für den 4. Pol zu XRE und XRM Größe 00 - 3 | CS-XR-4P Cable shroud
1SEP407786R0001 | PLD-XLP00123 | Active | 7025840013631 | 12.91 | 1 | 1 | stuk | EasyLine | BE31140 | SM (Switches&Fusegear) | stuk | Bevestigingsoog v hangslot | Padlock device XLP 00, 1, 2 an EasyLine Padlock device XLP 00, 1, 2 and 3 | Schlossvorrichtung für XLP | PLD-XLP00123 Padlock device
1SEP407787R0001 | TC-XLP00/3 | Active | 7025840013693 | 27.64 | 1 | 1 | stuk | EasyLine | BE31140 | SM (Switches&Fusegear) | stuk | Kabelklem v XLP 00 3 (set a 3 st) | XLP 00 Borne triple ( 3-TC ) 1 EasyLine XLP 00 Borne triple ( 3-TC ) 1,0-10mm2 | XLP00 Dreifachklemme Kabelquerschnitt 1,0-10mm² VPE 3 | TC-XLP00/3 Clamp
1SEP407792R0001 | FF-XLP00-3P1 | Active | 7025840013600 | 17.74 | 1 | 1 | stuk | EasyLine | BE31140 | SM (Switches&Fusegear) | stuk | Frontraam 1 XLP 00 | XLP 00 Cadre frontal pour 1 XL EasyLine XLP 00 Cadre frontal pour 1 XLP 00 | XLP00 Frontrahmen 1-fach | FF-XLP00-3P1 Front frame
1SEP407792R0002 | FF-XLP00-3P2 | Active | 7025840013617 | 22.46 | 1 | 1 | stuk | EasyLine | BE31140 | SM (Switches&Fusegear) | stuk | Frontraam 2 st XLP 00 | XLP 00 Cadre frontal pour 2 XL EasyLine XLP 00 Cadre frontal pour 2 XLP 00 | XLP00 Frontrahmen 2-fach | FF-XLP00-3P2 Front frame
1SEP407792R0003 | FF-XLP00-3P3 | Active | 7025840013624 | 28.51 | 1 | 1 | stuk | EasyLine | BE31140 | SM (Switches&Fusegear) | stuk | Frontraam 3 st XLP 00 | XLP 00 Cadre frontal pour 3 XL EasyLine XLP 00 Cadre frontal pour 3 XLP 00 | XLP00 Frontrahmen 3-fach | FF-XLP00-3P3 Front frame
1SEP407792R0004 | FF-XLP00-ABB-3P1 | Active | 7025840017707 | 29.15 | 1 | 1 | stuk | EasyLine | BE31140 | SM (Switches&Fusegear) | stuk | FF-XLP00-ABB-3P1 Front frame | XLP 00 ABB-INS Cadre frontal p, EasyLine, XLP 00 ABB-INS Cadre frontal pour 1 XLP 00 | EasyLine | FF-XLP00-ABB-3P1 Front frame
1SEP407793R0001 | CS-XLP00-3P | Active | 7025840013648 | 23.58 | 1 | 1 | stuk | EasyLine | BE31140 | SM (Switches&Fusegear) | stuk | KABELAFSCHERMING XLP00 | PROTECTION DE CABLES POUR XLP00 | CS-XLP00-3P Kabelabdeckung für EasyLine XLP | CS-XLP00-3P Cable shroud
1SEP407793R0002 | CS-XLP1-3P | Active | 7025840013839 | 32.4 | 1 | 1 | stuk | EasyLine | BE31140 | SM (Switches&Fusegear) | stuk | CS-XLP1-3P Cable shroud | XLP 1 Caches-bornes EasyLine XLP 1 Caches-bornes | CS-XLP1-3P Kabelabdeckung für EasyLine XLP | CS-XLP1-3P Cable shroud
1SEP407811R0001 | FC-XLP00/3 | Active | 7025840013716 | 128.47 | 1 | 1 | stuk | EasyLine | BE31140 | SM (Switches&Fusegear) | stuk | aansluitklem v XLP 1 set a 3 st | 00 Borne alimentation ( 3-FC ) 00 Borne alimentation ( 3-FC ) 25 - 95 mm2 pour XLP / XUBM / XLBM 00 | XLP00 Einspeiseklemme Kabelquerschnitt 25 - 95 mm² VPE3 | FC-XLP00/3 Clamp
1SEP407815R0001 | FF-XLP1-3P1 | Active | 7025840013808 | 26.06 | 1 | 1 | stuk | EasyLine | BE31140 | SM (Switches&Fusegear) | stuk | Frontraam 1 XLP 1 | XLP 1 Couvercle pour 1 XLP 1 EasyLine XLP 1 Couvercle pour 1 XLP 1 | XLP1 Frontrahmen 1-fach | FF-XLP1-3P1 Front frame
1SEP407815R0002 | FF-XLP1-3P2 | Active | 7025840013815 | 35.49 | 1 | 1 | stuk | EasyLine | BE31140 | SM (Switches&Fusegear) | stuk | Frontraam 2 st XLP 1 | XLP 1 Couvercle pour 2 XLP 1 EasyLine XLP 1 Couvercle pour 2 XLP 1 | XLP1 Frontrahmen 2-fach | FF-XLP1-3P2 Front frame
1SEP407897R0001 | DR-XLP00-2R | Active | 7025840014706 | 69.86 | 1 | 1 | stuk | EasyLine | BE31140 | SM (Switches&Fusegear) | stuk | DIN railMont.set v XLP 00 | XLP 00 Snap voor dubbele DIN r EasyLine XLP 00 Snap pour DIN rail double | XLP00 Befestigung für Doppel-DIN-Schiene | DR-XLP00-2R DIN rail snap on kit
1SEP407951R0001 | FF-XLP2-3P1 | Active | 7025840016922 | 29.61 | 1 | 1 | stuk | EasyLine | BE31140 | SM (Switches&Fusegear) | stuk | Frontraam 1 XLP 2 | XLP 2 Couvercle pour 1 XLP2 EasyLine XLP 2 Couvercle pour 1 XLP2 | XLP2 Frontrahmen 1-fach | FF-XLP2-3P1 Front frame
1SEP407951R0002 | FF-XLP2-3P2 | Active | 7025840020134 | 39.16 | 1 | 1 | stuk | EasyLine | BE31140 | SM (Switches&Fusegear) | stuk | FF-XLP2-3P2 Front frame | XLP 2 Couvercle pour 2 XLP2 EasyLine XLP 2 Couvercle pour 2 XLP2 | XLP2 Frontrahmen 2-fach | FF-XLP2-3P2 Front frame
1SEP407952R0001 | CS-XLP23-3P | Active | 7025840016946 | 45.9 | 1 | 1 | stuk | EasyLine | BE31140 | SM (Switches&Fusegear) | stuk | KlemAfdek.XLP 2 3 | XLP 2/3 Caches-bornes EasyLine XLP 2/3 Caches-bornes | CS-XLP23-3P Kabelabdeckung für EasyLine XLP | CS-XLP23-3P Cable shroud
1SEP407953R0001 | BC-XLP23/3 | Active | 7025840016953 | 17.44 | 1 | 1 | stuk | EasyLine | BE31140 | SM (Switches&Fusegear) | stuk | Kabelklem v XLP 2 3 set a 3 st | XLP 2/3 Bornes ( 3-BC ) 35-300 EasyLine XLP 2/3 Bornes ( 3-BC ) 35-300mm2 | XLP2/3 Brückenklemme Kabelquerschnitt 35-300mm² VPE 3 | BC-XLP23/3 Clamp
1SEP407954R0001 | SPC-XLP23/3 | Active | 7025840016960 | 37.69 | 1 | 1 | stuk | EasyLine | BE31140 | SM (Switches&Fusegear) | stuk | Kabelklem v XLP 2 3 set a 3 st | XLP 2/3 Bornes simple Prisma EasyLine XLP 2/3 Bornes simple Prisma ( 3-SPC ) 25-240mm2 | XLP2/3 Prismenklemme Kabelquerschnitt 25-240mm² VPE 3 | SPC-XLP23/3 Clamp
1SEP407955R0001 | FF-XLP3-3P1 | Active | 7025840017035 | 44.91 | 1 | 1 | stuk | EasyLine | BE31140 | SM (Switches&Fusegear) | stuk | Frontraam 1 XLP 3 | XLP 3 Couvercle pour 1 XLP2 EasyLine XLP 3 Couvercle pour 1 XLP2 | XLP3 Frontrahmen 1-fach | FF-XLP3-3P1 Front frame
1SEP407956R0001 | DPC-XLP23/3 | Active | 7025840017059 | 208.02 | 1 | 1 | stuk | EasyLine | BE31140 | SM (Switches&Fusegear) | stuk | Dubb.PRISMAklem | BORNES PRISMA DOUBLES | XLP2/3 Doppelprismenklemme Kabelquerschnitt 2x35-150mm² VPE 3 | DPC-XLP23/3 Clamp
1SEP408149R0002 | CT-ZLBM123-200/5-1-BB | Active | 7025840020998 | 535.94 | 1 | 3 | stuk | InLineII accessories | BE31140 | SM (Switches&Fusegear) | stuk | CT-ZLBM123-200/5-1-BB Current transformer | CT Kit installation entrée arr Inline CT Kit installation entrée arrière 200A/5A 3,75VA cl.1 pour XUBM/XLBM1,2,3 | CT rear side inst. kit 200A/5A Inline CT rear side inst. kit 200A/5A 3,75VA cl.1 For XUBM/XLBM1,2,3 | CT-ZLBM123-200/5-1-BB Current transformer
1SEP408205R0003 | DC-XR1-3P | Active | 7025840078890 | 253.29 | 1 | 1 | stuk | SlimLine | BE31140 | SM (Switches&Fusegear) | stuk | Kabel klem dubb. 2/3de pool XR-1 3 st | DC-XR1-3P Clamp | XR1 doppel Kabelklemme 10-150mm² für 2/3-polige XRE und XRM VPE 3 | DC-XR1-3P Clamp
1SEP408205R0004 | DC-XR1-4P | Active | 7025840078906 | 337.72 | 1 | 1 | stuk | SlimLine | BE31140 | SM (Switches&Fusegear) | stuk | Kabel klem dubb. 4de pool XR-1 4 st | DC-XR1-4P Clamp | XR1 doppel Kabelklemmen 10-150mm² für 4-polige XRE und XRM VPE 4 | DC-XR1-4P Clamp
1SEP408496R0001 | CS-XR00-3P | Active | 7025840067221 | 57.02 | 1 | 1 | stuk | SlimLine | BE31140 | SM (Switches&Fusegear) | stuk | Kabelafdichting XR-00 | CS-XR00-3P Enveloppe câble | XR00 Kabelabdeckung für 3 polige XRE und XRM | CS-XR00-3P Cable shroud
1SEP408498R0001 | CS-XR2/3-3P | Active | 7025840067269 | 168.87 | 1 | 1 | stuk | SlimLine | BE31140 | SM (Switches&Fusegear) | stuk | Kabelschoen SlimLine XR 400/630A | Cosse de câble SlimLine XR 400/630A | XR2/3 Kabelabdeckung für 3 polige XRE und XRM | CS-XR2/3-3P Cable shroud
1SEP408499R0001 | SC-XR00-3P | Active | 7025840067276 | 108.18 | 1 | 1 | stuk | SlimLine | BE31140 | SM (Switches&Fusegear) | stuk | Kabelklem enkel 2/3de pool XR-00 3st | SC-XR00-3P Clamp | XR00 einfach Kabelklemme 10-95mm² für 2/3-polige XRE und XRM VPE 3 | SC-XR00-3P Clamp
1SEP408500R0001 | SC-XR1-3P | Active | 7025840067283 | 129.7 | 1 | 1 | stuk | SlimLine | BE31140 | SM (Switches&Fusegear) | stuk | Kabelklem enkel 2/3de pool XR-1 3st | SC-XR1-3P Clamp | XR1 einfach Kabelklemme 16-300mm² für 2/3-polige XRE und XRM VPE 3 | SC-XR1-3P Clamp
1SEP408501R0001 | SC-XR00-4P | Active | 7025840067290 | 143.16 | 1 | 1 | stuk | SlimLine | BE31140 | SM (Switches&Fusegear) | stuk | Kabelklem enkel 4de pool XR-00 4st | SC-XR00-4P Clamp | XR00 einfach Kabelklemme 10-95mm² für 4-polige XRE und XRM VPE 4 | SC-XR00-4P Clamp
1SEP408502R0001 | SC-XR1-4P | Active | 7025840067306 | 172.52 | 1 | 1 | stuk | SlimLine | BE31140 | SM (Switches&Fusegear) | stuk | Kabelklem enkel 4de pool XR-1 4st | SC-XR1-4P Clamp | XR1 einfach Kabelklemmen 16-300mm² für 4-polige XRE und XRM VPE 4 | SC-XR1-4P Clamp
1SEP408503R0001 | DC-XR2/3-4P | Active | 7025840067313 | 293.66 | 1 | 1 | stuk | SlimLine | BE31140 | SM (Switches&Fusegear) | stuk | Kabelklem dubb. 4de pool XR-2,3 4st | DC-XR2/3-4P Clamp | XR2/3 doppel Kabelklemmen 16-300mm² für 4-polige XRE und XRM VPE 4 | DC-XR2/3-4P Clamp
1SEP408504R0001 | NO-S-XR00-KIT | Active | 7025840067320 | 80.38 | 1 | 1 | stuk | SlimLine | BE31140 | SM (Switches&Fusegear) | stuk | NO-S-XR00-KIT Auxiliary cont. | XR00 Kit interrupteur auxiliaire 1NO Kit inclut 1pcs interrupteur aux 1NO, couvercle et vis transp. | XR00 Hilfsschalter Set mit 1 Schließer für XRE und XRM | NO-S-XR00-KIT Auxiliary contact
1SEP408505R0001 | NC-S-XR00-KIT | Active | 7025840067337 | 80.38 | 1 | 1 | stuk | SlimLine | BE31140 | SM (Switches&Fusegear) | stuk | NC-S-XR00-KIT Auxiliary cont. | XR00 Kit interrupteur auxiliaire 1NO Kit inclut 1pcs interrupteur aux 1NC, couvercle et vis transp. | XR00 Hilfsschalter Set mit 1 Öffner für XRE und XRM | NC-S-XR00-KIT Auxiliary contact
1SEP408506R0001 | NO-S-XR1-KIT | Active | 7025840067344 | 80.38 | 1 | 1 | stuk | SlimLine | BE31140 | SM (Switches&Fusegear) | stuk | NO-S-XR1-KIT Auxiliary cont. | XR1 Kit interrupteur auxiliaire 1NO Kit inclut 1pcs interrupteur aux 1NO, couvercle et vis transp. | XR1 Hilfsschalter Set mit 1 Schließer für XRE und XRM | NO-S-XR1-KIT Auxiliary contact
1SEP408507R0001 | NC-S-XR1-KIT | Active | 7025840067351 | 80.38 | 1 | 1 | stuk | SlimLine | BE31140 | SM (Switches&Fusegear) | stuk | NC-S-XR1-KIT Auxiliary cont. | XR1 Kit interrupteur auxiliaire 1NC Kit inclut 1pcs interrupteur aux 1NC, couvercle et vis transp. | XR1 Hilfsschalter Set mit 1 Öffner für XRE und XRM | NC-S-XR1-KIT Auxiliary contact
1SEP408508R0001 | NO-S-XR2/3-KIT | Active | 7025840067368 | 80.38 | 1 | 1 | stuk | SlimLine | BE31140 | SM (Switches&Fusegear) | stuk | NO-S-XR2/3-KIT Auxiliary cont. | XR2/3 Kit interrupteur auxiliaire 1NO Kit inclut 1pcs interrupteur aux 1NO, couvercle et vis transp. | XR2/3 Hilfsschalter Set mit 1 Schließer für XRE und XRM | NO-S-XR2/3-KIT Auxiliary contact
1SEP408509R0001 | NC-S-XR2/3-KIT | Active | 7025840067375 | 80.38 | 1 | 1 | stuk | SlimLine | BE31140 | SM (Switches&Fusegear) | stuk | NC-S-XR2/3-KIT Auxiliary cont. | XR2/3 Kit interrupteur auxiliaire 1NC Kit inclut 1pcs interrupteur aux 1NC, couvercle et vis transp. | XR2/3 Hilfsschalter Set mit 1 Öffner für XRE und XRM | NC-S-XR2/3-KIT Auxiliary contact
1SEP408513R0001 | MP-XR2/3-P8 | Active | 7025840067412 | 151.73 | 1 | 1 | stuk | SlimLine | BE31140 | SM (Switches&Fusegear) | stuk | MP-XR2/3-P8Multiplug | MP-XR2/3-P8 Multi-prises | XR2/3 Multistecker 8-polig für Stromwandler | MP-XR2/3-P8 Multiplug
1SEP408514R0001 | MP-XR2/3-P20 | Active | 7025840067429 | 206.81 | 1 | 1 | stuk | SlimLine | BE31140 | SM (Switches&Fusegear) | stuk | MP-XR2/3-P20Multiplug | MP-XR2/3-P20 Multi-prises | XR2/3 Multistecker 20-polig für Hilfskontakte Sicherungsüberwachung | MP-XR2/3-P20 Multiplug
1SEP408515R0001 | MP-XR2/3-P8-S | Active | 7025840067436 | 163.96 | 1 | 1 | stuk | SlimLine | BE31140 | SM (Switches&Fusegear) | stuk | MP-XR2/3-P8-SMultiplug | MP-XR2/3-P8-S Multi-prises | XR2/3 Multistecker 8-polig für Stromwandler m. Schraubbefestigung | MP-XR2/3-P8-S Multiplug
1SEP408519R0001 | BR-XR-AM-EFM | Active | 7025840067474 | 29.61 | 1 | 1 | stuk | SlimLine | BE31140 | SM (Switches&Fusegear) | stuk | AMP.M,EFM SlimLine XR | Support compteur AMP et EFM SlimLine XR | AMPMETER AND EFM BRACKER SlimLine XR | BR-XR-AM-EFM Bracket
1SEP408520R0001 | XR1 Internal terminal cover for L1 and L3 | Active | 7025840067481 | 48.56 | 1 | 1 | stuk | SlimLine | BE31140 | SM (Switches&Fusegear) | stuk | aansluitklemafdek L1,L3 XR-1 | XR1 couvercle borne interne pour L1 et L3 | XR1 interne Berührungsschutzabdeckung für L1 und L3 | XR1 Internal terminal cover L1 and L3
1SEP408523R0001 | TE-XR00-21-3 | Active | 7025840067740 | 170.08 | 1 | 1 | stuk | SlimLine | BE31140 | SM (Switches&Fusegear) | stuk | aansl verlenging XR-00 3F stroomtrafo | XR00 Kit ext. borne pour CTs 3 phases pour MBS ASR 20,3 | XR00 Anschlusskit Ø21mm für 3 Wandler | TE-XR00-21-3 Terminal extension
1SEP408524R0001 | TE-XR00-21-1 | Active | 7025840067757 | 62.91 | 1 | 1 | stuk | SlimLine | BE31140 | SM (Switches&Fusegear) | stuk | aansl VERLENGING SlimLine XRMBS ASR 20.3 | Extension connexion SlimLine XR pour MBS ASR 20.3 | XR00 Anschlusskit Ø21mm für 1. oder 4. Wandler | TE-XR00-21-1 Terminal extension
1SEP408525R0001 | TE-XR1-21-3 | Active | 7025840067764 | 177.43 | 1 | 1 | stuk | SlimLine | BE31140 | SM (Switches&Fusegear) | stuk | aansl verlenging XR-1 3F stroomtrafo | XR1 Kit ext. borne pour CTs 3 phases pour MBS ASR 20,3 | XR1 Anschlusskit Ø21mm für 3 Wandler | TE-XR1-21-3 Terminal extension
1SEP408526R0001 | TE-XR1-14-1 | Active | 7025840067771 | 242.27 | 1 | 1 | stuk | SlimLine | BE31140 | SM (Switches&Fusegear) | stuk | aansl verlenging XR-1 4de stroomtrafo | TE-XR1-14-1 Extension de contact | XR1 Anschlusskit Ø21mm für 4. Wandler | TE-XR1-14-1 Terminal extension
1SEP408528R0001 | VBC-XR-50 | Active | 7025840065166 | 42.7 | 1 | 1 | stuk | SlimLine | BE31140 | SM (Switches&Fusegear) | stuk | Geventilveerde afdekpl.50mm IP41 | VBC-XR-50 Couvercle | XR Blindabdeckung 50mm IP41 | VBC-XR-50 Cover
1SEP408576R0001 | TE-XR1-21-1 | Active | 7025840071167 | 66.56 | 1 | 1 | stuk | SlimLine | BE31140 | SM (Switches&Fusegear) | stuk | aansl VERLENGING SlimLine XRMBS ASR 20.3 | Extension connexion SlimLine XR pour MBS ASR 20.3 | XR1 Anschlusskit Ø21mm für 1 Wandler | TE-XR1-21-1 Terminal extension
1SEP408630R0001 | TE-XR00-14-1 | Active | 7025840077305 | 137.05 | 1 | 1 | stuk | SlimLine | BE31140 | SM (Switches&Fusegear) | stuk | aansl verlenging XR-00 1 CT of 4e CT | TE-XR00-14-1 Extension de contact | XR00 Anschlusskit Ø14mm für 1. oder 4. Wandler | TE-XR00-14-1 Terminal extension
1SEP408753R0001 | PE-XR | Active | 7025840080633 | 16.84 | 1 | 1 | stuk | SlimLine | BE31140 | SM (Switches&Fusegear) | stuk | Hangslot uitbreiding tot 3 hangsloten | PE-XR Extension de cadenas | Padlock Extention up to 3 padlocks | PE-XR Padlock extension
1SEP600113R0001 | XLP00-1P | Active | 7025840086482 | 43.81 | 1 | 1 | stuk | EasyLine | BE31140 | SM (Switches&Fusegear) | stuk | XLP00-1P Fuse Switch DisCon. | XLP00-1P Sectionneur à fusible | XLP00-1P Sich. Lasttrennsch. 1-polig 160A ohne Klemmen u. Schrauben | XLP00-1P Fuse Switch Disconnector
1SEP600113R0002 | XLP00-1P-2BC | Active | 7025840086499 | 45.76 | 1 | 1 | stuk | EasyLine | BE31140 | SM (Switches&Fusegear) | stuk | XLP00-1P-2BC Fuse Switch DisCon. | XLP00-1P-2BC Sectionneur à fusible | XLP00-1P-2BC Sich. Lasttrennsch. 1-polig 160A m. 2 Brückenklemmen | XLP00-1P-2BC Fuse Switch Disconnector
1SEP600113R0003 | XLP00-1P-2M8 | Active | 7025840086505 | 48.46 | 1 | 1 | stuk | EasyLine | BE31140 | SM (Switches&Fusegear) | stuk | Zek.L.Scheider XLP00 160 A 1P incl.2xM8x16 bouten | XLP00-1P-2M8 Sectionneur à fusible | XLP00-1P-2M8 Sich. Lasttrennsch. 1-polig 160A m. 2xM8 Schrauben | XLP00-1P-2M8 Fuse Switch Disconnector
1SEP600114R0001 | XLP00-2P | Active | 7025840086512 | 85.05 | 1 | 1 | stuk | EasyLine | BE31140 | SM (Switches&Fusegear) | stuk | XLP00-2P Fuse Switch DisCon. | XLP00-2P Sectionneur à fusible | XLP00-2P Sich. Lasttrennsch. 2-polig 160A ohne Klemmen u. Schrauben | XLP00-2P Fuse Switch Disconnector
1SEP600114R0002 | XLP00-2P-4BC | Active | 7025840086529 | 88.72 | 1 | 1 | stuk | EasyLine | BE31140 | SM (Switches&Fusegear) | stuk | XLP00-2P-4BC Fuse Switch DisCon. | XLP00-2P-4BC Sectionneur à fusible | XLP00-2P-4BC Sich. Lasttrennsch. 2-polig 160A m. 4 Brückenklemmen | XLP00-2P-4BC Fuse Switch Disconnector
1SEP600114R0003 | XLP00-2P-4M8 | Active | 7025840086536 | 94.1 | 1 | 1 | stuk | EasyLine | BE31140 | SM (Switches&Fusegear) | stuk | Zek.L.Scheider XLP00 160 A 2P incl.4xM8x16 bouten | XLP00-2P-4M8 Sectionneur à fusible | XLP00-2P-4M8 Sich. Lasttrennsch. 2-polig 160A m. 4xM8 Schrauben | XLP00-2P-4M8 Fuse Switch Disconnector
1SEP600115R0001 | XLP00-4P | Active | 7025840086543 | 206.81 | 1 | 1 | stuk | EasyLine | BE31140 | SM (Switches&Fusegear) | stuk | XLP00-4P Fuse Switch DisCon. | XLP00-4P Sectionneur à fusible | XLP00-4P Sich. Lasttrennsch. 4-polig 160A ohne Klemmen u. Schrauben | XLP00-4P Fuse Switch Disconnector
1SEP600115R0002 | XLP00-4P-8BC | Active | 7025840086550 | 212.91 | 1 | 1 | stuk | EasyLine | BE31140 | SM (Switches&Fusegear) | stuk | XLP00-4P-8BC Fuse Switch DisCon. | XLP00-4P-8BC Sectionneur à fusible | XLP00-4P-8BC Sich. Lasttrennsch. 4-polig 160A m. 8 Brückenklemmen | XLP00-4P-8BC Fuse Switch Disconnector
1SEP600115R0003 | XLP00-4P-8M8 | Active | 7025840086567 | 216.59 | 1 | 1 | stuk | EasyLine | BE31140 | SM (Switches&Fusegear) | stuk | Zek.L.Scheider XLP00 160 A 4P incl.8xM8x16 bouten | XLP00-4P-8M8 Sectionneur à fusible | XLP00-4P-8M8 Sich. Lasttrennsch. 4-polig 160A m. 8xM8 Schrauben | XLP00-4P-8M8 Fuse Switch Disconnector
1SEP600116R0001 | XLP1-1P | Active | 7025840086574 | 116.37 | 1 | 1 | stuk | EasyLine | BE31140 | SM (Switches&Fusegear) | stuk | Zek.L.Scheider XLP1 250 A 1P | XLP1-1P Sectionneur à fusible | XLP1-1P Sich. Lasttrennsch. 1-polig 250A ohne Klemmen u. Schrauben | XLP1-1P Fuse Switch Disconnector
1SEP600116R0002 | XLP1-1P-2BC | Active | 7025840086581 | 121.26 | 1 | 1 | stuk | EasyLine | BE31140 | SM (Switches&Fusegear) | stuk | XLP1-1P-2BC Fuse Switch DisCon. | XLP1-1P-2BC Sectionneur à fusible | XLP1-1P-2BC Sich. Lasttrennsch. 1-polig 250A m. 2 Brückenklemmen | XLP1-1P-2BC Fuse Switch Disconnector
1SEP600116R0003 | XLP1-1P-M10 | Active | 7025840086598 | 120.64 | 1 | 1 | stuk | EasyLine | BE31140 | SM (Switches&Fusegear) | stuk | Zek.L.Scheider XLP1 250 A 1P incl.2xM10x20 bouten | XLP1-1P-M10 Sectionneur à fusible | XLP1-1P-2M10 Sich. Lasttrennsch. 1-polig 250A m. 2xM10 Schrauben | XLP1-1P-M10 Fuse Switch Disconnector
1SEP600117R0001 | XLP1-2P | Active | 7025840086604 | 234.92 | 1 | 1 | stuk | EasyLine | BE31140 | SM (Switches&Fusegear) | stuk | Zek.L.Scheider XLP1 250 A 2P | XLP1-2P EasyLine 250 A 2pole sans ecrous ou borniers | XLP1-2P Sich. Lasttrennsch. 2-polig 250A ohne Klemmen u. Schrauben | XLP1-2P Fuse Switch Disconnector
1SEP600117R0002 | XLP1-2P-4BC | Active | 7025840086611 | 234.92 | 1 | 1 | stuk | EasyLine | BE31140 | SM (Switches&Fusegear) | stuk | XLP1-2P-4BC Fuse Switch DisCon. | XLP1-2P-4BC Sectionneur à fusible | XLP1-2P-4BC Sich. Lasttrennsch. 2-polig 250A m. 4 Brückenklemmen | XLP1-2P-4BC Fuse Switch Disconnector
1SEP600117R0003 | XLP1-2P-4M10 | Active | 7025840086628 | 233.7 | 1 | 1 | stuk | EasyLine | BE31140 | SM (Switches&Fusegear) | stuk | Zek.L.Scheider XLP1 250 A 2P incl.4xM10x20 bouten | XLP1-2P-4M10 Sectionneur à fusible | XLP1-2P-4M10 Sich. Lasttrennsch. 2-polig 250A m. 4xM10 Schrauben | XLP1-2P-4M10 Fuse Switch Disconnector
1SEP600119R0001 | XLP1-4P | Active | 7025840086635 | 756.18 | 1 | 1 | stuk | EasyLine | BE31140 | SM (Switches&Fusegear) | stuk | Zek.L.Scheider XLP1 250 A 4P | XLP1-4P Sectionneur à fusible | XLP1-4P Sich. Lasttrennsch. 4-polig 250A ohne Klemmen u. Schrauben | XLP1-4P Fuse Switch Disconnector
1SEP600119R0002 | XLP1-4P-8BC | Active | 7025840086642 | 762.32 | 1 | 1 | stuk | EasyLine | BE31140 | SM (Switches&Fusegear) | stuk | XLP1-4P-8BC Fuse Switch DisCon. | XLP1-4P-8BC Sectionneur à fusible | XLP1-4P-8BC Sich. Lasttrennsch. 4-polig 250A m. 8 Brückenklemmen | XLP1-4P-8BC Fuse Switch Disconnector
1SEP600119R0003 | XLP1-4P-8M10 | Active | 7025840086659 | 758.64 | 1 | 1 | stuk | EasyLine | BE31140 | SM (Switches&Fusegear) | stuk | Zek.L.Scheider XLP1 250A 4P zonder klem,bouten | XLP1- 4P 250A EasyLine incl.8xM10x20 | XLP1-4P-8M10 Sich. Lasttrennsch. 4-polig 250A m. 8xM10 Schrauben | XLP1-4P-8M10 Fuse Switch Disconnector
1SEP600122R0001 | XLP2-1P | Active | 7025840086666 | 187.22 | 1 | 1 | stuk | EasyLine | BE31140 | SM (Switches&Fusegear) | stuk | Zek.L.Scheider XLP2 400 A 1P | XLP2-1P Sectionneur à fusible | XLP2-1P Sich. Lasttrennsch. 1-polig 400A ohne Klemmen u. Schrauben | XLP2-1P Fuse Switch Disconnector
1SEP600122R0002 | XLP2-1P-2BC | Active | 7025840086673 | 192.12 | 1 | 1 | stuk | EasyLine | BE31140 | SM (Switches&Fusegear) | stuk | XLP2-1P-2BC Fuse Switch DisCon. | XLP2-1P-2BC Sectionneur à fusible | XLP2-1P-2BC Sich. Lasttrennsch. 1-polig 400A m. 2 Brückenklemmen | XLP2-1P-2BC Fuse Switch Disconnector
1SEP600123R0001 | XLP2-2P | Active | 7025840086680 | 363.41 | 1 | 1 | stuk | EasyLine | BE31140 | SM (Switches&Fusegear) | stuk | Zek.L.Scheider XLP2 400 A 2P | XLP2-2P Sectionneur à fusible | XLP2-2P Sich. Lasttrennsch. 2-polig 400A ohne Klemmen u. Schrauben | XLP2-2P Fuse Switch Disconnector
1SEP600123R0002 | XLP2-2P-4BC | Active | 7025840086697 | 374.41 | 1 | 1 | stuk | EasyLine | BE31140 | SM (Switches&Fusegear) | stuk | XLP2-2P-4BC Fuse Switch DisCon. | XLP2-2P-4BC Sectionneur à fusible | XLP2-2P-4BC Sich. Lasttrennsch. 2-polig 400A m. 4 Brückenklemmen | XLP2-2P-4BC Fuse Switch Disconnector
1SEP600124R0001 | XLP2-4P | Active | 7025840086703 | 1051.08 | 1 | 1 | stuk | EasyLine | BE31140 | SM (Switches&Fusegear) | stuk | Zek.L.Scheider XLP2 400 A 4P | XLP2-4P Sectionneur à fusible | XLP2-4P Sich. Lasttrennsch. 4-polig 400A ohne Klemmen u. Schrauben | XLP2-4P Fuse Switch Disconnector
1SEP600124R0002 | XLP2-4P-8BC | Active | 7025840086710 | 1059.64 | 1 | 1 | stuk | EasyLine | BE31140 | SM (Switches&Fusegear) | stuk | XLP2-4P-8BC Fuse Switch DisCon. | XLP2-4P-8BC Sectionneur à fusible | XLP2-4P-8BC Sich. Lasttrennsch. 4-polig 400A m. 8 Brückenklemmen | XLP2-4P-8BC Fuse Switch Disconnector
1SEP600126R0001 | XLP3-1P | Active | 7025840086727 | 296.1 | 1 | 1 | stuk | EasyLine | BE31140 | SM (Switches&Fusegear) | stuk | Zek.L.Scheider XLP3 630 A 1P | XLP3-1P Sectionneur à fusible | XLP3-1P Sich. Lasttrennsch. 1-polig 630A ohne Klemmen u. Schrauben | XLP3-1P Fuse Switch Disconnector
1SEP600126R0002 | XLP3-1P-2BC | Active | 7025840086734 | 301.02 | 1 | 1 | stuk | EasyLine | BE31140 | SM (Switches&Fusegear) | stuk | XLP3-1P-2BC Fuse Switch DisCon. | XLP3-1P-2BC Sectionneur à fusible | XLP3-1P-2BC Sich. Lasttrennsch. 1-polig 630A m. 2 Brückenklemmen | XLP3-1P-2BC Fuse Switch Disconnector
1SEP600127R0001 | XLP3-2P | Active | 7025840086741 | 572.64 | 1 | 1 | stuk | EasyLine | BE31140 | SM (Switches&Fusegear) | stuk | Zek.L.Scheider XLP3 630 A 2P | XLP3-2P Sectionneur à fusible | XLP3-2P Sich. Lasttrennsch. 2-polig 630A ohne Klemmen u. Schrauben | XLP3-2P Fuse Switch Disconnector
1SEP600127R0002 | XLP3-2P-4BC | Active | 7025840086758 | 586.11 | 1 | 1 | stuk | EasyLine | BE31140 | SM (Switches&Fusegear) | stuk | XLP3-2P-4BC Fuse Switch DisCon. | XLP3-2P-4BC Sectionneur à fusible | XLP3-2P-4BC Sich. Lasttrennsch. 2-polig 630A m. 4 Brückenklemmen | XLP3-2P-4BC Fuse Switch Disconnector
1SEP600128R0001 | XLP3-4P | Active | 7025840086765 | 1051.08 | 1 | 1 | stuk | EasyLine | BE31140 | SM (Switches&Fusegear) | stuk | Zek.L.Scheider XLP3 630 A 4P | XLP3-4P Sectionneur à fusible | XLP3-4P Sich. Lasttrennsch. 4-polig 630A ohne Klemmen u. Schrauben | XLP3-4P Fuse Switch Disconnector
1SEP600128R0002 | XLP3-4P-8BC | Active | 7025840086772 | 1419.4 | 1 | 1 | stuk | EasyLine | BE31140 | SM (Switches&Fusegear) | stuk | XLP3-4P-8BC Fuse Switch DisCon. | XLP3-4P-8BC Sectionneur à fusible | XLP3-4P-8BC Sich. Lasttrennsch. 4-polig 630A m. 8 Brückenklemmen | XLP3-4P-8BC Fuse Switch Disconnector
1SEP601098R0001 | DHK-XR2/3 | Active | 7025840082873 | 126.91 | 1 | 1 | stuk | SlimLine | BE31140 | SM (Switches&Fusegear) | stuk | DHK-XR2/3 H,le kit | DHK-XR2/3 Handle kit | XR2/3 Doppelgriff-Set für XR 2/3 | DHK-XR2/3 Handle kit
1SEP601118R0001 | 1SEP601118R0001 | Active | 7025840082606 | 175.34 | 1 | 1 | stuk | SlimLine | BE31140 | SM (Switches&Fusegear) | stuk | XR Replacement tool SlimLine RT-XR | XR Replacement tool SlimLine RT-XR | XR Replacement tool SlimLine RT-XR | XR Replacement tool SlimLine RT-XR
1SEP618211R0001 | CS-XR1-3P | Active | 7025840083450 | 53.96 | 1 | 1 | stuk | SlimLine | BE31140 | SM (Switches&Fusegear) | stuk | Kabelafdichting SlimLine XR1 | Joint de câble SlimLine XR1 | XR1 Kabelabdeckung für 3 polige XRE und XRM | CS-XR1-3P Cable shroud
1SEP618708R0001 | CS-XLP00-1P | Active | 7025840087304 | 15.85 | 1 | 1 | stuk | EasyLine | BE31140 | SM (Switches&Fusegear) | stuk | Kabelafscherm EasyLineMaat 00 1 polig | CS-XLP00-1P Enveloppe câble | XLP00-1P Kabelabdeckung für 1- u. 2-polig u. N bei 4-polig | CS-XLP00-1P Cable shroud
1SEP618709R0001 | CS-XLP1-1P | Active | 7025840087311 | 22.27 | 1 | 1 | stuk | EasyLine | BE31140 | SM (Switches&Fusegear) | stuk | Kabelafscherming EasyLineMaat 1 1 polig | CS-XLP1-1P Enveloppe câble | XLP1-1P Kabelabdeckung für 1- u. 2-polig u. N bei 4-polig | CS-XLP1-1P Cable shroud
1SEP618710R0001 | CS-XLP23-1P | Active | 7025840087328 | 30.96 | 1 | 1 | stuk | EasyLine | BE31140 | SM (Switches&Fusegear) | stuk | KlemAfdek.XLP 2 3 1 polig | CS-XLP23-1P Enveloppe câble | XLP2/3-1P Kabelabdeckung für 1- u. 2-polig u. N bei 4-polig | CS-XLP23-1P Cable shroud
1SEP619081R0001 | NO-XR00-KIT | Active | 7025840088721 | 113.1 | 1 | 1 | stuk | SlimLine | BE31140 | SM (Switches&Fusegear) | stuk | NO-XR00-KIT Auxiliary contact | NO-XR00-KIT Auxiliary contact | XR00 HiKo-Kit P mit Abdeckung und 1S inkl. 2 Leitungen mit Gegenstecker | NO-XR00-KIT Auxiliary contact
1SEP619083R0001 | NC-XR00-KIT | Active | 7025840088738 | 113.1 | 1 | 1 | stuk | SlimLine | BE31140 | SM (Switches&Fusegear) | stuk | NC-XR00-KIT Auxiliary contact | NC-XR00-KIT Auxiliary contact | XR00 HiKo-Kit P mit Abdeckung und 1Ö inkl. 2 Leitungen mit Gegenstecker | NC-XR00-KIT Auxiliary contact
1SEP619084R0001 | NO-XR1-KIT | Active | 7025840088745 | 113.1 | 1 | 1 | stuk | SlimLine | BE31140 | SM (Switches&Fusegear) | stuk | NO-XR1-KIT Auxiliary contact | NO-XR1-KIT Auxiliary contact | XR1 HiKo-Kit P mit Abdeckung und 1S inkl. 2 Leitungen mit Gegenstecker | NO-XR1-KIT Auxiliary contact
1SEP619089R0001 | NC-XR1-KIT | Active | 7025840088752 | 113.1 | 1 | 1 | stuk | SlimLine | BE31140 | SM (Switches&Fusegear) | stuk | NC-XR1-KIT Auxiliary contact | NC-XR1-KIT Auxiliary contact | XR1 HiKo-Kit P mit Abdeckung und 1Ö inkl. 2 Leitungen mit Gegenstecker | NC-XR1-KIT Auxiliary contact
1SEP619092R0001 | NO-XR2/3-W | Active | 7025840089544 | 101.76 | 1 | 1 | stuk | SlimLine | BE31140 | SM (Switches&Fusegear) | stuk | NO-XR2/3-W Auxiliary contact | NO-XR2/3-W Auxiliary contact | XR2/3 zusätzliches HiKo-Kit P mit 1S inkl. 2 Leitungen für Gegenstecker | NO-XR2/3-W Auxiliary contact
1SEP619093R0001 | NC-XR2/3-W | Active | 7025840089551 | 101.76 | 1 | 1 | stuk | SlimLine | BE31140 | SM (Switches&Fusegear) | stuk | NC-XR2/3-W Auxiliary contact | NC-XR2/3-W Auxiliary contact | XR2/3 zusätzliches HiKo-Kit P mit 1Ö inkl. 2 Leitungen für Gegenstecker | NC-XR2/3-W Auxiliary contact
1SEP619094R0001 | NO-XR00/1-W | Active | 7025840089568 | 101.76 | 1 | 1 | stuk | SlimLine | BE31140 | SM (Switches&Fusegear) | stuk | NO-XR00/1-W Auxiliary contact | NO-XR00/1-W Auxiliary contact | XR00/1 zusätzliches HiKo-Kit P mit 1S inkl. 2 Leitungen für Gegenstecker | NO-XR00/1-W Auxiliary contact
1SEP619095R0001 | NC-XR00/1-W | Active | 7025840089575 | 101.76 | 1 | 1 | stuk | SlimLine | BE31140 | SM (Switches&Fusegear) | stuk | NC-XR00/1-W Auxiliary contact | NC-XR00/1-W Auxiliary contact | XR00/1 zusätzliches HiKo-Kit P mit 1Ö inkl. 2 Leitungen für Gegenstecker | NC-XR00/1-W Auxiliary contact
1SEP619096R0001 | NC-XR2/3-KIT | Active | 7025840088776 | 113.1 | 1 | 1 | stuk | SlimLine | BE31140 | SM (Switches&Fusegear) | stuk | NC-XR2/3-KIT Auxiliary contact | NC-XR2/3-KIT Auxiliary contact | XR2/3 HiKo-Kit P mit Abdeckung und 1Ö inkl. 2 Leitungen mit Gegenstecker | NC-XR2/3-KIT Auxiliary contact
1SEP619097R0001 | NO-XR2/3-KIT | Active | 7025840088769 | 113.1 | 1 | 1 | stuk | SlimLine | BE31140 | SM (Switches&Fusegear) | stuk | NO-XR2/3-KIT Auxiliary contact | NO-XR2/3-KIT Auxiliary contact | XR2/3 HiKo-Kit P mit Abdeckung und 1S inkl. 2 Leitungen mit Gegenstecker | NO-XR2/3-KIT Auxiliary contact
1SEP619207R0001 | CS-ZLBM/ZHBM00-L177 | Active | 7025840088509 | 4.8 | 1 | 1 | stuk | InLineII accessories | BE31140 | SM (Switches&Fusegear) | stuk | Inline II ZLBM00 Cable shroud L177 | Accessoires Inline II ZLBM00 Cable shroud L177 | ZLBM/ZHBM00 Kabelabdeckung Länge 177mm | CS-ZLBM/ZHBM00-L177 Cable shroud
1SEP619208R0001 | LH-ZLBM/ZHBM00 | Active | 7025840088875 | 9.96 | 1 | 1 | stuk | InLineII accessories | BE31140 | SM (Switches&Fusegear) | stuk | teksthoud ZLBM00 | LH-ZLBM/ZHBM00 Support étiquette | ZLBM/ZHBM00 Beschriftungsträger polig | LH-ZLBM/ZHBM00 Label holder
1SEP619209R0001 | AMH-ZLBM/ZHBM00-48 | Active | 7025840088868 | 21.35 | 1 | 1 | stuk | InLineII accessories | BE31140 | SM (Switches&Fusegear) | stuk | A-meter A-meter 48x48Mm ZLBM00 | AMH-ZLBM/ZHBM00-48 A-mètre | ZLBM/ZHBM00 A-meter Gehäuse Größe 48x48 mm | AMH-ZLBM/ZHBM00-48 A-meter
1SEP619210R0001 | CS-ZLBM/ZHBM123-L177 | Active | 7025840088493 | 7.16 | 1 | 1 | stuk | InLineII accessories | BE31140 | SM (Switches&Fusegear) | stuk | Inline II ZLBM123 Cable shroud L177 | Accessoires Inline II ZLBM123 Cable shroud L177 | ZLBM/ZHBM123 Kabelabdeckung Länge 177mm | CS-ZLBM/ZHBM123-L177 Cable shroud
1SEP619214R0001 | LH-ZLBM/ZHBM123 | Active | 7025840088882 | 12.79 | 1 | 1 | stuk | InLineII accessories | BE31140 | SM (Switches&Fusegear) | stuk | teksthoud ZLBM123 | LH-ZLBM/ZHBM123 Support étiquette | ZLBM/ZHBM123 Beschriftungsträger polig | LH-ZLBM/ZHBM123 Label holder
1SEP619214R0250 | ZLBM123 Label holder | Active | 7025840088899 | 9.63 | 1 | 1 | stuk | InLineII accessories | BE31140 | SM (Switches&Fusegear) | stuk | teksthoud (250 st) ZLBM123 | LH-ZLBM/ZHBM123-250 Support étiquette | ZLBM/ZHBM123 Beschriftungsträger VPE 250 | ZLBM123 Label holder
1SEP619215R0001 | AMH-ZLBM/ZHBM123-72 | Active | 7025840088851 | 26.68 | 1 | 1 | stuk | InLineII accessories | BE31140 | SM (Switches&Fusegear) | stuk | A-meter A-meter 72x72Mm | AMH-ZLBM/ZHBM123-72 A-mètre | ZLBM/ZHBM123 A-meter Gehäuse Größe 72x72mm | AMH-ZLBM/ZHBM123-72 A-meter
1SEP619216R0001 | 1SEP619216R0001 | Active | 7025840090120 | 9.22 | 1 | 10 | stuk | InLineII | BE31140 | SM (Switches&Fusegear) | stuk | Montagekit Inline 2 KFM-ZLBM/ZHBM23-3P | Kit de montage Inline 2 KFM-ZLBM/ZHBM23-3P | Mounting kit Inline 2 KFM-ZLBM/ZHBM23-3P | Mounting kit Inline 2 KFM-ZLBM/ZHBM23-3P
1SEP619276R0001 | CL-ZLBM/ZHBM123-SWBD | Active | 7025840088479 | 265.66 | 1 | 1 | stuk | InLineII accessories | BE31140 | SM (Switches&Fusegear) | stuk | CL-ZLBM/ZHBM123-SWBD Cable lug | CL-ZLBM/ZHBM123-SWBD Cable lug | ZHBM/ZLBM123 Doppelanschluss für Kabelschuh 2x240 mm² | CL-ZLBM/ZHBM123-SWBD Cable lug
1SEP619446R0001 | TE-XR00-21-3-W | Active | 7025840089667 | 146.25 | 1 | 1 | stuk | SlimLine | BE31140 | SM (Switches&Fusegear) | stuk | TE-XR00-21-3-W Terminal extension | TE-XR00-21-3-W Terminal extension | XR00 Anschlusskit P Ø21mm inkl. vorkonfekt.Leitungen f. 3 Wandler | TE-XR00-21-3-W Terminal extension
1SEP619447R0001 | TE-XR00-14-3-W | Active | 7025840089674 | 401.35 | 1 | 1 | stuk | SlimLine | BE31140 | SM (Switches&Fusegear) | stuk | TE-XR00-14-3-W Terminal extension | TE-XR00-14-3-W Terminal extension | XR00 Anschlusskit P Ø14mm inkl. vorkonfekt.Leitungen f. 3 Wandler | TE-XR00-14-3-W Terminal extension
1SEP619448R0001 | TE-XR1-21-3-W | Active | 7025840089681 | 151.96 | 1 | 1 | stuk | SlimLine | BE31140 | SM (Switches&Fusegear) | stuk | TE-XR1-21-3-W Terminal extension | TE-XR1-21-3-W Terminal extension | XR1 Anschlusskit P Ø21mm inkl. vorkonfekt.Leitungen f. 3 Wandler | TE-XR1-21-3-W Terminal extension
1SEP619449R0001 | TE-XR1-14-3-W | Active | 7025840089698 | 260.41 | 1 | 1 | stuk | SlimLine | BE31140 | SM (Switches&Fusegear) | stuk | TE-XR1-14-3-W Terminal extension | TE-XR1-14-3-W Terminal extension | XR1 Anschlusskit P Ø17mm inkl. vorkonfekt.Leitungen f. 3 Wandler | TE-XR1-14-3-W Terminal extension
1SEP619554R0001 | MS-ZLBM/ZHBM-NC | Active | 7025840089995 | 23.5 | 1 | 1 | stuk | InLineII accessories | BE31140 | SM (Switches&Fusegear) | stuk | MS-ZLBM/ZHBM-NC Auxiliary switch | MS-ZLBM/ZHBM-NC Auxiliary switch | ZHBM/ZLBM Hilfskontakt 1 Öffner | MS-ZLBM/ZHBM-NC Auxiliary switch
1SEP619637R0001 | MP-XR2/3-P12 | Active | 7025840090182 | 155.53 | 1 | 1 | stuk | SlimLine | BE31140 | SM (Switches&Fusegear) | stuk | MP-XR2/3-P12Multiplug | MP-XR2/3-P12 Multiplug | XR2/3 Multistecker 12-polig für Hilfskontakte Sicherungsüberwachung | MP-XR2/3-P12 Multiplug
1SEP620010R1000 | ZLBM00-1P-M8 | Active | 7025840088110 | 157.86 | 1 | 1 | stuk | InlineII | BE31140 | SM (Switches&Fusegear) | stuk | ZLBM00-1P-M8 Fuse switch disCon. | ZLBM00-1P-M8 Sectionneur à fusible | ZLBM00-1P-M8 Sich. Lasttrennschalter 1-polig schaltbar Low Ver. 3xM8 Bolz. | ZLBM00-1P-M8 Fuse switch disconnector
1SEP620010R1020 | ZLBM00-1P-V | Active | 7025840088127 | 165.19 | 1 | 1 | stuk | InlineII | BE31140 | SM (Switches&Fusegear) | stuk | ZLBM00-1P-V Fuse switch disCon. | ZLBM00-1P-V Sectionneur à fusible | ZLBM00-1P-V Sich. Lasttrennschalter 1-polig schaltbar Low Ver. 3xV-Klem. | ZLBM00-1P-V Fuse switch disconnector
1SEP620010R3000 | ZLBM00-3P-M8 | Active | 7025840088158 | 161.51 | 1 | 1 | stuk | InlineII | BE31140 | SM (Switches&Fusegear) | stuk | Zek.L.Scheider Inline II ZLBM00-3P-M8 | Fusible interrupteur section. Inline II ZLBM00-3P-M8 | ZLBM00-3P-M8 Sich. Lasttrennschalter 3-polig schaltbar Low Ver. 3xM8 Bolz. | ZLBM00-3P-M8 Fuse switch disconnector
1SEP620010R3020 | ZLBM00-3P-V | Active | 7025840088165 | 165.19 | 1 | 1 | stuk | InlineII | BE31140 | SM (Switches&Fusegear) | stuk | ZLBM00-3P-V Fuse switch disCon. | ZLBM00-3P-V Sectionneur à fusible | ZLBM00-3P-V Sich. Lasttrennschalter 3-polig schaltbar Low Ver. 3xV-Klem. | ZLBM00-3P-V Fuse switch disconnector
1SEP620011R1000 | ZLBM1-1P-M12 | Active | 7025840088196 | 376.88 | 1 | 1 | stuk | InlineII | BE31140 | SM (Switches&Fusegear) | stuk | ZLBM1-1P-M12 Fuse switch disCon. | ZLBM1-1P-M12 Sectionneur à fusible | ZLBM1-1P-M12 Sich. Lasttrennschalter 1-polig schaltbar Low Ver. 3xM12 Bolz. | ZLBM1-1P-M12 Fuse switch disconnector
1SEP620011R1020 | ZLBM1-1P-V | Active | 7025840088202 | 395.23 | 1 | 1 | stuk | InlineII | BE31140 | SM (Switches&Fusegear) | stuk | ZLBM1-1P-V Fuse switch disCon. | ZLBM1-1P-V Sectionneur à fusible | ZLBM1-1P-V Sich. Lasttrennschalter 1-polig schaltbar Low Ver. 3xV-Klem. | ZLBM1-1P-V Fuse switch disconnector
1SEP620011R3000 | ZLBM1-3P-M12 | Active | 7025840088233 | 371.98 | 1 | 1 | stuk | InlineII | BE31140 | SM (Switches&Fusegear) | stuk | Zek.L.Scheider Inline II ZLBM1-3P-M12 | Fusible interrupteur section. Inline II ZLBM1-3P-M12 | ZLBM1-3P-M12 Sich. Lasttrennschalter 3-polig schaltbar Low Ver. 3xM12 Bolz. | ZLBM1-3P-M12 Fuse switch disconnector
1SEP620011R3020 | ZLBM1-3P-V | Active | 7025840088240 | 395.23 | 1 | 1 | stuk | InlineII | BE31140 | SM (Switches&Fusegear) | stuk | ZLBM1-3P-V Fuse switch disCon. | ZLBM1-3P-V Sectionneur à fusible | ZLBM1-3P-V Sich. Lasttrennschalter 3-polig schaltbar Low Ver. 3xV-Klem. | ZLBM1-3P-V Fuse switch disconnector
1SEP620012R1000 | ZLBM2-1P-M12 | Active | 7025840088271 | 394 | 1 | 1 | stuk | InlineII | BE31140 | SM (Switches&Fusegear) | stuk | ZLBM2-1P-M12 Fuse switch disCon. | ZLBM2-1P-M12 Sectionneur à fusible | ZLBM2-1P-M12 Sich. Lasttrennschalter 1-polig schaltbar Low Ver. 3xM12 Bolz. | ZLBM2-1P-M12 Fuse switch disconnector
1SEP620012R1020 | ZLBM2-1P-V | Active | 7025840088288 | 413.58 | 1 | 1 | stuk | InlineII | BE31140 | SM (Switches&Fusegear) | stuk | ZLBM2-1P-V Fuse switch disCon. | ZLBM2-1P-V Sectionneur à fusible | ZLBM2-1P-V Sich. Lasttrennschalter 1-polig schaltbar Low Ver. 3xV-Klem. | ZLBM2-1P-V Fuse switch disconnector
1SEP620012R3000 | ZLBM2-3P-M12 | Active | 7025840088318 | 401.34 | 1 | 1 | stuk | InlineII | BE31140 | SM (Switches&Fusegear) | stuk | Zek.L.Scheider Inline II ZLBM2-3P-M12 | Fusible interrupteur section. Inline II ZLBM2-3P-M12 | ZLBM2-3P-M12 Sich. Lasttrennschalter 3-polig schaltbar Low Ver. 3xM12 Bolz. | ZLBM2-3P-M12 Fuse switch disconnector
1SEP620012R3020 | ZLBM2-3P-V | Active | 7025840088325 | 413.58 | 1 | 1 | stuk | InlineII | BE31140 | SM (Switches&Fusegear) | stuk | ZLBM2-3P-V Fuse switch disCon. | ZLBM2-3P-V Sectionneur à fusible | ZLBM2-3P-V Sich. Lasttrennschalter 3-polig schaltbar Low Ver. 3xV-Klem. | ZLBM2-3P-V Fuse switch disconnector
1SEP620013R1000 | ZLBM3-1P-M12 | Active | 7025840088356 | 452.74 | 1 | 1 | stuk | InlineII | BE31140 | SM (Switches&Fusegear) | stuk | ZLBM3-1P-M12 Fuse switch disCon. | ZLBM3-1P-M12 Sectionneur à fusible | ZLBM3-1P-M12 Sich. Lasttrennschalter 1-polig schaltbar Low Ver. 3xM12 Bolz. | ZLBM3-1P-M12 Fuse switch disconnector
1SEP620013R1020 | ZLBM3-1P-V | Active | 7025840088363 | 473.54 | 1 | 1 | stuk | InlineII | BE31140 | SM (Switches&Fusegear) | stuk | ZLBM3-1P-V Fuse switch disCon. | ZLBM3-1P-V Sectionneur à fusible | ZLBM3-1P-V Sich. Lasttrennschalter 1-polig schaltbar Low Ver. 3xV-Klem. | ZLBM3-1P-V Fuse switch disconnector
1SEP620013R3000 | ZLBM3-3P-M12 | Active | 7025840088394 | 460.09 | 1 | 1 | stuk | InlineII | BE31140 | SM (Switches&Fusegear) | stuk | Zek.L.Scheider Zek.L.Scheider ZLBM3-3P-M12 | Zekeringlastscheider Zekeringlastscheider ZLBM3-3P-M12 | ZLBM3-3P-M12 Sich. Lasttrennschalter 3-polig schaltbar Low Ver. 3xM12 Bolz. | ZLBM3-3P-M12 Fuse switch disconnector
1SEP620013R3020 | ZLBM3-3P-V | Active | 7025840088400 | 473.54 | 1 | 1 | stuk | InlineII | BE31140 | SM (Switches&Fusegear) | stuk | ZLBM3-3P-V Fuse switch disCon. | ZLBM3-3P-V Sectionneur à fusible | ZLBM3-3P-V Sich. Lasttrennschalter 3-polig schaltbar Low Ver. 3xV-Klem. | ZLBM3-3P-V Fuse switch disconnector
1SEP620013R3100 | ZLBM3-3P-Z-M12 | Active | 7025840089933 | 452.13 | 1 | 1 | stuk | InlineII | BE31140 | SM (Switches&Fusegear) | stuk | Zek.L.Scheider Inline II ZLBM3-3P-Z-M12 800V | Fusible interrupteur section. Inline II ZLBM3-3P-Z-M12 800V | Fuse switch disconnector Inline II ZLBM3-3P-Z-M12 800V | ZLBM3-3P-Z-M12 Fuse switch disconnector
1SEP620013R3120 | ZLBM3-3P-Z-V | Active | 7025840089940 | 474.73 | 1 | 1 | stuk | InlineII | BE31140 | SM (Switches&Fusegear) | stuk | ZLBM3-3P-Z-V Fuse switch disCon. | Fusible interrupteur section. Inline II ZLBM3-3P-Z-V 800V | Fuse switch disconnector Inline II ZLBM3-3P-Z-V 800V | ZLBM3-3P-Z-V Fuse switch disconnector
1SEP620014R3000 | ZLBM800A-3P-M12 | Active | 7025840090144 | 1007.03 | 1 | 1 | stuk | InLineII special versions | BE31140 | SM (Switches&Fusegear) | stuk | Zek.strook ZLBM800A-3P-M12 | Fusible interrupteur section. Inline II ZLBM800A-3P-M12 | ZLBM800A-3P-M12 Sich. Lasttrennschalter 3-polig schaltbar Low Ver. 6xM12 Bolz. | ZLBM800A-3P-M12 Fuse switch disconnector
1SEP620015R3000 | ZLBM1250A-3P-M12 | Active | 7025840090168 | 1163.66 | 1 | 1 | stuk | InLineII special versions | BE31140 | SM (Switches&Fusegear) | stuk | Zek.strook ZLBM1250A-3P-M12 | Fusible interrupteur section. Inline 2 ZLBM1250A-3P-M12 | ZLBM1250A-3P-M12 Sich. Lasttrennschalter 3-polig schaltbar 6xM12 Bolz. | ZLBM1250A-3P-M12 Fuse switch disconnector
1SEP620020R1000 | ZHBM00-1P-M8 | Active | 7025840088134 | 165.19 | 1 | 1 | stuk | InlineII | BE31140 | SM (Switches&Fusegear) | stuk | ZHBM00-1P-M8 Fuse switch disCon. | ZHBM00-1P-M8 Sectionneur à fusible | ZHBM00-1P-M8 Sich. Lasttrennschalter 1-polig schaltbar High Ver. 3xM8 Bolz. | ZHBM00-1P-M8 Fuse switch disconnector
1SEP620020R1020 | ZHBM00-1P-V | Active | 7025840088141 | 173.76 | 1 | 1 | stuk | InlineII | BE31140 | SM (Switches&Fusegear) | stuk | ZHBM00-1P-V Fuse switch disCon. | ZHBM00-1P-V Sectionneur à fusible | ZHBM00-1P-V Sich. Lasttrennschalter 1-polig schaltbar High Ver. 3xV-Klem. | ZHBM00-1P-V Fuse switch disconnector
1SEP620020R3000 | ZHBM00-3P-M8 | Active | 7025840088172 | 165.19 | 1 | 1 | stuk | InlineII | BE31140 | SM (Switches&Fusegear) | stuk | ZHBM00-3P-M8 Fuse switch disCon. | Fusible interrupteur section. Inline II ZHBM00-3P-M8 | ZHBM00-3P-M8 Sich. Lasttrennschalter 3-polig schaltbar High Ver. 3xM8 Bolz. | ZHBM00-3P-M8 Fuse switch disconnector
1SEP620020R3020 | ZHBM00-3P-V | Active | 7025840088189 | 173.76 | 1 | 1 | stuk | InlineII | BE31140 | SM (Switches&Fusegear) | stuk | ZHBM00-3P-V Fuse switch disCon. | ZHBM00-3P-V Sectionneur à fusible | ZHBM00-3P-V Sich. Lasttrennschalter 3-polig schaltbar High Ver. 3xV-Klem. | ZHBM00-3P-V Fuse switch disconnector
1SEP620021R1000 | ZHBM1-1P-M12 | Active | 7025840088219 | 395.23 | 1 | 1 | stuk | InlineII | BE31140 | SM (Switches&Fusegear) | stuk | ZHBM1-1P-M12 Fuse switch disCon. | ZHBM1-1P-M12 Sectionneur à fusible | ZHBM1-1P-M12 Sich. Lasttrennschalter 1-polig schaltbar High Ver. 3xM12 Bolz. | ZHBM1-1P-M12 Fuse switch disconnector
1SEP620021R1020 | ZHBM1-1P-V | Active | 7025840088226 | 414.8 | 1 | 1 | stuk | InlineII | BE31140 | SM (Switches&Fusegear) | stuk | ZHBM1-1P-V Fuse switch disCon. | ZHBM1-1P-V Sectionneur à fusible | ZHBM1-1P-V Sich. Lasttrennschalter 1-polig schaltbar High Ver. 3xV-Klem. | ZHBM1-1P-V Fuse switch disconnector
1SEP620021R3000 | ZHBM1-3P-M12 | Active | 7025840088257 | 395.23 | 1 | 1 | stuk | InlineII | BE31140 | SM (Switches&Fusegear) | stuk | ZHBM1-3P-M12 Fuse switch disCon. | ZHBM1-3P-M12 Sectionneur à fusible | ZHBM1-3P-M12 Sich. Lasttrennschalter 3-polig schaltbar High Ver. 3xM12 Bolz. | ZHBM1-3P-M12 Fuse switch disconnector
1SEP620021R3020 | ZHBM1-3P-V | Active | 7025840088264 | 414.8 | 1 | 1 | stuk | InlineII | BE31140 | SM (Switches&Fusegear) | stuk | ZHBM1-3P-V Fuse switch disCon. | ZHBM1-3P-V Sectionneur à fusible | ZHBM1-3P-V Sich. Lasttrennschalter 3-polig schaltbar High Ver. 3xV-Klem. | ZHBM1-3P-V Fuse switch disconnector
1SEP620022R1000 | ZHBM2-1P-M12 | Active | 7025840088295 | 413.58 | 1 | 1 | stuk | InlineII | BE31140 | SM (Switches&Fusegear) | stuk | ZHBM2-1P-M12 Fuse switch disCon. | ZHBM2-1P-M12 Sectionneur à fusible | ZHBM2-1P-M12 Sich. Lasttrennschalter 1-polig schaltbar High Ver. 3xM12 Bolz. | ZHBM2-1P-M12 Fuse switch disconnector
1SEP620022R1020 | ZHBM2-1P-V | Active | 7025840088301 | 434.37 | 1 | 1 | stuk | InlineII | BE31140 | SM (Switches&Fusegear) | stuk | ZHBM2-1P-V Fuse switch disCon. | ZHBM2-1P-V Sectionneur à fusible | ZHBM2-1P-V Sich. Lasttrennschalter 1-polig schaltbar High Ver. 3xV-Klem. | ZHBM2-1P-V Fuse switch disconnector
1SEP620022R3000 | ZHBM2-3P-M12 | Active | 7025840088332 | 413.58 | 1 | 1 | stuk | InlineII | BE31140 | SM (Switches&Fusegear) | stuk | ZHBM2-3P-M12 Fuse switch disCon. | ZHBM2-3P-M12 Sectionneur à fusible | ZHBM2-3P-M12 Sich. Lasttrennschalter 3-polig schaltbar High Ver. 3xM12 Bolz. | ZHBM2-3P-M12 Fuse switch disconnector
1SEP620022R3020 | ZHBM2-3P-V | Active | 7025840088349 | 434.37 | 1 | 1 | stuk | InlineII | BE31140 | SM (Switches&Fusegear) | stuk | ZHBM2-3P-V Fuse switch disCon. | ZHBM2-3P-V Sectionneur à fusible | ZHBM2-3P-V Sich. Lasttrennschalter 3-polig schaltbar High Ver. 3xV-Klem. | ZHBM2-3P-V Fuse switch disconnector
1SEP620023R1000 | ZHBM3-1P-M12 | Active | 7025840088370 | 473.54 | 1 | 1 | stuk | InlineII | BE31140 | SM (Switches&Fusegear) | stuk | ZHBM3-1P-M12 Fuse switch disCon. | ZHBM3-1P-M12 Sectionneur à fusible | ZHBM3-1P-M12 Sich. Lasttrennschalter 1-polig schaltbar High Ver. 3xM12 Bolz. | ZHBM3-1P-M12 Fuse switch disconnector
1SEP620023R3000 | ZHBM3-3P-M12 | Active | 7025840088417 | 473.54 | 1 | 1 | stuk | InlineII | BE31140 | SM (Switches&Fusegear) | stuk | ZHBM3-3P-M12 Fuse switch disCon. | ZHBM3-3P-M12 Sectionneur à fusible | ZHBM3-3P-M12 Sich. Lasttrennschalter 3-polig schaltbar High Ver. 3xM12 Bolz. | ZHBM3-3P-M12 Fuse switch disconnector
1SEP620023R3020 | ZHBM3-3P-V | Active | 7025840088424 | 498.02 | 1 | 1 | stuk | InlineII | BE31140 | SM (Switches&Fusegear) | stuk | ZHBM3-3P-V Fuse switch disCon. | ZHBM3-3P-V Sectionneur à fusible | ZHBM3-3P-V Sich. Lasttrennschalter 3-polig schaltbar High Ver. 3xV-Klem. | ZHBM3-3P-V Fuse switch disconnector
1SEP620024R3000 | ZHBM800A-3P-M12 | Active | 7025840090151 | 890.52 | 1 | 1 | stuk | InLineII special versions | BE31140 | SM (Switches&Fusegear) | stuk | Zek.strook ZHBM800A-3P-M12 | ZHBM800A-3P-M12 Fuse switch disconnector | ZHBM800A-3P-M12 Sich. Lasttrennschalter 3-polig schaltbar Low Ver. 6xM12 Bolz. | ZHBM800A-3P-M12 Fuse switch disconnector
1SEP620025R3000 | ZHBM1250A-3P-M12 | Active | 7025840090175 | 1113.2 | 1 | 1 | stuk | InLineII special versions | BE31140 | SM (Switches&Fusegear) | stuk | Zek.strook ZHBM1250A-3P-M12 | ZHBM1250A-3P-M12 Fuse switch disconnector | ZHBM1250A-3P-M12 Sich. Lasttrennschalter 3-polig schaltbar Low Ver. 6xM12 Bolz. | ZHBM1250A-3P-M12 Fuse switch disconnector
1SEP620150R3000 | ZLBM00-100-3P-M8 | Active | 7025840090519 | 203.12 | 1 | 1 | stuk | InlineII | BE31140 | SM (Switches&Fusegear) | stuk | ZLBM00-100-3P-M8 Fuse switch disCon. | ZLBM00-100-3P-M8 Sectionneur à fusible | ZLBM00-100-3P-M8 Sich. Lasttrennschalter 3-polig schaltbar 3xM8 Bolz. | ZLBM00-100-3P-M8 Fuse switch disconnector
1SEP621008R0001 | 1SEP621008R0001 | Active | 7025840091226 | 13.93 | 1 | 10 | stuk | InLineII | BE31140 | SM (Switches&Fusegear) | stuk | Montagekit Inline 2 KFM-ZLBM/ZHBM23-1P | Kit de montage Inline 2 KFM-ZLBM/ZHBM23-1P | Mounting kit Inline 2 KFM-ZLBM/ZHBM23-1P | Mounting kit Inline 2 KFM-ZLBM/ZHBM23-1P
1SEP621071R0001 | 1SEP621071R0001 | Active | 7025840091721 | 293.92 | 1 | 1 | stuk | InLineII | BE31140 | SM (Switches&Fusegear) | stuk | Toebehoren Inline II ZLBM123 Terminal connection kit for parallel switches M12 | Accessoires Inline II ZLBM123 Terminal connection kit for parallel switches M12 | Accessories Inline II ZLBM123 Terminal connection kit for parallel switches M12 | Accessories Inline II ZLBM123 Terminal connection kit for parallel switches M12
1SEP621078R0001 | DVC-ZLBM123-SWBD | Active | 7025840091769 | 224.42 | 1 | 1 | stuk | InLineII accessories | BE31140 | SM (Switches&Fusegear) | stuk | DVC-ZLBM123-SWBD Clamp | DVC-ZLBM123-SWBD Clamp | ZLBM/ZHBM/XLBM123 Doppelanschl. V-Klemme max. 2x300mm² für Schaltanlagen | DVC-ZLBM123-SWBD Clamp
1SEP621859R0001 | ITS2.1-XR | Active | 7025840095897 | 341.39 | 1 | 1 | stuk | SlimLine | BE31140 | SM (Switches&Fusegear) | stuk | ITS2.1-XR Intelligent tier switch | Unité de contrôle Slimline XR XR ITS2.1 control unit for XR00,1,2,3 | XR ITS2.1 Steuergerät für XR 00-1-2-3 Ersatzteil | ITS2.1-XR Intelligent tier switch
1SEP621860R0001 | ITS2.D-XR | Active | 7025840095903 | 427.04 | 1 | 1 | stuk | SlimLine | BE31140 | SM (Switches&Fusegear) | stuk | ITS2.D-XR Intelligent tier switch | Unité de contrôle Slimline XR XR ITS2.D Control unit with Display for XR | XR ITS2.D Steuergerät mit Display für XR 00-1-2-3 Ersatzteil | ITS2.D-XR Intelligent tier switch
1SEP621862R0001 | ED-XR-ITS2.1 | Active | 7025840095910 | 212.91 | 1 | 1 | stuk | SlimLine | BE31140 | SM (Switches&Fusegear) | stuk | ctrl unit Slimline XREkip disp.ITS2.1 | Unité de contrôle Slimline XR Ekip Display pour ITS2.1 | XR Ekip Anzeigeeinheit Display für XR 00-1-2-3 Ersatzteil | ED-XR-ITS2.1 Ekip display
1SEP622564R0001 | 1SEP622564R0001 | Active | 3800161652653 | 382.3 | 1 | 1 | stuk | InLineII | BE31140 | SM (Switches&Fusegear) | stuk | Adaptor Inline II AD-ZLBM/ZHBM123-210-185 | Adaptor Inline II AD-ZLBM/ZHBM123-210-185 | Adapptor Inline II AD-ZLBM/ZHBM123-210-185 | Adapptor Inline II AD-ZLBM/ZHBM123-210-185
NHP 200947R0002 | NHP 200947R0002 | Active | 7025840006244 | 132.46 | 1 | 1 | stuk | SlimLine | BE31140 | SM (Switches&Fusegear) | stuk | SR - Begeleidingsrails module SlimLine SR - Begeleidingsrails module 200mm voor 50mm Blind deksel geventileerd | SR - Module guide rails 200mm SlimLine SR - Module guide rails 200mm pour 50mm vent.bl. couvercle | SR - Module guide rails 200mm SlimLine SR - Module guide rails 200mm for 50mm vent.bl. cover | SR - Module guide rails 200mm SlimLine SR - Module guide rails 200mm for 50mm vent.bl. cover
NHSN714003P0150 | AM-XR-0-150-180/1 | Active | 7025840005612 | 236.43 | 1 | 1 | stuk | SlimLine | BE31140 | SM (Switches&Fusegear) | stuk | AMETER 0-150-180/1A | AMPEREMETER 0-150-180/1A | XR Bimetall Ampèremeter 0-150-180/1A mit Schlepzeiger 48x48mm | AM-XR-0-150-180/1 Ammeter
NHSN714003P0250 | AM-XR-0-250-300/1 | Active | 7025840005766 | 207.43 | 1 | 1 | stuk | SlimLine | BE31140 | SM (Switches&Fusegear) | stuk | AM-XR-0-250-300/1 Ammeter | SR - A-metre 0-250-300/1A , SlimLine, SR - A-metre 0-250-300/1A | XR Bimetall Ampèremeter 0-250-300/1A mit Schlepzeiger 48x48mm | AM-XR-0-250-300/1 Ammeter
NHSN714003P0400 | NHSN714003P0400 | Active | 7025840005926 | 207.43 | 1 | 1 | stuk | SlimLine | BE31140 | SM (Switches&Fusegear) | stuk | XRMax A-meter QB48 0-400-480/1A | SR - A-metre 0-400-480/1A , SlimLine, SR - A-metre 0-400-480/1A | XR Bimetall Ampèremeter 0-400-480/1A mit Schlepzeiger 48x48mm | XR Max A-meter QB48 0-400-480/1A
NHSN714003P0600 | AM-XR-0-600-720/1 | Active | 7025840053996 | 207.43 | 1 | 1 | stuk | SlimLine | BE31140 | SM (Switches&Fusegear) | stuk | AM-XR-0-600-720/1 Ammeter | SR - A-metre 0-600-720/1A , SlimLine, SR - A-metre 0-600-720/1A | XR Bimetall Ampèremeter 0-600-720/1A mit Schlepzeiger 48x48mm | AM-XR-0-600-720/1 Ammeter
NHSN714003P1150 | AM-XR-0-150-180/5 | Active | 7025840005629 | 236.43 | 1 | 1 | stuk | SlimLine | BE31140 | SM (Switches&Fusegear) | stuk | AM-XR-0-150-180/5 Ammeter | Max A-meter QB48, 0-150-180/5A Max A-meter QB48, 0-150-180/5A pour XLBM / SR 00 | XR Bimetall Ampèremeter 0-150-180/5A mit Schlepzeiger 48x48mm | AM-XR-0-150-180/5 Ammeter
NHSN714003P1250 | AM-XR-0-250-300/5 | Active | 7025840005773 | 236.43 | 1 | 1 | stuk | SlimLine | BE31140 | SM (Switches&Fusegear) | stuk | MAX AMMETER 0-250-300/5A CEWE QB48 | MAX AMMETER 0-250-300/5A CEWE QB48 | XR Bimetall Ampèremeter 0-250-300/5A mit Schlepzeiger 48x48mm | AM-XR-0-250-300/5 Ammeter
NHSN714003P1400 | AM-XR-0-400-480/5 | Active | 7025840005933 | 243.61 | 1 | 1 | stuk | SlimLine | BE31140 | SM (Switches&Fusegear) | stuk | AM-XR-0-400-480/5 Ammeter | SR - A-metre 0-400-480/5A SlimLine SR - A-metre 0-400-480/5A | XR Bimetall Ampèremeter 0-400-480/5A mit Schlepzeiger 48x48mm | AM-XR-0-400-480/5 Ammeter
NHSN714003P1600 | AM-XR-0-600-720/5 | Active | 7025840006091 | 243.61 | 1 | 1 | stuk | SlimLine | BE31140 | SM (Switches&Fusegear) | stuk | SR-A-meter 0-600-720/5A SlimLine | SR - A-meter 0-600-720/5A SlimLine | XR Bimetall Ampèremeter 0-600-720/5A mit Schlepzeiger 48x48mm | AM-XR-0-600-720/5 Ammeter
NHSN718047P1025 | CT-XR2/3-250/1-1 | Active | 7025840077893 | 190.81 | 1 | 1 | stuk | SlimLine | BE31140 | SM (Switches&Fusegear) | stuk | SlimLine XRMBS ASK 41.4 250/1A 10 VA Cl.1 | transformateur ct-xr2/3-250/1-1 | XR2/3 Stromwandler ASK 41.4 Verhält. 250/1A 10VA Klasse 1 | CT-XR2/3-250/1-1 Current transformer
NHSN718047P1030 | CT-XR2/3-300/1-1 | Active | 7025840021872 | 193.21 | 1 | 1 | stuk | SlimLine | BE31140 | SM (Switches&Fusegear) | stuk | CT-XR2/3-300/1-1 Current transformer | Transpourmateur de courant SlimLine SR - 2 transformateur de courant pour Contact Ext. (300/1A) Cl. 1 MBS ASK | XR2/3 Stromwandler ASK 41.4 Verhält. 300/1A 10VA Klasse 1 | CT-XR2/3-300/1-1 Current transformer
NHSN718047P1040 | NHSN718047P1040 | Active | 7025840021889 | 165.14 | 1 | 1 | stuk | SlimLine | BE31140 | SM (Switches&Fusegear) | stuk | XR/SR-2/3 Current transf.(400/1A) Cl.1 | Transpourmateur de courant, SlimLine, SR - 2 transformateur de courant pour Contact Ext. (400/1A) Cl. 1 MBS ASK 41.4, 400/1A 10 VA Cl.1. avec bornes à cage | XR2/3 Stromwandler ASK 41.4 Verhält. 400/1A 10VA Klasse 1 | XR/SR-2/3 Current transf. (400/1A) Cl. 1
NHSN718047P1050 | CT-XR2/3-500/1-1 | Active | 7025840021896 | 193.21 | 1 | 1 | stuk | SlimLine | BE31140 | SM (Switches&Fusegear) | stuk | CT-XR2/3-500/1-1 Current transformer | Transpourmateur de courant SlimLine SR - 3 transformateur de courant pour Contact Ext. (500/1A) Cl. 1 MBS ASK | XR2/3 Stromwandler ASK 41.4 Verhält. 500/1A 10VA Klasse 1 | CT-XR2/3-500/1-1 Current transformer
NHSN718047P1060 | NHSN718047P1060 | Active | 7025840021902 | 187.22 | 1 | 1 | stuk | SlimLine | BE31140 | SM (Switches&Fusegear) | stuk | Stroomomvormer SlimLine SR-3 TIcont. | Transpourmateur de courant SlimLine SR - 3 transformateur de courant pour Co | XR2/3 Stromwandler ASK 41.4 Verhält. 600/1 10VA Klasse 1 | XR/SR-2/3 Current transf. (400/1A) Cl. 1
NHSN718047P5025 | CT-XR2/3-250/5-1 | Active | 7025840077909 | 161.51 | 1 | 1 | stuk | SlimLine | BE31140 | SM (Switches&Fusegear) | stuk | CT-XR2/3-250/5-1 StroomTransfo | transformateur ct-xr2/3-250/5-1 | XR2/3 Stromwandler ASK 41.4 Verhält. 250/5A 10VA Klasse 1 | CT-XR2/3-250/5-1 Current transformer
NHSN718047P5030 | CT-XR2/3-300/5-1 | Active | 7025840021919 | 162.74 | 1 | 1 | stuk | SlimLine | BE31140 | SM (Switches&Fusegear) | stuk | CT-XR2/3-300/5-1 Current transformer | Transpourmateur de courant SlimLine SR - 2 transformateur de courant pour Contact Ext. (300/5A) Cl. 1 MBS ASK | XR2/3 Stromwandler ASK 41.4 Verhält. 300/5A 10VA Klasse 1 | CT-XR2/3-300/5-1 Current transformer
NHSN718047P5040 | CT-XR2/3-400/5-1 | Active | 7025840021926 | 162.74 | 1 | 1 | stuk | SlimLine | BE31140 | SM (Switches&Fusegear) | stuk | CT-XR2/3-400/5-1 Current transformer | Transpourmateur de courant SlimLine SR - 2 transformateur de courant pour Contact Ext. (400/5A) Cl. 1 MBS ASK | XR2/3 Stromwandler ASK 41.4 Verhält. 400/5A 10VA Klasse 1 | CT-XR2/3-400/5-1 Current transformer
NHSN718047P5050 | CT-XR2/3-500/5-1 | Active | 7025840021933 | 162.74 | 1 | 1 | stuk | SlimLine | BE31140 | SM (Switches&Fusegear) | stuk | CT-XR2/3-500/5-1 Current transformer | Transpourmateur de courant SlimLine SR - 3 transformateur de courant pour Contact Ext. (500/5A) Cl. 1 MBS ASK | XR2/3 Stromwandler ASK 41.4 Verhält. 500/5A 10VA Klasse 1 | CT-XR2/3-500/5-1 Current transformer
NHSN718047P5060 | CT-XR2/3-600/5-1 | Active | 7025840021940 | 162.74 | 1 | 1 | stuk | SlimLine | BE31140 | SM (Switches&Fusegear) | stuk | CT-XR2/3-600/5-1 Current transformer | Transpourmateur de courant SlimLine SR - 3 transformateur de courant pour Contact Ext. (600/5A) Cl. 1 MBS ASK | XR2/3 Stromwandler ASK 41.4 Verhält. 600/5 10VA Klasse 1 | CT-XR2/3-600/5-1 Current transformer
NHSN718054P1015 | CT-XR00/1-150/1-1 | Active | 7025840067498 | 116.13 | 1 | 1 | stuk | SlimLine | BE31140 | SM (Switches&Fusegear) | stuk | CT-XR00/1-150/1-1 Current transformer | Transpourmateur de courant SlimLine XR MBS ASR 20.3 150/1A 3,75 VA, Cl.1. | XR00 Stromwandler ASR 20.3 Verhält. 150/1A 3,75VA Klasse 1 | CT-XR00/1-150/1-1 Current transformer
NHSN718054P1025 | CT-XR1-250/1-1 | Active | 7025840067511 | 154.17 | 1 | 1 | stuk | SlimLine | BE31140 | SM (Switches&Fusegear) | stuk | SlimLine CT-XR1-250/1-1 | Transpourmateur de courant SlimLine XR MBS ASR 20.3 250/1A 7,5 VA, Cl.1. | XR1 Stromwandler ASR 20.3 Verhält. 250/1A 5VA Klasse 1 | CT-XR1-250/1-1 Current transformer
NHSN718054P5015 | CT-XR00/1-150/5-1 | Active | 7025840067504 | 100.95 | 1 | 1 | stuk | SlimLine | BE31140 | SM (Switches&Fusegear) | stuk | CT-XR00/1-150/5-1 StroomTransfo | transformateur ct-xr00/1-150/5-1 | XR00 Stromwandler ASR 20.3 Verhält. 150/5A 3,75VA Klasse 1 | CT-XR00/1-150/5-1 Current transformer
NHSN718054P5025 | CT-XR1-250/5-1 | Active | 7025840067528 | 121.26 | 1 | 1 | stuk | SlimLine | BE31140 | SM (Switches&Fusegear) | stuk | CT-XR1-250/5-1 StroomTransfo | transformateur ct-xr1-250/5-1 | XR1 Stromwandler ASR 20.3 Verhält. 250/5A 5VA Klasse 1 | CT-XR1-250/5-1 Current transformer
NHSN718055P1015 | CT-XR00/1-150/1-0.5 | Active | 7025840077916 | 343.83 | 1 | 1 | stuk | SlimLine | BE31140 | SM (Switches&Fusegear) | stuk | CT-XR00/1-150/1-0 5 StroomTransfo | transformateur ct-xr00/1-150/1-0,5 | XR00 Stromwandler ASR 20.3 Verhält. 150/1A 10VA Klasse 1 | CT-XR00/1-150/1-0.5 Current transformer
NHSN718055P5015 | NHSN718055P5015 | Active | 7025840077930 | 314.47 | 1 | 1 | stuk | SlimLine | BE31140 | SM (Switches&Fusegear) | stuk | CT-XR00/1-150/5-0 5 StroomTransfo | transformateur ct-xr00/1-150/5-0,5 | XR00 Stromwandler ASR 20.3 Verhält. 150/5A 2,5VA Klasse 0,5 | CT ASR 20.3 150/5A 1,5 VA CL.0,5
NHSN718056P1025 | CT-XR2/3-250/1-0.5 | Active | 7025840077961 | 330.38 | 1 | 1 | stuk | SlimLine | BE31140 | SM (Switches&Fusegear) | stuk | CT-XR2/3-250/1-0 5 StroomTransfo | transformateur ct-xr2/3-250/1-0,5 | XR2/3 Stromwandler ASK 41.4 Verhält. 250/1A 5VA Klasse 0,5 | CT-XR2/3-250/1-0.5 Current transformer
NHSN718056P1030 | CT-XR2/3-300/1-0.5 | Active | 7025840077978 | 484.56 | 1 | 1 | stuk | SlimLine | BE31140 | SM (Switches&Fusegear) | stuk | CT-XR2/3-300/1-0 5 StroomTransfo | transformateur ct-xr2/3-300/1-0,5 | XR2/3 Stromwandler ASK 41.4 Verhält. 300/1A 10VA Klasse 0,5 | CT-XR2/3-300/1-0.5 Current transformer
NHSN718056P1040 | CT-XR2/3-400/1-0.5 | Active | 7025840077985 | 447.84 | 1 | 1 | stuk | SlimLine | BE31140 | SM (Switches&Fusegear) | stuk | CT-XR2/3-400/1-0 5 StroomTransfo | transformateur ct-xr2/3-400/1-0,5 | XR2/3 Stromwandler ASK 41.4 Verhält. 400/1A 10VA Klasse 0,5 | CT-XR2/3-400/1-0.5 Current transformer
NHSN718056P1050 | CT-XR2/3-500/1-0.5 | Active | 7025840077992 | 471.1 | 1 | 1 | stuk | SlimLine | BE31140 | SM (Switches&Fusegear) | stuk | CT-XR2/3-500/1-0 5 StroomTransfo | transformateur ct-xr2/3-500/1-0,5 | XR2/3 Stromwandler ASK 41.4 Verhält. 500/1A 10VA Klasse 0,5 | CT-XR2/3-500/1-0.5 Current transformer
NHSN718056P1060 | CT-XR2/3-600/1-0.5 | Active | 7025840078005 | 430.73 | 1 | 1 | stuk | SlimLine | BE31140 | SM (Switches&Fusegear) | stuk | CT-XR2/3-600/1-0 5 StroomTransfo | transformateur ct-xr2/3-600/1-0,5 | XR2/3 Stromwandler ASK 41.4 Verhält. 600/1A 10VA Klasse 0,5 | CT-XR2/3-600/1-0.5 Current transformer
NHSN718056P5025 | NHSN718056P5025 | Active | 7025840078012 | 302.24 | 1 | 1 | stuk | SlimLine | BE31140 | SM (Switches&Fusegear) | stuk | CT-XR2/3-250/5-0 5 StroomTransfo | transformateur ct-xr2/3-250/5-0,5 | XR2/3 Stromwandler ASK 41.4 Verhält. 250/5 5VA Klasse 0,5 | Strømtrafo CT ASK 41.1 250/5A CL.05
NHSN718056P5030 | CT-XR2/3-300/5-0.5 | Active | 7025840078029 | 392.79 | 1 | 1 | stuk | SlimLine | BE31140 | SM (Switches&Fusegear) | stuk | CT-XR2/3-300/5-0 5 StroomTransfo | transformateur ct-xr2/3-300/5-0,5 | XR2/3 Stromwandler ASK 41.4 Verhält. 300/5A 10VA Klasse 0,5 | CT-XR2/3-300/5-0.5 Current transformer
NHSN718056P5040 | CT-XR2/3-400/5-0.5 | Active | 7025840078036 | 356.07 | 1 | 1 | stuk | SlimLine | BE31140 | SM (Switches&Fusegear) | stuk | CT-XR2/3-400/5-0.5 Current transformer | Fusible interrupteur SlimLine XR MBS ASK 41.4, 400/5A 10 VA Cl.0,5. | XR2/3 Stromwandler ASK 41.4 Verhält. 400/5A 10VA Klasse 0,5 | CT-XR2/3-400/5-0.5 Current transformer
NHSN718056P5050 | CT-XR2/3-500/5-0.5 | Active | 7025840078043 | 381.77 | 1 | 1 | stuk | SlimLine | BE31140 | SM (Switches&Fusegear) | stuk | CT-XR2/3-500/5-0 5 StroomTransfo | transformateur ct-xr2/3-500/5-0,5 | XR2/3 Stromwandler ASK 41.4 Verhält. 500/5A 10VA Klasse 0,5 | CT-XR2/3-500/5-0.5 Current transformer
NHSN718056P5060 | CT-XR2/3-600/5-0.5 | Active | 7025840078050 | 340.16 | 1 | 1 | stuk | SlimLine | BE31140 | SM (Switches&Fusegear) | stuk | CT-XR2/3-600/5-0 5 StroomTransfo | transformateur ct-xr2/3-600/5-0,5 | XR2/3 Stromwandler ASK 41.4 Verhält. 600/5A 10VA Klasse 0,5 | CT-XR2/3-600/5-0.5 Current transformer
NHSN950001P0006 | NHSN950001P0006 | Active | 7025840009399 | 120.01 | 1 | 1 | stuk | SlimLine | BE31140 | SM (Switches&Fusegear) | stuk | HEXAGONALE SLEUTEL NV 6 | CLEF HEXAGONALE NV 6 | Torque wrench | CTK-XR Key
2CDG110224R0011 | QA/S 1.16.1 | Active | 4016779997713 | 660.25 | 1 | 1 | stuk | Energy Gateways and Analysers | BE31170 | TO (KNX DIN) | stuk | KNX Energy Analyzer QA/S1.16.1 | KNX Energy Analyzer QA/S1.16.1 | KNX Energy Analyzer QA/S1.16.1 | KNX Energy Analyzer QA/S1.16.1 |  | 5.14
2CDG110269R0011 | SA/S2.16.6.2 | Active | 4016779066327 | 290.26 | 1 | 1 | stuk | Switch Actuators 16/20 A | BE31170 | TO (KNX DIN) | stuk | Switch Actuators 16/20 A SA/S2.16.6.2 | KNX SA/S2.16.5.2 Module de sorties, 2 so 16 ampères, consommation d'énergie | SA/S2.16.6.2 Schaltaktor, 2fach, 16 A, C-Last mit Energiefunktion, REG | SA/S2.16.6.2 Switch Actuator, 2-fold, 16 A, C-Load, Energy Function, MDRC |  | 5.14
2CDG110270R0011 | SA/S4.16.6.2 | Active | 4016779066419 | 363.69 | 1 | 1 | stuk | Switch Actuators 16/20 A | BE31170 | TO (KNX DIN) | stuk | Switch Actuators 16/20 A SA/S4.16.6.2 | KNX SA/S4.16.5.2 Module de sorties, 4 so 16 ampères, consommation d'énergie | SA/S4.16.6.2 Schaltaktor, 4fach, 16 A, C-Last mit Energiefunktion, REG | SA/S4.16.6.2 Switch Actuator, 4-fold, 16 A, C-Load, Energy Function, MDRC |  | 5.14
2CDG110272R0011 | SA/S12.16.6.2 | Active | 4016779066532 | 618.39 | 1 | 1 | stuk | Switch Actuators 16/20 A | BE31170 | TO (KNX DIN) | stuk | Switch Actuators 16/20 A SA/S12.16.6.2 | KNX SA/S12.16.5.2 Module de sorties, 12 16 ampères, consommation d'énergie | SA/S12.16.6.2 Schaltaktor, 12fach, 16 A, C-Last mit Energiefunktion, REG | SA/S12.16.6.2 Switch Actuator, 12-fold, 16 A, C-Load, Energy Function, MDRC |  | 5.14
2CDG510012R0011 | DG-M-1.16.1 | Active | 4016779067409 | 485.47 | 1 | 1 | stuk | free@home | BE31170 | FH (LNP ERS producten) | stuk | Gateway Free@Home DALI Gateway DINr. | FaH DALI Gateway, DINr | FaH DALI Gateway, MDRC | DG-M-1.16.1 DALI Gateway, MDRC |  | 5.14
2CKA001582A0327 | 1519-500 | Active | 4011395062500 | 60.06 | 1 | 1 | stuk | Cover plates | BE31170 | TG (Electronic Security) | stuk | InfolineMiVa katrolset | Définir avant R-alpin | Set Forwards | 1519-500 Roller set |  | 5.14
2CKA006115A0179 | 6125/01-81 | Active | 4011395135556 | 134.23 | 1 | 1 | stuk | KNX - Solo | BE31170 | TL (KNX BJE (non DIN)) | stuk | Bedien.antraciet enkel busaankoppelaar | Poussoir 1 touche, ME anthracite simple, avec coupleur de bus | Switch Sensor anthracite 1 gang, with bus coupler | 6125/01-81 Standard control element, 1gang with bus coupler enclosed |  | 5.14
2CKA006115A0180 | 6125/01-82 | Active | 4011395135563 | 131.94 | 1 | 1 | stuk | KNX - Solo | BE31170 | TL (KNX BJE (non DIN)) | stuk | 6125/01-82 st,. 1gangbus coupler encl. | Poussoir 1 touche, ME savane/blanc ivoire simple, avec coupleur de bus | Switch Sensor savanna/ivory white 1 gang, with bus coupler | 6125/01-82 Standard control element, 1gang with bus coupler enclosed |  | 5.14
2CKA006115A0181 | 6125/01-83 | Active | 4011395135570 | 141.11 | 1 | 1 | stuk | KNX - Solo | BE31170 | TL (KNX BJE (non DIN)) | stuk | Bedien.aluzilver enkel busaankoppelaar | Poussoir 1 touche, ME argent aluminium simple, avec coupleur de bus | Switch Sensor aluminium silver 1 gang, with bus coupler | 6125/01-83 Standard control element, 1gang with bus coupler enclosed |  | 5.14
2CKA006115A0182 | 6125/01-84 | Active | 4011395135587 | 131.94 | 1 | 1 | stuk | KNX - Solo | BE31170 | TL (KNX BJE (non DIN)) | stuk | Switch.sensor 1gangBCU | Poussoir 1 touche avec BCU | Switch Sensor 1gang with BCU | 6125/01-84 Standard control element, 1gang with bus coupler enclosed |  | 5.14
2CKA006115A0183 | 6125/01-84-500 | Active | 4011395135594 | 134.58 | 1 | 1 | stuk | KNX - Solo | BE31170 | TL (KNX BJE (non DIN)) | stuk | 6125/01-84-500 st,. 1gangbus coupler encl. | Elément de commande davos/blanc studio simple, avec coupleur de bus | SBB/U1.1.1, Solo Bedient., Bundle, 1f, w | 6125/01-84-500 Standard control element, 1gang with bus coupler enclosed |  | 5.14
2CKA006115A0187 | 6125/01-866 | Active | 4011395135631 | 148.01 | 1 | 1 | stuk | KNX - Solo | BE31170 | TL (KNX BJE (non DIN)) | stuk | Bedien.edelstaal enkel busaankoppelaar | Poussoir 1 touche, ME acier inoxydable simple, avec coupleur de bus | Switch Sensor stainless steel 1 gang, with bus coupler | 6125/01-866 Standard control element, 1gang with bus coupler enclosed |  | 5.14
2CKA006115A0188 | 6125/01-803 | Active | 4011395135648 | 141.11 | 1 | 1 | stuk | KNX - Solo | BE31170 | TL (KNX BJE (non DIN)) | stuk | 6125/01-803 st,. 1gangbus coupler encl. | Poussoir 1 touche, ME meteor/grijsmetallic simple, avec coupleur de bus | Switch Sensor meteor/grey metallic 1 gang, with bus coupler | 6125/01-803 Standard control element, 1gang with bus coupler enclosed |  | 5.14
2CKA006115A0190 | 6125/01-884 | Active | 4011395135679 | 141.11 | 1 | 1 | stuk | KNX - Solo | BE31170 | TL (KNX BJE (non DIN)) | stuk | Switch.sensor 1gang w.BAU | Switch Sensor 1gang w. BAU | Switch Sensor 1gang w. BAU | 6125/01-884 Standard control element, 1gang with bus coupler enclosed |  | 5.14
2CKA006115A0191 | 6125/01-885 | Active | 4011395135686 | 141.11 | 1 | 1 | stuk | KNX - Solo | BE31170 | TL (KNX BJE (non DIN)) | stuk | Bedien.zwMat enkel busaankoppelaar | Poussoir 1 touche, ME matt noir simple, avec coupleur de bus | Switch Sensor black matte 1 gang, with bus coupler | 6125/01-885 Standard control element, 1gang with bus coupler enclosed |  | 5.14
2CKA006115A0193 | 6125/02-81 | Active | 4011395139349 | 67.35 | 1 | 1 | stuk | KNX - Solo | BE31170 | TL (KNX BJE (non DIN)) | stuk | Bedien.antraciet 1/2 | Poussoir 1 touche, ME anthracite 1/2 commandes | Switch Sensor anthracite 1/2 gang | 6125/02-81 Control element, 1/2gang multi-function/colour concept |  | 5.14
2CKA006115A0194 | 6125/02-82 | Active | 4011395139356 | 66.43 | 1 | 1 | stuk | KNX - Solo | BE31170 | TL (KNX BJE (non DIN)) | stuk | Bedien.savanne/ivoorwit 1/2 | Poussoir 1 touche, ME savane/blanc ivoire 1/2 commandes | Switch Sensor savanna/ivory white 1/2 gang | 6125/02-82 Control element, 1/2gang multi-function/colour concept |  | 5.14
2CKA006115A0195 | 6125/02-83 | Active | 4011395139363 | 69.3 | 1 | 1 | stuk | KNX - Solo | BE31170 | TL (KNX BJE (non DIN)) | stuk | Bedien.aluzilver 1/2 | Poussoir 1 touche, ME argent aluminium 1/2 commandes | Switch Sensor aluminium silver 1/2 gang | 6125/02-83 Control element, 1/2gang multi-function/colour concept |  | 5.14
2CKA006115A0196 | 6125/02-84 | Active | 4011395139370 | 66.43 | 1 | 1 | stuk | KNX - Solo | BE31170 | TL (KNX BJE (non DIN)) | stuk | Bedien.davos/studiowit 1/2 | Poussoir 1 touche, ME davos/blanc studio 1/2 commandes | Switch Sensor davos/studio white 1/2 gang | 6125/02-84 Control element, 1/2gang multi-function/colour concept |  | 5.14
2CKA006115A0200 | 6125/02-866 | Active | 4011395139424 | 72.63 | 1 | 1 | stuk | KNX - Solo | BE31170 | TL (KNX BJE (non DIN)) | stuk | Bedien.edelstaal 1/2 | Poussoir 1 touche, ME acier inoxydable 1/2 commandes | Switch Sensor stainless steel 1/2 gang | 6125/02-866 Control element, 1/2gang multi-function/colour concept |  | 5.14
2CKA006115A0201 | 6125/02-803 | Active | 4011395139431 | 69.3 | 1 | 1 | stuk | KNX - Solo | BE31170 | TL (KNX BJE (non DIN)) | stuk | Bedien.Meteor/grijsMET 1/2 | Poussoir 1 touche, ME meteor/grijsmetallic 1/2 commandes | Switch Sensor meteor/grey metallic 1/2 gang | 6125/02-803 Control element, 1/2gang multi-function/colour concept |  | 5.14
2CKA006115A0203 | 6125/02-884 | Active | 4011395139455 | 69.3 | 1 | 1 | stuk | KNX - Solo | BE31170 | TL (KNX BJE (non DIN)) | stuk | Bedien.studiowitMat 1/2 | Poussoir 1 touche, ME matt blanc studio 1/2 commandes | Switch Sensor studio white matt 1/2 gang | 6125/02-884 Control element, 1/2gang multi-function/colour concept |  | 5.14
2CKA006115A0204 | 6125/02-885 | Active | 4011395139462 | 69.3 | 1 | 1 | stuk | KNX - Solo | BE31170 | TL (KNX BJE (non DIN)) | stuk | Bedien.zwMat 1/2 | Poussoir 1 touche, ME matt noir 1/2 commandes | Switch Sensor black matte 1/2 gang | 6125/02-885 Control element, 1/2gang multi-function/colour concept |  | 5.14
2CKA006115A0205 | 6125/01-81-500 | Active | 4011395139479 | 136.92 | 1 | 1 | stuk | KNX - Solo | BE31170 | TL (KNX BJE (non DIN)) | stuk | Bedien.antraciet enkel busaankoppelaar | Elément de commande anthracite simple, avec coupleur de bus | Switch Sensor anthracite 1 gang, with bus coupler | 6125/01-81-500 Standard control element, 1gang with bus coupler enclosed |  | 5.14
2CKA006115A0206 | 6125/01-82-500 | Active | 4011395139486 | 134.58 | 1 | 1 | stuk | KNX - Solo | BE31170 | TL (KNX BJE (non DIN)) | stuk | 6125/01-82-500 st,. 1gangbus coupler encl. | Elément de commande savane/blanc ivoire simple, avec coupleur de bus | Switch Sensor savanna/ivory white 1 gang, with bus coupler | 6125/01-82-500 Standard control element, 1gang with bus coupler enclosed |  | 5.14
2CKA006115A0207 | 6125/01-83-500 | Active | 4011395139493 | 143.94 | 1 | 1 | stuk | KNX - Solo | BE31170 | TL (KNX BJE (non DIN)) | stuk | Bedien.aluzilver enkel busaankoppelaar | Elément de commande argent aluminium simple, avec coupleur de bus | Switch Sensor aluminium silver 1 gang, with bus coupler | 6125/01-83-500 Standard control element, 1gang with bus coupler enclosed |  | 5.14
2CKA006115A0211 | 6125/01-866-500 | Active | 4011395139530 | 150.96 | 1 | 1 | stuk | KNX - Solo | BE31170 | TL (KNX BJE (non DIN)) | stuk | Bedien.edelstaal enkel busaankoppelaar | Elément de commande acier inoxydable simple, avec coupleur de bus | Switch Sensor stainless steel 1 gang, with bus coupler | 6125/01-866-500 Standard control element, 1gang with bus coupler enclosed |  | 5.14
2CKA006115A0212 | 6125/01-803-500 | Active | 4011395139547 | 143.94 | 1 | 1 | stuk | KNX - Solo | BE31170 | TL (KNX BJE (non DIN)) | stuk | 6125/01-803-500 st,. 1gangbus coupler encl. | Elément de commande meteor/grijsmetallic simple, avec coupleur de bus | Switch Sensor meteor/grey metallic 1 gang, with bus coupler | 6125/01-803-500 Standard control element, 1gang with bus coupler enclosed |  | 5.14
2CKA006115A0214 | 6125/01-884-500 | Active | 4011395139561 | 143.94 | 1 | 1 | stuk | KNX - Solo | BE31170 | TL (KNX BJE (non DIN)) | stuk | 6125/01-884-500 st,. 1gangbus coupler encl. | Elément de commande matt blanc studio simple, avec coupleur de bus | Switch Sensor white matt 1 gang, with bus coupler | 6125/01-884-500 Standard control element, 1gang with bus coupler enclosed |  | 5.14
2CKA006115A0215 | 6125/01-885-500 | Active | 4011395139578 | 143.94 | 1 | 1 | stuk | KNX - Solo | BE31170 | TL (KNX BJE (non DIN)) | stuk | Bedien.zwMat enkel busaankoppelaar | Elément de commande matt noir simple, avec coupleur de bus | Switch Sensor black matte 1 gang, with bus coupler | 6125/01-885-500 Standard control element, 1gang with bus coupler enclosed |  | 5.14
2CKA006115A0216 | 6125/02-81-500 | Active | 4011395139585 | 68.69 | 1 | 1 | stuk | KNX - Solo | BE31170 | TL (KNX BJE (non DIN)) | stuk | Bedien.antraciet 1/2 | Elément de commande anthracite 1/2 commandes | Switch Sensor anthracite 1/2 gang | 6125/02-81-500 Control element, 1/2gang multi-function/colour concept |  | 5.14
2CKA006115A0217 | 6125/02-82-500 | Active | 4011395139592 | 67.76 | 1 | 1 | stuk | KNX - Solo | BE31170 | TL (KNX BJE (non DIN)) | stuk | Bedien.savanne/ivoorwit 1/2 | Elément de commande savane/blanc ivoire 1/2 commandes | Switch Sensor savanna/ivory white 1/2 gang | 6125/02-82-500 Control element, 1/2gang multi-function/colour concept |  | 5.14
2CKA006115A0218 | 6125/02-83-500 | Active | 4011395139615 | 70.69 | 1 | 1 | stuk | KNX - Solo | BE31170 | TL (KNX BJE (non DIN)) | stuk | Bedien.aluzilver 1/2 | Elément de commande argent aluminium 1/2 commandes | Switch Sensor aluminium silver 1/2 gang | 6125/02-83-500 Control element, 1/2gang multi-function/colour concept |  | 5.14
2CKA006115A0219 | 6125/02-84-500 | Active | 4011395139622 | 67.76 | 1 | 1 | stuk | KNX - Solo | BE31170 | TL (KNX BJE (non DIN)) | stuk | Bedien.davos/studiowit 1/2 | Elément de commande davos/blanc studio 1/2 commandes | SBE/U1.1.1, Solo, Bedienteil, 1f, ws | 6125/02-84-500 Control element, 1/2gang multi-function/colour concept |  | 5.14
2CKA006115A0223 | 6125/02-866-500 | Active | 4011395139660 | 74.09 | 1 | 1 | stuk | KNX - Solo | BE31170 | TL (KNX BJE (non DIN)) | stuk | Bedien.edelstaal 1/2 | Elément de commande acier inoxydable 1/2 commandes | Switch Sensor stainless steel 1/2 gang | 6125/02-866-500 Control element, 1/2gang multi-function/colour concept |  | 5.14
2CKA006115A0224 | 6125/02-803-500 | Active | 4011395139677 | 70.69 | 1 | 1 | stuk | KNX - Solo | BE31170 | TL (KNX BJE (non DIN)) | stuk | Bedien.Meteor/grijsMET 1/2 | Elément de commande meteor/grijsmetallic 1/2 commandes | Switch Sensor meteor/grey metallic 1/2 gang | 6125/02-803-500 Control element, 1/2gang multi-function/colour concept |  | 5.14
2CKA006115A0226 | 6125/02-884-500 | Active | 4011395139691 | 70.69 | 1 | 1 | stuk | KNX - Solo | BE31170 | TL (KNX BJE (non DIN)) | stuk | Bedien.studiowitMat 1/2 | Elément de commande matt blanc studio 1/2 commandes | Switch Sensor white matt 1/2 gang | 6125/02-884-500 Control element, 1/2gang multi-function/colour concept |  | 5.14
2CKA006115A0227 | 6125/02-885-500 | Active | 4011395139714 | 70.69 | 1 | 1 | stuk | KNX - Solo | BE31170 | TL (KNX BJE (non DIN)) | stuk | Bedien.zwMat 1/2 | Elément de commande matt noir 1/2 commandes | Switch Sensor black matte 1/2 gang | 6125/02-885-500 Control element, 1/2gang multi-function/colour concept |  | 5.14
2CKA006115A0443 | 6125/20-981-500 | Active | 4011395157817 | 160.31 | 1 | 1 | stuk | KNX - Millenium | BE31170 | TL (KNX BJE (non DIN)) | stuk | Bedien.Millenium 1/2 | Elément de commande Millenium 1/2 commandes | Switch Sensor 1/2gang | 6125/20-981-500 Control element, 1/2gang multi-function/colour concept |  | 5.14
2CKA006115A0452 | 6125/02-840-500 | Active | 4011395195536 | 83.2 | 1 | 1 | stuk | KNX - Solo | BE31170 | TL (KNX BJE (non DIN)) | stuk | 6125/02-840-500 1/2gangMulti-fnct/colour concept | 6125/02-840-500 Élément de commande, 1/2 interrupteurs, laiton antique, éléments de commande KNX | cont.-element KNX 1g | 6125/02-840-500 Control element, 1/2gang multi-function/colour concept |  | 5.14
2CKA006116A0170 | 6126/01-81 | Active | 4011395135693 | 151.44 | 1 | 1 | stuk | KNX - Solo | BE31170 | TL (KNX BJE (non DIN)) | stuk | Bedien.antraciet 2 busaankoppelaar | Elément de commande anthracite double, avec coupleur de bus | Switch Sensor anthracite 2 gang, with bus coupler | 6126/01-81 Control element, 2gang with bus coupler enclosed |  | 5.14
2CKA006116A0171 | 6126/01-82 | Active | 4011395135716 | 149.14 | 1 | 1 | stuk | KNX - Solo | BE31170 | TL (KNX BJE (non DIN)) | stuk | 6126/01-82 2gangbus coupler encl. | Elément de commande savane/blanc ivoire double, avec coupleur de bus | Switch Sensor savanna/ivory white 2 gang, with bus coupler | 6126/01-82 Control element, 2gang with bus coupler enclosed |  | 5.14
2CKA006116A0172 | 6126/01-83 | Active | 4011395135723 | 156.04 | 1 | 1 | stuk | KNX - Solo | BE31170 | TL (KNX BJE (non DIN)) | stuk | Bedien.aluzilver 2 busaankoppelaar | Elément de commande argent aluminium double, avec coupleur de bus | Switch Sensor aluminium silver 2 gang, with bus coupler | 6126/01-83 Control element, 2gang with bus coupler enclosed |  | 5.14
2CKA006116A0173 | 6126/01-84 | Active | 4011395135730 | 149.14 | 1 | 1 | stuk | KNX - Solo | BE31170 | TL (KNX BJE (non DIN)) | stuk | KNX sensor 2vM bau s-studiowit | Poussoir 2touches avec BCU | Switch Sensor 2gang w BAU | 6126/01-84 Control element, 2gang with bus coupler enclosed |  | 5.14
2CKA006116A0174 | 6126/01-84-500 | Active | 4011395135747 | 152.12 | 1 | 1 | stuk | KNX - Solo | BE31170 | TL (KNX BJE (non DIN)) | stuk | 6126/01-84-500 2gangbus coupler encl. | Elément de commande davos/blanc studio double, avec coupleur de bus | SBB/U2.1.1, Solo Bedient., Bundle, 2f, w | 6126/01-84-500 Control element, 2gang with bus coupler enclosed |  | 5.14
2CKA006116A0178 | 6126/01-866 | Active | 4011395135785 | 165.21 | 1 | 1 | stuk | KNX - Solo | BE31170 | TL (KNX BJE (non DIN)) | stuk | Bedien.edelstaal 2 busaankoppelaar | Elément de commande acier inoxydable double, avec coupleur de bus | Switch Sensor stainless steel 2 gang, with bus coupler | 6126/01-866 Control element, 2gang with bus coupler enclosed |  | 5.14
2CKA006116A0179 | 6126/01-803 | Active | 4011395135792 | 156.04 | 1 | 1 | stuk | KNX - Solo | BE31170 | TL (KNX BJE (non DIN)) | stuk | 6126/01-803 2gangbus coupler encl. | Elément de commande meteor/grijsmetallic double, avec coupleur de bus | Switch Sensor meteor/grey metallic 2 gang, with bus coupler | 6126/01-803 Control element, 2gang with bus coupler enclosed |  | 5.14
2CKA006116A0181 | 6126/01-884 | Active | 4011395135822 | 156.04 | 1 | 1 | stuk | KNX - Solo | BE31170 | TL (KNX BJE (non DIN)) | stuk | Switch.sensor 2gang w.BAU | Switch Sensor 2gang w. BAU | Switch Sensor 2gang w. BAU | 6126/01-884 Control element, 2gang with bus coupler enclosed |  | 5.14
2CKA006116A0182 | 6126/01-885 | Active | 4011395135839 | 156.04 | 1 | 1 | stuk | KNX - Solo | BE31170 | TL (KNX BJE (non DIN)) | stuk | Bedien.zwMat 2 busaankoppelaar | Elément de commande matt noir double, avec coupleur de bus | Switch Sensor black matte 2 gang, with bus coupler | 6126/01-885 Control element, 2gang with bus coupler enclosed |  | 5.14
2CKA006116A0183 | 6126/02-81 | Active | 4011395139721 | 82.37 | 1 | 1 | stuk | KNX - Solo | BE31170 | TL (KNX BJE (non DIN)) | stuk | Bedien.antraciet 2/4 | Elément de commande anthracite 2/4 commandes | Switch Sensor anthracite 2/4 gang | 6126/02-81 Control element, 2/4gang multi-function/colour concept |  | 5.14
2CKA006116A0184 | 6126/02-82 | Active | 4011395139738 | 82.37 | 1 | 1 | stuk | KNX - Solo | BE31170 | TL (KNX BJE (non DIN)) | stuk | Bedien.savanne/ivoorwit 2/4 | Elément de commande savane/blanc ivoire 2/4 commandes | Switch Sensor savanna/ivory white 2/4 gang | 6126/02-82 Control element, 2/4gang multi-function/colour concept |  | 5.14
2CKA006116A0185 | 6126/02-83 | Active | 4011395139745 | 83.97 | 1 | 1 | stuk | KNX - Solo | BE31170 | TL (KNX BJE (non DIN)) | stuk | Bedien.aluzilver 2/4 | Elément de commande argent aluminium 2/4 commandes | Switch Sensor aluminium silver 2/4 gang | 6126/02-83 Control element, 2/4gang multi-function/colour concept |  | 5.14
2CKA006116A0186 | 6126/02-84 | Active | 4011395139752 | 82.37 | 1 | 1 | stuk | KNX - Solo | BE31170 | TL (KNX BJE (non DIN)) | stuk | Bedien.davos/studiowit 2/4 | Elément de commande davos/blanc studio 2/4 commandes | Switch Sensor davos/studio white 2/4 gang | 6126/02-84 Control element, 2/4gang multi-function/colour concept |  | 5.14
2CKA006116A0190 | 6126/02-866 | Active | 4011395139790 | 89.26 | 1 | 1 | stuk | KNX - Solo | BE31170 | TL (KNX BJE (non DIN)) | stuk | Bedien.edelstaal 2/4 | Elément de commande acier inoxydable 2/4 commandes | Switch Sensor stainless steel 2/4 gang | 6126/02-866 Control element, 2/4gang multi-function/colour concept |  | 5.14
2CKA006116A0191 | 6126/02-803 | Active | 4011395139813 | 83.97 | 1 | 1 | stuk | KNX - Solo | BE31170 | TL (KNX BJE (non DIN)) | stuk | Bedien.Meteor/grijsMET 2/4 | Elément de commande meteor/grijsmetallic 2/4 commandes | Switch Sensor meteor/grey metallic 2/4 gang | 6126/02-803 Control element, 2/4gang multi-function/colour concept |  | 5.14
2CKA006116A0193 | 6126/02-884 | Active | 4011395139837 | 83.97 | 1 | 1 | stuk | KNX - Solo | BE31170 | TL (KNX BJE (non DIN)) | stuk | Bedien.studiowitMat 2/4 | Elément de commande matt blanc studio 2/4 commandes | Switch Sensor studio white matt 2/4 gang | 6126/02-884 Control element, 2/4gang multi-function/colour concept |  | 5.14
2CKA006116A0194 | 6126/02-885 | Active | 4011395139844 | 83.97 | 1 | 1 | stuk | KNX - Solo | BE31170 | TL (KNX BJE (non DIN)) | stuk | Bedien.zwMat 2/4 | Elément de commande matt noir 2/4 commandes | Switch Sensor black matte 2/4 gang | 6126/02-885 Control element, 2/4gang multi-function/colour concept |  | 5.14
2CKA006116A0195 | 6126/01-81-500 | Active | 4011395139851 | 154.47 | 1 | 1 | stuk | KNX - Solo | BE31170 | TL (KNX BJE (non DIN)) | stuk | Bedien.antraciet 2 busaankoppelaar | Elément de commande anthracite double, avec coupleur de bus | Switch Sensor anthracite 2 gang, with bus coupler | 6126/01-81-500 Control element, 2gang with bus coupler enclosed |  | 5.14
2CKA006116A0196 | 6126/01-82-500 | Active | 4011395139868 | 152.12 | 1 | 1 | stuk | KNX - Solo | BE31170 | TL (KNX BJE (non DIN)) | stuk | 6126/01-82-500 2gangbus coupler encl. | Elément de commande savane/blanc ivoire double, avec coupleur de bus | Switch Sensor savanna/ivory white 2 gang, with bus coupler | 6126/01-82-500 Control element, 2gang with bus coupler enclosed |  | 5.14
2CKA006116A0197 | 6126/01-83-500 | Active | 4011395139875 | 159.15 | 1 | 1 | stuk | KNX - Solo | BE31170 | TL (KNX BJE (non DIN)) | stuk | Bedien.aluzilver 2 busaankoppelaar | Elément de commande argent aluminium double, avec coupleur de bus | Switch Sensor aluminium silver 2 gang, with bus coupler | 6126/01-83-500 Control element, 2gang with bus coupler enclosed |  | 5.14
2CKA006116A0201 | 6126/01-866-500 | Active | 4011395139936 | 168.51 | 1 | 1 | stuk | KNX - Solo | BE31170 | TL (KNX BJE (non DIN)) | stuk | Bedien.edelstaal 2 busaankoppelaar | Elément de commande acier inoxydable double, avec coupleur de bus | Switch Sensor stainless steel 2 gang, with bus coupler | 6126/01-866-500 Control element, 2gang with bus coupler enclosed |  | 5.14
2CKA006116A0202 | 6126/01-803-500 | Active | 4011395139943 | 159.15 | 1 | 1 | stuk | KNX - Solo | BE31170 | TL (KNX BJE (non DIN)) | stuk | 6126/01-803-500 2gangbus coupler encl. | Elément de commande meteor/grijsmetallic double, avec coupleur de bus | Switch Sensor meteor/grey metallic 2 gang, with bus coupler | 6126/01-803-500 Control element, 2gang with bus coupler enclosed |  | 5.14
2CKA006116A0204 | 6126/01-884-500 | Active | 4011395139967 | 159.15 | 1 | 1 | stuk | KNX - Solo | BE31170 | TL (KNX BJE (non DIN)) | stuk | 6126/01-884-500 2gangbus coupler encl. | Elément de commande matt blanc studio double, avec coupleur de bus | Switch Sensor white matt 2 gang, with bus coupler | 6126/01-884-500 Control element, 2gang with bus coupler enclosed |  | 5.14
2CKA006116A0205 | 6126/01-885-500 | Active | 4011395139974 | 159.15 | 1 | 1 | stuk | KNX - Solo | BE31170 | TL (KNX BJE (non DIN)) | stuk | Bedien.zwMat 2 busaankoppelaar | Elément de commande matt noir double, avec coupleur de bus | Switch Sensor black matte 2 gang, with bus coupler | 6126/01-885-500 Control element, 2gang with bus coupler enclosed |  | 5.14
2CKA006116A0206 | 6126/02-81-500 | Active | 4011395139981 | 84.02 | 1 | 1 | stuk | KNX - Solo | BE31170 | TL (KNX BJE (non DIN)) | stuk | Bedien.antraciet 2/4 | Elément de commande anthracite 2/4 commandes | Switch Sensor anthracite 2/4 gang | 6126/02-81-500 Control element, 2/4gang multi-function/colour concept |  | 5.14
2CKA006116A0207 | 6126/02-82-500 | Active | 4011395139998 | 84.02 | 1 | 1 | stuk | KNX - Solo | BE31170 | TL (KNX BJE (non DIN)) | stuk | Bedien.savanne/ivoorwit 2/4 | Elément de commande savane/blanc ivoire 2/4 commandes | Switch Sensor savanna/ivory white 2/4 gang | 6126/02-82-500 Control element, 2/4gang multi-function/colour concept |  | 5.14
2CKA006116A0208 | 6126/02-83-500 | Active | 4011395140017 | 85.66 | 1 | 1 | stuk | KNX - Solo | BE31170 | TL (KNX BJE (non DIN)) | stuk | Bedien.aluzilver 2/4 | Elément de commande argent aluminium 2/4 commandes | Switch Sensor aluminium silver 2/4 gang | 6126/02-83-500 Control element, 2/4gang multi-function/colour concept |  | 5.14
2CKA006116A0209 | 6126/02-84-500 | Active | 4011395140024 | 84.02 | 1 | 1 | stuk | KNX - Solo | BE31170 | TL (KNX BJE (non DIN)) | stuk | Bedien.davos/studiowit 2/4 | Elément de commande davos/blanc studio 2/4 commandes | SBE/U2.1.1, Solo, Bedienteil, 2f, ws | 6126/02-84-500 Control element, 2/4gang multi-function/colour concept |  | 5.14
2CKA006116A0213 | 6126/02-866-500 | Active | 4011395140062 | 91.05 | 1 | 1 | stuk | KNX - Solo | BE31170 | TL (KNX BJE (non DIN)) | stuk | Bedien.edelstaal 2/4 | Elément de commande acier inoxydable 2/4 commandes | Switch Sensor stainless steel 2/4 gang | 6126/02-866-500 Control element, 2/4gang multi-function/colour concept |  | 5.14
2CKA006116A0214 | 6126/02-803-500 | Active | 4011395140079 | 85.66 | 1 | 1 | stuk | KNX - Solo | BE31170 | TL (KNX BJE (non DIN)) | stuk | Bedien.Meteor/grijsMET 2/4 | Elément de commande meteor/grijsmetallic 2/4 commandes | Switch Sensor meteor/grey metallic 2/4 gang | 6126/02-803-500 Control element, 2/4gang multi-function/colour concept |  | 5.14
2CKA006116A0216 | 6126/02-884-500 | Active | 4011395140093 | 85.66 | 1 | 1 | stuk | KNX - Solo | BE31170 | TL (KNX BJE (non DIN)) | stuk | Bedien.studiowitMat 2/4 | Elément de commande matt blanc studio 2/4 commandes | Switch Sensor white matt 2/4 gang | 6126/02-884-500 Control element, 2/4gang multi-function/colour concept |  | 5.14
2CKA006116A0217 | 6126/02-885-500 | Active | 4011395140116 | 85.66 | 1 | 1 | stuk | KNX - Solo | BE31170 | TL (KNX BJE (non DIN)) | stuk | Bedien.zwMat 2/4 | Elément de commande matt noir 2/4 commandes | Switch Sensor black matte 2/4 gang | 6126/02-885-500 Control element, 2/4gang multi-function/colour concept |  | 5.14
2CKA006116A0218 | 6126/20-981-500 | Active | 4011395157848 | 173.24 | 1 | 1 | stuk | KNX - Millenium | BE31170 | TL (KNX BJE (non DIN)) | stuk | Bedien.Millenium 2/4 | Elément de commande Millenium 2/4 commandes | Switch Sensor 2/4gang | 6126/20-981-500 Control element, 2/4gang multi-function/colour concept |  | 5.14
2CKA006116A0227 | 6126/02-840-500 | Active | 4011395195543 | 99.83 | 1 | 1 | stuk | KNX - Solo | BE31170 | TL (KNX BJE (non DIN)) | stuk | 6126/02-840-500 2/4gangMulti-fnct/colour concept | 6126/02-840-500 Élément de commande, 2/4 interrupteurs, laiton antique, éléments de commande KNX | cont.-element KNX 2g | 6126/02-840-500 Control element, 2/4gang multi-function/colour concept |  | 5.14
2CKA006117A0196 | 6127/01-81 | Active | 4011395135846 | 184.72 | 1 | 1 | stuk | KNX - Solo | BE31170 | TL (KNX BJE (non DIN)) | stuk | Bedien.antraciet 4 busaankoppelaar | Elément de commande anthracite quadruple avec coupleur de bus | Switch Sensor anthracite 4 gang with bus coupler | 6127/01-81 Control element, 4gang with bus coupler enclosed |  | 5.14
2CKA006117A0197 | 6127/01-82 | Active | 4011395135853 | 181.27 | 1 | 1 | stuk | KNX - Solo | BE31170 | TL (KNX BJE (non DIN)) | stuk | 6127/01-82 4gangbus coupler encl. | Elément de commande savane/blanc ivoire quadruple avec coupleur de bus | Switch Sensor savanna/ivory white 4 gang with bus coupler | 6127/01-82 Control element, 4gang with bus coupler enclosed |  | 5.14
2CKA006117A0198 | 6127/01-83 | Active | 4011395135860 | 190.45 | 1 | 1 | stuk | KNX - Solo | BE31170 | TL (KNX BJE (non DIN)) | stuk | Bedien.aluzilver 4 busaankoppelaar | Elément de commande argent aluminium quadruple avec coupleur de bus | Switch Sensor aluminium silver 4 gang with bus coupler | 6127/01-83 Control element, 4gang with bus coupler enclosed |  | 5.14
2CKA006117A0199 | 6127/01-84 | Active | 4011395135877 | 181.27 | 1 | 1 | stuk | KNX - Solo | BE31170 | TL (KNX BJE (non DIN)) | stuk | 6127/01-84 4gangbus coupler encl. | Elément de commande davos/blanc studio quadruple avec coupleur de bus | Switch Sensor davos/studio white 4 gang with bus coupler | 6127/01-84 Control element, 4gang with bus coupler enclosed |  | 5.14
2CKA006117A0200 | 6127/01-84-500 | Active | 4011395135884 | 184.88 | 1 | 1 | stuk | KNX - Solo | BE31170 | TL (KNX BJE (non DIN)) | stuk | 6127/01-84-500 4gangbus coupler encl. | Elément de commande davos/blanc studio quadruple avec coupleur de bus | Solo Bedient. Bedienelement 4f. m. BAU | 6127/01-84-500 Control element, 4gang with bus coupler enclosed |  | 5.14
2CKA006117A0204 | 6127/01-866 | Active | 4011395135921 | 199.63 | 1 | 1 | stuk | KNX - Solo | BE31170 | TL (KNX BJE (non DIN)) | stuk | Bedien.edelstaal 4 busaankoppelaar | Elément de commande acier inoxydable quadruple avec coupleur de bus | Switch Sensor stainless steel 4 gang with bus coupler | 6127/01-866 Control element, 4gang with bus coupler enclosed |  | 5.14
2CKA006117A0205 | 6127/01-803 | Active | 4011395135938 | 190.45 | 1 | 1 | stuk | KNX - Solo | BE31170 | TL (KNX BJE (non DIN)) | stuk | 6127/01-803 4gangbus coupler encl. | Elément de commande meteor/grijsmetallic quadruple avec coupleur de bus | Switch Sensor meteor/grey metallic 4 gang with bus coupler | 6127/01-803 Control element, 4gang with bus coupler enclosed |  | 5.14
2CKA006117A0207 | 6127/01-884 | Active | 4011395135952 | 190.45 | 1 | 1 | stuk | KNX - Solo | BE31170 | TL (KNX BJE (non DIN)) | stuk | KNX sensor 4vM bau f-matwit | Switch Sensor 4voie avec BCU | Switch Sensor 4gang w BAU | 6127/01-884 Control element, 4gang with bus coupler enclosed |  | 5.14
2CKA006117A0208 | 6127/01-885 | Active | 4011395135969 | 190.45 | 1 | 1 | stuk | KNX - Solo | BE31170 | TL (KNX BJE (non DIN)) | stuk | Bedien.zwMat 4 busaankoppelaar | Elément de commande matt noir quadruple avec coupleur de bus | Switch Sensor black matte 4 gang with bus coupler | 6127/01-885 Control element, 4gang with bus coupler enclosed |  | 5.14
2CKA006117A0209 | 6127/02-81 | Active | 4011395140123 | 109.91 | 1 | 1 | stuk | KNX - Solo | BE31170 | TL (KNX BJE (non DIN)) | stuk | Bedien.antraciet 4/8 | Elément de commande anthracite 4/8 commandes | Switch Sensor anthracite 4/8 gang | 6127/02-81 Control element, 4/8gang multi-function/colour concept |  | 5.14
2CKA006117A0210 | 6127/02-82 | Active | 4011395140130 | 109.91 | 1 | 1 | stuk | KNX - Solo | BE31170 | TL (KNX BJE (non DIN)) | stuk | Bedien.savanne/ivoorwit 4/8 | Elément de commande savane/blanc ivoire 4/8 commandes | Switch Sensor savanna/ivory white 4/8 gang | 6127/02-82 Control element, 4/8gang multi-function/colour concept |  | 5.14
2CKA006117A0211 | 6127/02-83 | Active | 4011395140147 | 112.33 | 1 | 1 | stuk | KNX - Solo | BE31170 | TL (KNX BJE (non DIN)) | stuk | KNX sensorMultifunct 4/8v f-aluzilver | Switch Sensor 4/8voie mf | Switch Sensor 4/8gang mf | 6127/02-83 Control element, 4/8gang multi-function/colour concept |  | 5.14
2CKA006117A0212 | 6127/02-84 | Active | 4011395140154 | 109.91 | 1 | 1 | stuk | KNX - Solo | BE31170 | TL (KNX BJE (non DIN)) | stuk | KNX sensor 4/8 gangMf | Switch Sensor 4/8voie mf | Switch Sensor 4/8gang mf | 6127/02-84 Control element, 4/8gang multi-function/colour concept |  | 5.14
2CKA006117A0216 | 6127/02-866 | Active | 4011395140192 | 118.18 | 1 | 1 | stuk | KNX - Solo | BE31170 | TL (KNX BJE (non DIN)) | stuk | Bedien.edelstaal 4/8 | Elément de commande acier inoxydable 4/8 commandes | Switch Sensor stainless steel 4/8 gang | 6127/02-866 Control element, 4/8gang multi-function/colour concept |  | 5.14
2CKA006117A0217 | 6127/02-803 | Active | 4011395140208 | 112.33 | 1 | 1 | stuk | KNX - Solo | BE31170 | TL (KNX BJE (non DIN)) | stuk | Bedien.Meteor/grijsMET 4/8 | Elément de commande meteor/grijsmetallic 4/8 commandes | Switch Sensor meteor/grey metallic 4/8 gang | 6127/02-803 Control element, 4/8gang multi-function/colour concept |  | 5.14
2CKA006117A0219 | 6127/02-884 | Active | 4011395140222 | 112.33 | 1 | 1 | stuk | KNX - Solo | BE31170 | TL (KNX BJE (non DIN)) | stuk | Switch.sensor 4gang w.BAU | Switch Sensor 4gang w. BAU | Switch Sensor 4gang w. BAU | 6127/02-884 Control element, 4/8gang multi-function/colour concept |  | 5.14
2CKA006117A0220 | 6127/02-885 | Active | 4011395140239 | 112.33 | 1 | 1 | stuk | KNX - Solo | BE31170 | TL (KNX BJE (non DIN)) | stuk | Bedien.zwMat 4/8 | Elément de commande matt noir 4/8 commandes | Switch Sensor black matte 4/8 gang | 6127/02-885 Control element, 4/8gang multi-function/colour concept |  | 5.14
2CKA006117A0221 | 6127/01-81-500 | Active | 4011395140246 | 188.4 | 1 | 1 | stuk | KNX - Solo | BE31170 | TL (KNX BJE (non DIN)) | stuk | Bedien.antraciet 4 busaankoppelaar | Elément de commande anthracite quadruple avec coupleur de bus | Switch Sensor anthracite 4 gang, with bus coupler | 6127/01-81-500 Control element, 4gang with bus coupler enclosed |  | 5.14
2CKA006117A0222 | 6127/01-82-500 | Active | 4011395140253 | 184.88 | 1 | 1 | stuk | KNX - Solo | BE31170 | TL (KNX BJE (non DIN)) | stuk | 6127/01-82-500 4gangbus coupler encl. | Elément de commande savane/blanc ivoire quadruple avec coupleur de bus | Switch Sensor savanna/ivory white 4 gang, with bus coupler | 6127/01-82-500 Control element, 4gang with bus coupler enclosed |  | 5.14
2CKA006117A0223 | 6127/01-83-500 | Active | 4011395140260 | 194.26 | 1 | 1 | stuk | KNX - Solo | BE31170 | TL (KNX BJE (non DIN)) | stuk | Bedien.aluzilver 4 busaankoppelaar | Elément de commande argent aluminium quadruple avec coupleur de bus | Switch Sensor aluminium silver 4 gang, with bus coupler | 6127/01-83-500 Control element, 4gang with bus coupler enclosed |  | 5.14
2CKA006117A0227 | 6127/01-866-500 | Active | 4011395140307 | 203.63 | 1 | 1 | stuk | KNX - Solo | BE31170 | TL (KNX BJE (non DIN)) | stuk | Bedien.edelstaal 4 busaankoppelaar | Elément de commande acier inoxydable quadruple avec coupleur de bus | Switch Sensor stainless steel 4 gang, with bus coupler | 6127/01-866-500 Control element, 4gang with bus coupler enclosed |  | 5.14
2CKA006117A0228 | 6127/01-803-500 | Active | 4011395140314 | 194.26 | 1 | 1 | stuk | KNX - Solo | BE31170 | TL (KNX BJE (non DIN)) | stuk | 6127/01-803-500 4gangbus coupler encl. | Elément de commande meteor/grijsmetallic quadruple avec coupleur de bus | Switch Sensor meteor/grey metallic 4 gang, with bus coupler | 6127/01-803-500 Control element, 4gang with bus coupler enclosed |  | 5.14
2CKA006117A0230 | 6127/01-884-500 | Active | 4011395140338 | 194.26 | 1 | 1 | stuk | KNX - Solo | BE31170 | TL (KNX BJE (non DIN)) | stuk | 6127/01-884-500 4gangbus coupler encl. | Elément de commande matt blanc studio quadruple avec coupleur de bus | Switch Sensor white matt 4 gang, with bus coupler | 6127/01-884-500 Control element, 4gang with bus coupler enclosed |  | 5.14
2CKA006117A0231 | 6127/01-885-500 | Active | 4011395140345 | 194.26 | 1 | 1 | stuk | KNX - Solo | BE31170 | TL (KNX BJE (non DIN)) | stuk | Bedien.zwMat 4 busaankoppelaar | Elément de commande matt noir quadruple avec coupleur de bus | Switch Sensor black matte 4 gang, with bus coupler | 6127/01-885-500 Control element, 4gang with bus coupler enclosed |  | 5.14
2CKA006117A0232 | 6127/02-81-500 | Active | 4011395140352 | 112.11 | 1 | 1 | stuk | KNX - Solo | BE31170 | TL (KNX BJE (non DIN)) | stuk | Bedien.antraciet 4/8 | Elément de commande anthracite 4/8 commandes | Switch Sensor anthracite 4/8 gang | 6127/02-81-500 Control element, 4/8gang multi-function/colour concept |  | 5.14
2CKA006117A0233 | 6127/02-82-500 | Active | 4011395140369 | 112.11 | 1 | 1 | stuk | KNX - Solo | BE31170 | TL (KNX BJE (non DIN)) | stuk | Bedien.savanne/ivoorwit 4/8 | Elément de commande savane/blanc ivoire 4/8 commandes | Switch Sensor savanna/ivory white 4/8 gang | 6127/02-82-500 Control element, 4/8gang multi-function/colour concept |  | 5.14
2CKA006117A0234 | 6127/02-83-500 | Active | 4011395140376 | 114.58 | 1 | 1 | stuk | KNX - Solo | BE31170 | TL (KNX BJE (non DIN)) | stuk | Bedien.aluzilver 4/8 | Elément de commande argent aluminium 4/8 commandes | Switch Sensor aluminium silver 4/8 gang | 6127/02-83-500 Control element, 4/8gang multi-function/colour concept |  | 5.14
2CKA006117A0235 | 6127/02-84-500 | Active | 4011395140383 | 112.11 | 1 | 1 | stuk | KNX - Solo | BE31170 | TL (KNX BJE (non DIN)) | stuk | Bedien.davos/studiowit 4/8 | Elément de commande davos/blanc studio 4/8 commandes | SBE/U4.1.1, Solo, Bedienteil, 4f, ws | 6127/02-84-500 Control element, 4/8gang multi-function/colour concept |  | 5.14
2CKA006117A0239 | 6127/02-866-500 | Active | 4011395140437 | 120.53 | 1 | 1 | stuk | KNX - Solo | BE31170 | TL (KNX BJE (non DIN)) | stuk | Bedien.edelstaal 4/8 | Elément de commande acier inoxydable 4/8 commandes | Switch Sensor stainless steel 4/8 gang | 6127/02-866-500 Control element, 4/8gang multi-function/colour concept |  | 5.14
2CKA006117A0240 | 6127/02-803-500 | Active | 4011395140444 | 114.58 | 1 | 1 | stuk | KNX - Solo | BE31170 | TL (KNX BJE (non DIN)) | stuk | Bedien.Meteor/grijsMET 4/8 | Elément de commande meteor/grijsmetallic 4/8 commandes | Switch Sensor meteor/grey metallic 4/8 gang | 6127/02-803-500 Control element, 4/8gang multi-function/colour concept |  | 5.14
2CKA006117A0242 | 6127/02-884-500 | Active | 4011395140468 | 114.58 | 1 | 1 | stuk | KNX - Solo | BE31170 | TL (KNX BJE (non DIN)) | stuk | Bedien.studiowitMat 4/8 | Elément de commande matt blanc studio 4/8 commandes | Switch Sensor white matt 4/8 gang | 6127/02-884-500 Control element, 4/8gang multi-function/colour concept |  | 5.14
2CKA006117A0243 | 6127/02-885-500 | Active | 4011395140475 | 114.58 | 1 | 1 | stuk | KNX - Solo | BE31170 | TL (KNX BJE (non DIN)) | stuk | Bedien.zwMat 4/8 | Elément de commande matt noir 4/8 commandes | Switch Sensor black matte 4/8 gang | 6127/02-885-500 Control element, 4/8gang multi-function/colour concept |  | 5.14
2CKA006117A0252 | 6127/02-840-500 | Active | 4011395195567 | 133.41 | 1 | 1 | stuk | KNX - Solo | BE31170 | TL (KNX BJE (non DIN)) | stuk | 6127/02-840-500 4/8gangMulti-fnct/colour concept | 6127/02-840-500 Élément de commande, 4/8 interrupteurs, laiton antique, éléments de commande KNX | cont.-element KNX 4g | 6127/02-840-500 Control element, 4/8gang multi-function/colour concept |  | 5.14
2CKA006118A0104 | 6129/20-981-500 | Active | 4011395157879 | 189.3 | 1 | 1 | stuk | KNX - Millenium | BE31170 | TL (KNX BJE (non DIN)) | stuk | Bedien.Millenium 3/6 | Elément de commande Millenium 3/6 commandes | Switch Sensor 3/6gang | 6129/20-981-500 Control element, 3/6gang multi-function/colour concept |  | 5.14
2CKA006118A0107 | 6129/21-981-500 | Active | 4011395157916 | 226.01 | 1 | 1 | stuk | KNX - Millenium | BE31170 | TL (KNX BJE (non DIN)) | stuk | Bedien.Millenium 3/6 IR interface | Elément de commande Millenium 3/6 commandes, avec interface IR | Switch Sensor 3/6gang IR | 6129/21-981-500 Control element, 3/6gang, with IR interface multi-function/colour concept |  | 5.14
2CKA006120A0072 | 6120/13-500 | Active | 4011395102275 | 135.38 | 1 | 1 | stuk | KNX - Busch PriOn | BE31170 | TL (KNX BJE (non DIN)) | stuk | Power Buskoppelaar | BCU - Coupleur de bus Busch-pr KNX Bus Power-Coupler Uni | BA/U1.24.1 Busankoppler, 24V | 6120/13-500 Flush-mounted power bus coupler Busch-priOn® |  | 5.14
2CKA006120A0075 | 6120/12-101-500 | Active | 4011395135488 | 97.83 | 1 | 1 | stuk | KNX - Busch PriOn | BE31170 | TL (KNX BJE (non DIN)) | stuk | KNX busaankoppeling | BCU - Coupleur de bus Busch | BA/U5.2, Busankoppler | 6120/12-101-500 Flush-mounted bus coupler |  | 5.14
2CKA006123A0001 | 6123/20-500 | Active | 4011395157978 | 4.97 | 1 | 1 | stuk | KNX - Millenium | BE31170 | TL (KNX BJE (non DIN)) | stuk | Labeling symboolMillenium Verlichting symbool | Etiquetage Millenium symbol éclairage | symbol lighting 1 | 6123/20-500 Labelling symbol for lighting
2CKA006123A0002 | 6123/21-500 | Active | 4011395157985 | 4.97 | 1 | 1 | stuk | KNX - Millenium | BE31170 | TL (KNX BJE (non DIN)) | stuk | Labeling symboolMillenium Jaloezieën symbool | Etiquetage Millenium Symbol Jalousie | symbol blinds | 6123/21-500 Labelling symbol for blinds
2CKA006123A0003 | 6123/22-500 | Active | 4011395157992 | 4.97 | 1 | 1 | stuk | KNX - Millenium | BE31170 | TL (KNX BJE (non DIN)) | stuk | Labeling symboolMillenium sfeer symbool | Etiquetage Millenium symbol ambiance | symbol scene | 6123/22-500 Labelling symbol for scene
2CKA006123A0004 | 6123/23-500 | Active | 4011395158012 | 4.97 | 1 | 1 | stuk | KNX - Millenium | BE31170 | TL (KNX BJE (non DIN)) | stuk | Labeling symboolMillenium Temp. symbool | Etiquetage Millenium symbol temperature | symbol temperature | 6123/23-500 Labelling symbol for marking "temperature"
2CKA006123A0005 | 6123/24-500 | Active | 4011395176450 | 4.97 | 1 | 1 | stuk | KNX - Millenium | BE31170 | TL (KNX BJE (non DIN)) | stuk | 6123/24-500 Symboollabel plafondlampMillenium | 6123/24-500 PICTOGRAMME PLAFONNIER | symbol lighting 2 | 6123/24-500 Symbol for marking "ceiling light"
2CKA006123A0006 | 6123/26-500 | Active | 4011395176467 | 4.97 | 1 | 1 | stuk | KNX - Millenium | BE31170 | TL (KNX BJE (non DIN)) | stuk | 6123/26-500 Symboollabel ventilatorMillenium | 6123/26-500 PICTOGRAMME CLIMATISATON | symbol fan coil | 6123/26-500 Symbol for marking "Fan Coil"
2CKA006132A0259 | 6122/02-81 | Limited | 4011395135167 | 130.79 | 1 | 1 | stuk | KNX - Solo | BE31170 | TL (KNX BJE (non DIN)) | stuk | KNX - Solo 6122/02-81 | Busch-Guard anthracite KNX, 180-capteur encastré comfort II Multilens | Busch-Watchdog anthracite KNX, 180 flush mounted comfort sensor II Multi-lens | 6122/02-81 Busch-Watchdog 180 flush-mounted comfort sensor II with multi-lens |  | 5.14
2CKA006132A0260 | 6122/02-82 | Limited | 4011395135174 | 129.64 | 1 | 1 | stuk | KNX - Solo | BE31170 | TL (KNX BJE (non DIN)) | stuk | KNX - Solo 6122/02-82 | Busch-Guard savane/blanc ivoire KNX, 180-capteur encastré comfort II Multilens | Busch-Watchdog savanna/ivory white KNX, 180 flush mounted comfort sensor II Multi-lens | 6122/02-82 Busch-Watchdog 180 flush-mounted comfort sensor II with multi-lens |  | 5.14
2CKA006132A0261 | 6122/02-83 | Limited | 4011395135181 | 133.09 | 1 | 1 | stuk | KNX - Solo | BE31170 | TL (KNX BJE (non DIN)) | stuk | KNX - Solo 6122/02-83 | Busch-Guard argent aluminium KNX, 180-capteur encastré comfort II Multilens | Busch-Watchdog aluminium silver KNX, 180 flush mounted comfort sensor II Multi-lens | 6122/02-83 Busch-Watchdog 180 flush-mounted comfort sensor II with multi-lens |  | 5.14
2CKA006132A0262 | 6122/02-84 | Limited | 4011395135198 | 129.64 | 1 | 1 | stuk | KNX - Solo | BE31170 | TL (KNX BJE (non DIN)) | stuk | KNX wachtersensorMulti s-studiowit | KNX Dét de mouv. 180 comfort | Watchdog 180 comfort FM | 6122/02-84 Busch-Watchdog 180 flush-mounted comfort sensor II with multi-lens |  | 5.14
2CKA006132A0263 | 6122/02-84-500 | Limited | 4011395135211 | 132.24 | 1 | 1 | stuk | KNX - Solo | BE31170 | TL (KNX BJE (non DIN)) | stuk | KNX - Solo 6122/02-84-500 | Busch-Guard davos/blanc studio KNX, 180-capteur encastré comfort II Multilens | SBW/U2.1.1, Solo, Bewegung, Komfort, ws | 6122/02-84-500 Busch-Watchdog 180 flush-mounted comfort sensor II with multi-lens |  | 5.14
2CKA006132A0267 | 6122/02-866 | Limited | 4011395135266 | 141.11 | 1 | 1 | stuk | KNX - Solo | BE31170 | TL (KNX BJE (non DIN)) | stuk | KNX - Solo 6122/02-866 | Busch-Guard acier inoxydable KNX, 180-capteur encastré comfort II Multilens | Busch-Watchdog stainless steel KNX, 180 flush mounted comfort sensor II Multi-lens | 6122/02-866 Busch-Watchdog 180 flush-mounted comfort sensor II with multi-lens |  | 5.14
2CKA006132A0268 | 6122/02-803 | Limited | 4011395135273 | 133.09 | 1 | 1 | stuk | KNX - Solo | BE31170 | TL (KNX BJE (non DIN)) | stuk | KNX - Solo 6122/02-803 | Busch-Guard meteor/grijsmetallic KNX, 180-capteur encastré comfort II Multilens | Busch-Watchdog meteor/grey metallic KNX, 180 flush mounted comfort sensor II Multi-lens | 6122/02-803 Busch-Watchdog 180 flush-mounted comfort sensor II with multi-lens |  | 5.14
2CKA006132A0270 | 6122/02-884 | Limited | 4011395135297 | 133.09 | 1 | 1 | stuk | KNX - Solo | BE31170 | TL (KNX BJE (non DIN)) | stuk | KNX - Solo 6122/02-884 | Busch-Guard matt blanc studio KNX, 180-capteur encastré comfort II Multilens | Busch-Watchdog studio white matt KNX, 180 flush mounted comfort sensor II Multi-lens | 6122/02-884 Busch-Watchdog 180 flush-mounted comfort sensor II with multi-lens |  | 5.14
2CKA006132A0271 | 6122/02-885 | Limited | 4011395135303 | 133.09 | 1 | 1 | stuk | KNX - Solo | BE31170 | TL (KNX BJE (non DIN)) | stuk | KNX - Solo 6122/02-885 | Busch-Guard matt noir KNX, 180-capteur encastré comfort II Multilens | Busch-Watchdog black matte KNX, 180 flush mounted comfort sensor II Multi-lens | 6122/02-885 Busch-Watchdog 180 flush-mounted comfort sensor II with multi-lens |  | 5.14
2CKA006132A0283 | 6122/02-81-500 | Limited | 4011395140604 | 133.41 | 1 | 1 | stuk | KNX - Solo | BE31170 | TL (KNX BJE (non DIN)) | stuk | KNX - Solo 6122/02-81-500 | Busch-Guard anthracite 180-capteur encastré comfort II Multilens | Busch-Watchdog anthracite 180 flush mounted comfort sensor II Multi-lens | 6122/02-81-500 Busch-Watchdog 180 flush-mounted comfort sensor II with multi-lens |  | 5.14
2CKA006132A0284 | 6122/02-82-500 | Limited | 4011395140611 | 132.24 | 1 | 1 | stuk | KNX - Solo | BE31170 | TL (KNX BJE (non DIN)) | stuk | KNX - Solo 6122/02-82-500 | Busch-Guard savane/blanc ivoire KNX, 180-capteur encastré comfort II Multilens | Busch-Watchdog savanna/ivory white 180 flush mounted comfort sensor II Multi-lens | 6122/02-82-500 Busch-Watchdog 180 flush-mounted comfort sensor II with multi-lens |  | 5.14
2CKA006132A0285 | 6122/02-83-500 | Limited | 4011395140628 | 135.74 | 1 | 1 | stuk | KNX - Solo | BE31170 | TL (KNX BJE (non DIN)) | stuk | KNX - Solo 6122/02-83-500 | Busch-Guard argent aluminium 180-capteur encastré comfort II Multilens | Busch-Watchdog aluminium silver 180 flush mounted comfort sensor II Multi-lens | 6122/02-83-500 Busch-Watchdog 180 flush-mounted comfort sensor II with multi-lens |  | 5.14
2CKA006132A0289 | 6122/02-866-500 | Limited | 4011395140666 | 143.94 | 1 | 1 | stuk | KNX - Solo | BE31170 | TL (KNX BJE (non DIN)) | stuk | KNX - Solo 6122/02-866-500 | Busch-Guard acier inoxydable 180-capteur encastré comfort II Multilens | Busch-Watchdog stainless steel 180 flush mounted comfort sensor II Multi-lens | 6122/02-866-500 Busch-Watchdog 180 flush-mounted comfort sensor II with multi-lens |  | 5.14
2CKA006132A0290 | 6122/02-803-500 | Limited | 4011395140673 | 135.74 | 1 | 1 | stuk | KNX - Solo | BE31170 | TL (KNX BJE (non DIN)) | stuk | KNX - Solo 6122/02-803-500 | Busch-Guard meteor/grijsmetallic 180-capteur encastré comfort II Multilens | Busch-Watchdog meteor/grey metallic 180 flush mounted comfort sensor II Multi-lens | 6122/02-803-500 Busch-Watchdog 180 flush-mounted comfort sensor II with multi-lens |  | 5.14
2CKA006132A0292 | 6122/02-884-500 | Limited | 4011395140697 | 135.74 | 1 | 1 | stuk | KNX - Solo | BE31170 | TL (KNX BJE (non DIN)) | stuk | KNX - Solo 6122/02-884-500 | Busch-Guard matt blanc studio 180-capteur encastré comfort II Multilens | Busch-Watchdog white matt 180 flush mounted comfort sensor II Multi-lens | 6122/02-884-500 Busch-Watchdog 180 flush-mounted comfort sensor II with multi-lens |  | 5.14
2CKA006132A0293 | 6122/02-885-500 | Limited | 4011395140703 | 135.74 | 1 | 1 | stuk | KNX - Solo | BE31170 | TL (KNX BJE (non DIN)) | stuk | KNX - Solo 6122/02-885-500 | Busch-Guard matt noir 180-capteur encastré comfort II Multilens | Busch-Watchdog black matte 180 flush mounted comfort sensor II Multi-lens | 6122/02-885-500 Busch-Watchdog 180 flush-mounted comfort sensor II with multi-lens |  | 5.14
2CKA006132A0313 | 6179/01-204-500 | Active | 4011395168547 | 301.91 | 1 | 1 | stuk | Motion Detectors | BE31170 | TL (KNX BJE (non DIN)) | stuk | BJ-Wächter KNX 220MasterLine wit | Busch-Guard KNX 220 MasterLine, blanc | BM/A 1.1.1 Wächter-Sensor, basic, ws, AP | 6179/01-204-500 Busch-Watchdog 220 MasterLINE KNX |  | 5.14
2CKA006132A0314 | 6179/01-208-500 | Active | 4011395168561 | 303.08 | 1 | 1 | stuk | Motion Detectors | BE31170 | TL (KNX BJE (non DIN)) | stuk | BJ-Wächter KNX 220MasterLine zilver | Busch-Guard KNX 220 MasterLine, argent | Busch-Watchdog KNX 220 MasterLine, silver | 6179/01-208-500 Busch-Watchdog 220 MasterLINE KNX |  | 5.14
2CKA006132A0317 | 6179/02-204-500 | Active | 4011395168615 | 399.05 | 1 | 1 | stuk | Motion Detectors | BE31170 | TL (KNX BJE (non DIN)) | stuk | BJ-Wächter KNX 220MasterLinePRemium wit | Busch-Guard KNX 220 MasterLine premium, blanc | BM/A2.1.1 Wächter-Sensor, premium ws, AP | 6179/02-204-500 Busch-Watchdog 220 MasterLINE KNX premium | B106020960 | 5.14
2CKA006132A0318 | 6179/02-208-500 | Active | 4011395168622 | 403.73 | 1 | 1 | stuk | Motion Detectors | BE31170 | TL (KNX BJE (non DIN)) | stuk | BJ-Wächter KNX 220MasterLinePRemium zilver | Busch-Guard KNX 220 MasterLine premium, argent | Busch-Watchdog KNX 220 MasterLine premium, silver | 6179/02-208-500 Busch-Watchdog 220 MasterLINE KNX premium | B106020960 | 5.14
2CKA006132A0320 | 6179-500 | Active | 4011395168653 | 23.29 | 1 | 1 | stuk | Motion Detectors | BE31170 | TL (KNX BJE (non DIN)) | stuk | IR afst,sBedien.BJ-Wachter KNX | Télécommande IR pour Busch-Wachter KNX | IRHS2.1, IR Handsender, Wächter Sensor | 6179-500 IR remote control KNX | B106020960 | 5.14
2CKA006132A0331 | 6131/21-24 | Active | 4011395185773 | 164.06 | 1 | 1 | stuk | Presence Detectors | BE31170 | TL (KNX BJE (non DIN)) | stuk | KNX BWPResenttechMiniPRemium wit | 6131/21-24 Détecteur de présence Busch mini premium KNX, blanc studio mat, chien de garde Busch monté en surface, détecteur de présence | KNX Presence Mini Pre W | 6131/21-24 Busch-Presence detector mini premium KNX 8 meters |  | 5.14
2CKA006132A0342 | 6131/20-24-500 | Active | 4011395185889 | 138.1 | 1 | 1 | stuk | Presence Detectors | BE31170 | TL (KNX BJE (non DIN)) | stuk | 6131/20-24-500 BJ-PresenceMini KNX 8Ms | Busch-Guard Presence Mini détecteur de présence KNX, blanc alpin | PM/A1.5.1.1, Präsenz Mini, ws, UP | 6131/20-24-500 Busch-Presence detector mini KNX 8 meters |  | 5.14
2CKA006132A0343 | 6131/20-183-500 | Active | 4011395185896 | 149.78 | 1 | 1 | stuk | Presence Detectors | BE31170 | TL (KNX BJE (non DIN)) | stuk | 6131/20-183-500 BJ-PresenceMini KNX 8Ms | Busch-Guard Presence Mini S détecteur de présence KNX, argent alu | Watchdog Presence Mini S KNX presence detector, aluminium silver | 6131/20-183-500 Busch-Presence detector mini KNX 8 meters |  | 5.14
2CKA006132A0344 | 6131/21-24-500 | Active | 4011395185902 | 167.35 | 1 | 1 | stuk | Presence Detectors | BE31170 | TL (KNX BJE (non DIN)) | stuk | 6131/21-24-500 BJ-PresenceMini premium KNX 8Ms | Busch-Guard Presence Mini Premium détecteur de présence KNX, blanc alpin | PM/A2.5.1.1, Präsenz Mini, Prem, ws, UP | 6131/21-24-500 Busch-Presence detector mini premium KNX 8 meters |  | 5.14
2CKA006132A0345 | 6131/21-183-500 | Active | 4011395185919 | 177.87 | 1 | 1 | stuk | Presence Detectors | BE31170 | TL (KNX BJE (non DIN)) | stuk | 6131/21-183-500 BJ-PresenceMini premium KNX 8Ms | Busch-Guard Presence Mini Premium détecteur de présence KNX, argent alu | Watchdog Presence Mini Premium KNX presence detector, aluminium silver | 6131/21-183-500 Busch-Presence detector mini premium KNX 8 meters |  | 5.14
2CKA006132A0346 | 6131/30-24-500 | Active | 4011395185926 | 163.84 | 1 | 1 | stuk | Presence Detectors | BE31170 | TL (KNX BJE (non DIN)) | stuk | 6131/30-24-500 BJ-Presence KNX 12Ms | Busch-Guard Presence normal détecteur de présence KNX, blanc alpin | PM/A1.8.1.1, Präsenz Basic, ws, UP | 6131/30-24-500 Busch-Presence detector KNX 12 meters |  | 5.14
2CKA006132A0347 | 6131/30-183-500 | Active | 4011395185933 | 174.37 | 1 | 1 | stuk | Presence Detectors | BE31170 | TL (KNX BJE (non DIN)) | stuk | 6131/30-183-500 BJ-Presence KNX 12Ms | Busch-Guard Presence normal détecteur de présence KNX, argent alu | Watchdog Presence- normal KNX presence detector, aluminium silver | 6131/30-183-500 Busch-Presence detector KNX 12 meters |  | 5.14
2CKA006132A0348 | 6131/31-24-500 | Active | 4011395185940 | 204.79 | 1 | 1 | stuk | Presence Detectors | BE31170 | TL (KNX BJE (non DIN)) | stuk | 6131/31-24-500 BJ-Presence premium KNX 12Ms | Busch-Guard Presence Premium détecteur de présence KNX, blanc alpin | Watchdog Presence Premium KNX presence detector, alpine white | 6131/31-24-500 Busch-Presence detector premium KNX 12 meters |  | 5.14
2CKA006132A0349 | 6131/31-183-500 | Active | 4011395185964 | 214.15 | 1 | 1 | stuk | Presence Detectors | BE31170 | TL (KNX BJE (non DIN)) | stuk | 6131/31-183-500 BJ-Presence premium KNX 12Ms | Busch-Guard Presence Premium détecteur de présence KNX, argent alu | Watchdog Presence Premium KNX presence detector, aluminium silver | 6131/31-183-500 Busch-Presence detector premium KNX 12 meters |  | 5.14
2CKA006132A0350 | 6131/40-24-500 | Active | 4011395185971 | 237.55 | 1 | 1 | stuk | Presence Detectors | BE31170 | TL (KNX BJE (non DIN)) | stuk | 6131/40-24-500 BJ-Watchdog Sky KNX 24Ms | Busch-Guard Presence Sky détecteur de présence KNX, blanc alpin | PM/A1.22.1.1, Präsenz Sky, ws, UP | 6131/40-24-500 Busch-Watchdog Sky KNX 24 meters |  | 5.14
2CKA006132A0351 | 6131/29-24-500 | Active | 4011395185988 | 10.3 | 1 | 1 | stuk | Presence Detectors | BE31170 | TL (KNX BJE (non DIN)) | stuk | PResence techMINI B-WPResent tech wit | Boîtier apparent Presence tech MINI pour B-W Present tech, blanc | AG/A1.1.1, Gehäuse Präsenz Mini, ws, AP | 6131/29-24-500 Surface-mounting box For Busch-Presence detector mini KNX |  | 5.14
2CKA006132A0352 | 6131/29-183-500 | Active | 4011395185995 | 15.45 | 1 | 1 | stuk | Presence Detectors | BE31170 | TL (KNX BJE (non DIN)) | stuk | Presence Detectors 6131/29-183-500 | Boîtier apparent Presence tech MINI pour B-W Present tech, argent alu | Mounting Box Presence tech MINI for Busch-Wachter Present tech, alu.sil. | 6131/29-183-500 Surface-mounting box For Busch-Presence detector mini KNX |  | 5.14
2CKA006132A0353 | 6131/39-24-500 | Active | 4011395186008 | 10.3 | 1 | 1 | stuk | Presence Detectors | BE31170 | TL (KNX BJE (non DIN)) | stuk | Presence Detectors 6131/39-24-500 | Boîtier apparent Presence tech normal/ premium pour B-W Present tech, blanc | AG/A2.1.1, Gehäuse Präsenz Basic, ws AP | 6131/39-24-500 Surface-mounting box For Busch-Presence detector KNX, Busch-Watchdog Sky KNX and Busch-Presence detector Corridor KNX |  | 5.14
2CKA006132A0354 | 6131/39-183-500 | Active | 4011395186015 | 15.45 | 1 | 1 | stuk | Presence Detectors | BE31170 | TL (KNX BJE (non DIN)) | stuk | Presence Detectors 6131/39-183-500 | Boîtier apparent Presence tech normal/premium pour B-W Present tech, argent alu | Mounting Box Presence tech normal/premium for Busch-Wachter Present tech, alu.sil. | 6131/39-183-500 Surface-mounting box For Busch-Presence detector KNX, Busch-Watchdog Sky KNX and Busch-Presence detector Corridor KNX |  | 5.14
2CKA006132A0373 | 6122/10-212-500 | Active | 4011395211236 | 141.6 | 1 | 1 | stuk | Motion Detectors | BE31170 | TL (KNX BJE (non DIN)) | stuk | Motion Detectors 6122/10-212-500 | 6122/10-212-500 Busch-Watchdog sensor 180 FM standard, select with integrated bus coupler | BW standard BS | 6122/10-212-500 Busch-Watchdog sensor 180 FM standard, select with integrated bus coupler |  | 5.14
2CKA006132A0374 | 6122/10-214-500 | Active | 4011395211243 | 141.6 | 1 | 1 | stuk | Motion Detectors | BE31170 | TL (KNX BJE (non DIN)) | stuk | Motion Detectors 6122/10-214-500 | 6122/10-214-500 Busch-Watchdog sensor 180 FM standard, select with integrated bus coupler | BW standard BS | 6122/10-214-500 Busch-Watchdog sensor 180 FM standard, select with integrated bus coupler |  | 5.14
2CKA006132A0377 | 6122/10-82-500 | Active | 4011395211274 | 145.11 | 1 | 1 | stuk | KNX - Solo | BE31170 | TL (KNX BJE (non DIN)) | stuk | KNX - Solo 6122/10-82-500 | 6122/10-82-500 Busch-Watchdog sensor 180 FM standard, select with integrated bus coupler | BW standard BS | 6122/10-82-500 Busch-Watchdog sensor 180 FM standard, select with integrated bus coupler |  | 5.14
2CKA006132A0378 | 6122/10-83-500 | Active | 4011395211281 | 148.62 | 1 | 1 | stuk | KNX - Solo | BE31170 | TL (KNX BJE (non DIN)) | stuk | KNX - Solo 6122/10-83-500 | 6122/10-83-500 Busch-Watchdog sensor 180 FM standard, select with integrated bus coupler | BW standard BS | 6122/10-83-500 Busch-Watchdog sensor 180 FM standard, select with integrated bus coupler |  | 5.14
2CKA006132A0379 | 6122/10-84-500 | Active | 4011395211298 | 145.11 | 1 | 1 | stuk | KNX - Solo | BE31170 | TL (KNX BJE (non DIN)) | stuk | KNX - Solo 6122/10-84-500 | 6122/10-84-500 Busch-Watchdog sensor 180 FM standard, select with integrated bus coupler | BW standard BS | 6122/10-84-500 Busch-Watchdog sensor 180 FM standard, select with integrated bus coupler |  | 5.14
2CKA006132A0380 | 6122/10-884-500 | Active | 4011395211311 | 148.62 | 1 | 1 | stuk | KNX - Solo | BE31170 | TL (KNX BJE (non DIN)) | stuk | KNX - Solo 6122/10-884-500 | 6122/10-884-500 Busch-Watchdog sensor 180 FM standard, select with integrated bus coupler | BW standard BS | 6122/10-884-500 Busch-Watchdog sensor 180 FM standard, select with integrated bus coupler |  | 5.14
2CKA006132A0381 | 6122/10-885-500 | Active | 4011395211328 | 148.62 | 1 | 1 | stuk | KNX - Solo | BE31170 | TL (KNX BJE (non DIN)) | stuk | KNX - Solo 6122/10-885-500 | 6122/10-885-500 Busch-Watchdog sensor 180 FM standard, select with integrated bus coupler | BW standard BS | 6122/10-885-500 Busch-Watchdog sensor 180 FM standard, select with integrated bus coupler |  | 5.14
2CKA006132A0382 | 6122/10-803-500 | Active | 4011395211335 | 148.62 | 1 | 1 | stuk | KNX - Solo | BE31170 | TL (KNX BJE (non DIN)) | stuk | KNX - Solo 6122/10-803-500 | 6122/10-803-500 Busch-Watchdog sensor 180 FM standard, select with integrated bus coupler | BW standard BS | 6122/10-803-500 Busch-Watchdog sensor 180 FM standard, select with integrated bus coupler |  | 5.14
2CKA006132A0385 | 6122/10-866-500 | Active | 4011395211366 | 152.12 | 1 | 1 | stuk | KNX - Solo | BE31170 | TL (KNX BJE (non DIN)) | stuk | KNX - Solo 6122/10-866-500 | 6122/10-866-500 Busch-Watchdog sensor 180 FM standard, select with integrated bus coupler | BW standard BS | 6122/10-866-500 Busch-Watchdog sensor 180 FM standard, select with integrated bus coupler |  | 5.14
2CKA006132A0399 | 6131/50-24-500 | Active | 4011395216446 | 191.59 | 1 | 1 | stuk | Presence Detectors | BE31170 | TL (KNX BJE (non DIN)) | stuk | BJ-Presence Corridor KNX Studio witMatt | Busch-Presence detector Corridor KNX Studio blanc matt | 6131/50-24-500 Präsenz Corridor, WS, UP | 6131/50-24-500 Busch-Presence detector Corridor KNX 30 meters |  | 5.14
2CKA006132A0403 | 6131/38-24-500 | Active | 4011395216552 | 8.31 | 1 | 1 | stuk | Presence Detectors | BE31170 | TL (KNX BJE (non DIN)) | stuk | Presence Detectors 6131/38-24-500 | Rondelle pour montage sur box-VDE pour Busch-Wachter Present tech, blanc | Zwischenring Präsenzmelder, weiß, AP | 6131/38-24-500 Intermediate ring for VDE flush-mounted box For Busch-Presence detector KNX, Busch-Watchdog Sky KNX and Busch-Presence detector Corridor KNX
2CKA006132A0404 | 6131/38-183-500 | Active | 4011395216583 | 13.45 | 1 | 1 | stuk | Presence Detectors | BE31170 | TL (KNX BJE (non DIN)) | stuk | Presence Detectors 6131/38-183-500 | Rondelle pour montage sur box-VDE pour Busch-Wachter Present tech, blanc | Intermediatering for mounting on VDE box for Busch-Wachter Present tech, white | 6131/38-183-500 Intermediate ring for VDE flush-mounted box For Busch-Presence detector KNX, Busch-Watchdog Sky KNX and Busch-Presence detector Corridor KNX
2CKA006132A0413 | 6131/51-24-500 | Active | 4011395222294 | 231.75 | 1 | 1 | stuk | Presence Detectors | BE31170 | TL (KNX BJE (non DIN)) | stuk | KNX BWPResenttech corridorPRemium wit | Détecteur de présence KNX couloir blanc inb. | 6131/51-24-500 Präsenz Cor, Prem, WS, UP | 6131/51-24-500 Busch-Presence detector Corridor premium KNX 30 meters |  | 5.14
2CKA006133A0200 | 6149/21 | Active | 4011395116623 | 290.26 | 1 | 1 | stuk | KNX - Busch PriOn | BE31170 | TL (KNX BJE (non DIN)) | stuk | progmeer interface/adapter | 6149/21 Programming Interface/Ada | Programming Interface / adapte | 6149/21 Commissioning interface/adapter |  | 5.14
2CKA006133A0201 | 6149/21-500 | Active | 4011395118962 | 290.26 | 1 | 1 | stuk | KNX - Busch PriOn | BE31170 | TL (KNX BJE (non DIN)) | stuk | progmeer interface/adapter | 6149/21-500 Programming Interface/Ada | AI/Z1.1 Adapter Inbetriebnahme | 6149/21-500 Commissioning interface/adapter |  | 5.14
2CKA006133A0220 | 6108/06 | Active | 4011395210918 | 76.51 | 1 | 1 | stuk | Push Button Coupling Units | BE31170 | TL (KNX BJE (non DIN)) | stuk | KNX sensor sokkel BA 1/2v inb | 6108/06 Push-button coupler 1/2gang with integrated bus coupler | Push-button coupler 2gang | 6108/06 Push-button coupler 1/2gang with integrated bus coupler |  | 5.14
2CKA006133A0221 | 6108/06-500 | Active | 4011395210925 | 78.05 | 1 | 1 | stuk | Push Button Coupling Units | BE31170 | TL (KNX BJE (non DIN)) | stuk | sensor 1/2v KNXRTR | Bouton poussoir 1/2v KNX Avec RTR | FM pushbutton coupling 1/2gang KNX with RTR | 6108/06-500 Push-button coupler 1/2gang with integrated bus coupler |  | 5.14
2CKA006133A0222 | 6108/07 | Active | 4011395210932 | 87.19 | 1 | 1 | stuk | Push Button Coupling Units | BE31170 | TL (KNX BJE (non DIN)) | stuk | KNX sensor sokkel BA 2/4v inb | 6108/07 Push-button coupler 2/4gang with integrated bus coupler | Push-button coupler 4gang | 6108/07 Push-button coupler 2/4gang with integrated bus coupler |  | 5.14
2CKA006133A0223 | 6108/07-500 | Active | 4011395210949 | 88.94 | 1 | 1 | stuk | Push Button Coupling Units | BE31170 | TL (KNX BJE (non DIN)) | stuk | sensor 2/4 KNXRTR | Bouton poussoir 2/4v encastré KNX Avec RTR | FM pushbutton coupling 2/4gang KNX with RTR | 6108/07-500 Push-button coupler 2/4gang with integrated bus coupler |  | 5.14
2CKA006133A0224 | 6108/06-AP | Active | 4011395210956 | 76.07 | 1 | 1 | stuk | KNX - Ocean | BE31170 | TL (KNX BJE (non DIN)) | stuk | KNX - Ocean 6108/06-AP | Commande/Coupleur de bus KNX Ocean ou commutateur conventionel | Push-button coupler 2g AP | 6108/06-AP Push-button coupler 1/2gang with integrated bus coupler |  | 5.14
2CKA006133A0225 | 6108/06-AP-500 | Active | 4011395210963 | 76.07 | 1 | 1 | stuk | KNX - Ocean | BE31170 | TL (KNX BJE (non DIN)) | stuk | KNX - Ocean 6108/06-AP-500 | Commande/Coupleur de bus Ocean ou commutateur conventionel | Push-button coupler 1/2g Ocean or conventional rockers | 6108/06-AP-500 Push-button coupler 1/2gang with integrated bus coupler |  | 5.14
2CKA006133A0226 | 6108/07-AP | Active | 4011395210970 | 87.19 | 1 | 1 | stuk | KNX - Ocean | BE31170 | TL (KNX BJE (non DIN)) | stuk | KNX sensor basis BA 2/4v ocean | 6108/07-AP Push-button coupler 2/4gang with integrated bus coupler | Push-button coupler 4g AP | 6108/07-AP Push-button coupler 2/4gang with integrated bus coupler |  | 5.14
2CKA006134A0309 | 6124/08-981-500 | Active | 4011395189122 | 236.33 | 1 | 1 | stuk | KNX - Millenium | BE31170 | TL (KNX BJE (non DIN)) | stuk | 6124/08-981-500 KamerhermostaatMillenium | 6124/08-981-500 Thermostat pièce, Millenium | Room Thermostat | 6124/08-981-500 Room thermostat heating/cooling operation/FanCoil |  | 5.14
2CKA006134A0317 | 6109/28-500 | Active | 4011395208793 | 322.98 | 1 | 1 | stuk | Push Button Coupling Units | BE31170 | TL (KNX BJE (non DIN)) | stuk | KNX ruimtethermo. CO2 inb. | 6109/28-500 Room temperature controller with CO2/moisture sensor Heating/cooling operation | KNX rtc CO2 | 6109/28-500 Room temperature controller with CO2/moisture sensor Heating/cooling operation |  | 5.14
2CKA006134A0318 | 6108/18 | Active | 4011395210994 | 197.34 | 1 | 1 | stuk | Push Button Coupling Units | BE31170 | TL (KNX BJE (non DIN)) | stuk | KNX sensor sokkel BA RTR inb | 6108/18 thermostat pièce avec écran, noir, coupleur à bouton-poussoir KNX | RTC | 6108/18 Room thermostat with display Heating/cooling operation |  | 5.14
2CKA006134A0331 | 6128/28-81-500 | Active | 4011395213810 | 181.38 | 1 | 1 | stuk | KNX - Solo | BE31170 | TL (KNX BJE (non DIN)) | stuk | KNX - Solo 6128/28-81-500 | 6128/28-81-500 Élément de commande, 2/4 interrupteurs, avec RTC, anthracite, contrôleur de bobine ventilateur | RTC Control element 2/4g | 6128/28-81-500 Control element, 2/4gang, with RTC multi-function/colour concept |  | 5.14
2CKA006134A0332 | 6128/28-82-500 | Active | 4011395213827 | 179.05 | 1 | 1 | stuk | KNX - Solo | BE31170 | TL (KNX BJE (non DIN)) | stuk | KNX - Solo 6128/28-82-500 | 6128/28-82-500 Élément de commande, 2/4 interrupteurs, avec RTC, blanc ivoire, contrôleur de bobine ventilateur | RTC Control element 2/4g | 6128/28-82-500 Control element, 2/4gang, with RTC multi-function/colour concept |  | 5.14
2CKA006134A0333 | 6128/28-83-500 | Active | 4011395213834 | 184.88 | 1 | 1 | stuk | KNX - Solo | BE31170 | TL (KNX BJE (non DIN)) | stuk | KNX - Solo 6128/28-83-500 | 6128/28-83-500 Élément de commande, 2/4 interrupteurs, avec RTC, argent aluminium, contrôleur de bobine ventilateur | RTC Control element 2/4g | 6128/28-83-500 Control element, 2/4gang, with RTC multi-function/colour concept |  | 5.14
2CKA006134A0334 | 6128/28-84-500 | Active | 4011395213841 | 179.05 | 1 | 1 | stuk | KNX - Solo | BE31170 | TL (KNX BJE (non DIN)) | stuk | KNX - Solo 6128/28-84-500 | 6128/28-84-500 Élément de commande, 2/4 interrupteurs, avec RTC, blanc studio, contrôleur de bobine ventilateur | SBR/U2.1.2, Solo, RTR / Bedienteil, 2f, ws | 6128/28-84-500 Control element, 2/4gang, with RTC multi-function/colour concept |  | 5.14
2CKA006134A0335 | 6128/28-866-500 | Active | 4011395213858 | 188.4 | 1 | 1 | stuk | KNX - Solo | BE31170 | TL (KNX BJE (non DIN)) | stuk | KNX - Solo 6128/28-866-500 | 6128/28-866-500 Élément de commande, 2/4 interrupteurs, avec RTC, acier inoxydable, contrôleur de bobine ventilateur | RTC Control element 2/4g | 6128/28-866-500 Control element, 2/4gang, with RTC multi-function/colour concept |  | 5.14
2CKA006134A0336 | 6128/28-803-500 | Active | 4011395213865 | 184.88 | 1 | 1 | stuk | KNX - Solo | BE31170 | TL (KNX BJE (non DIN)) | stuk | KNX - Solo 6128/28-803-500 | 6128/28-803-500 Élément de commande, 2/4 interrupteurs, avec RTC, gris métallique, contrôleur de bobine ventilateur | RTC Control element 2/4g | 6128/28-803-500 Control element, 2/4gang, with RTC multi-function/colour concept |  | 5.14
2CKA006134A0338 | 6128/28-884-500 | Active | 4011395213889 | 184.88 | 1 | 1 | stuk | KNX - Solo | BE31170 | TL (KNX BJE (non DIN)) | stuk | KNX - Solo 6128/28-884-500 | 6128/28-884-500 Élément de commande, 2/4 interrupteurs, avec RTC, blanc studio, mat, contrôleur de bobine ventilateur | RTC Control element 2/4g | 6128/28-884-500 Control element, 2/4gang, with RTC multi-function/colour concept |  | 5.14
2CKA006134A0339 | 6128/28-885-500 | Active | 4011395213896 | 184.88 | 1 | 1 | stuk | KNX - Solo | BE31170 | TL (KNX BJE (non DIN)) | stuk | KNX - Solo 6128/28-885-500 | 6128/28-885-500 Élément de commande, 2/4 interrupteurs, avec RTC, noir mat, contrôleur de bobine ventilateur | RTC Control element 2/4g | 6128/28-885-500 Control element, 2/4gang, with RTC multi-function/colour concept |  | 5.14
2CKA006134A0342 | 6128/28-840-500 | Active | 4011395217245 | 210.63 | 1 | 1 | stuk | KNX - Solo | BE31170 | TL (KNX BJE (non DIN)) | stuk | KNX - Solo 6128/28-840-500 | 6128/28-840-500 Élément de commande, 2/4 interrupteurs, avec RTC, laiton antique, contrôleur de bobine ventilateur KNX | RTC Control element 2/4g | 6128/28-840-500 Control element, 2/4gang, with RTC multi-function/colour concept |  | 5.14
2CKA006134A0346 | SAR/A1.0.1-24 | Active | 4011395252093 | 66.35 | 1 | 1 | stuk | Thermostats | BE31170 | TL (KNX BJE (non DIN)) | stuk | Thermostats SAR/A1.0.1-24 | Analog Room Control Units ClimaEco temperature control | Analog Room Control Units ClimaEco temperature control | SAR/A1.0.1-24 Room temperature controller control element ABB Tenton® |  | 5.14
2CKA006134A0348 | SAF/A1.0.1-24 | Active | 4011395252116 | 83.2 | 1 | 1 | stuk | Thermostats | BE31170 | TL (KNX BJE (non DIN)) | stuk | Thermostats SAF/A1.0.1-24 | Analog Room Control Units ClimaEco temperature control and fancoilspeed | Analog Room Control Units ClimaEco temperature control and fancoilspeed | SAF/A1.0.1-24 Room temperature controller and FanCoil control element ABB Tenton® |  | 5.14
2CKA006135A0142 | 6129/01-81 | Active | 4011395136126 | 204.21 | 1 | 1 | stuk | KNX - Solo | BE31170 | TL (KNX BJE (non DIN)) | stuk | Bedien.antraciet 3/6 IR interface | Elément de commande anthracite 3/6 commandes, avec interface IR | Switch sensor anthracite 3/6 gang, with IR interface | 6129/01-81 Control element, 3/6gang, with IR interface multi-function/colour concept |  | 5.14
2CKA006135A0143 | 6129/01-82 | Active | 4011395136133 | 203.07 | 1 | 1 | stuk | KNX - Solo | BE31170 | TL (KNX BJE (non DIN)) | stuk | KNX - Solo 6129/01-82 | Elément de commande savane/blanc ivoire 3/6 commandes, avec interface IR | Switch sensor savanna/ivory white 3/6 gang, with IR interface | 6129/01-82 Control element, 3/6gang, with IR interface multi-function/colour concept |  | 5.14
2CKA006135A0144 | 6129/01-83 | Active | 4011395136140 | 209.95 | 1 | 1 | stuk | KNX - Solo | BE31170 | TL (KNX BJE (non DIN)) | stuk | Bedien.aluzilver 3/6 IR interface | Elément de commande argent aluminium 3/6 commandes, avec interface IR | Switch sensor aluminium silver 3/6 gang, with IR interface | 6129/01-83 Control element, 3/6gang, with IR interface multi-function/colour concept |  | 5.14
2CKA006135A0145 | 6129/01-84 | Active | 4011395136157 | 203.07 | 1 | 1 | stuk | KNX - Solo | BE31170 | TL (KNX BJE (non DIN)) | stuk | KNX - Solo 6129/01-84 | Elément de commande davos/blanc studio 3/6 commandes, avec interface IR | Switch sensor davos/studio white 3/6 gang, with IR interface | 6129/01-84 Control element, 3/6gang, with IR interface multi-function/colour concept |  | 5.14
2CKA006135A0146 | 6129/01-84-500 | Active | 4011395136164 | 207.13 | 1 | 1 | stuk | KNX - Solo | BE31170 | TL (KNX BJE (non DIN)) | stuk | KNX - Solo 6129/01-84-500 | Elément de commande davos/blanc studio 3/6 commandes, avec interface IR | SBI/U3.1.1, Solo, Bedienteil mit IR, 3f, ws | 6129/01-84-500 Control element, 3/6gang, with IR interface multi-function/colour concept |  | 5.14
2CKA006135A0150 | 6129/01-866 | Active | 4011395136201 | 223.72 | 1 | 1 | stuk | KNX - Solo | BE31170 | TL (KNX BJE (non DIN)) | stuk | Bedien.edelstaal 3/6 IR interface | Elément de commande acier inoxydable 3/6 commandes, avec interface IR | Switch sensor stainless steel 3/6 gang, with IR interface | 6129/01-866 Control element, 3/6gang, with IR interface multi-function/colour concept |  | 5.14
2CKA006135A0151 | 6129/01-803 | Active | 4011395136218 | 209.95 | 1 | 1 | stuk | KNX - Solo | BE31170 | TL (KNX BJE (non DIN)) | stuk | KNX - Solo 6129/01-803 | Elément de commande meteor/grijsmetallic 3/6 commandes, avec interface IR | Switch sensor meteor/grey metallic 3/6 gang, with IR interface | 6129/01-803 Control element, 3/6gang, with IR interface multi-function/colour concept |  | 5.14
2CKA006135A0153 | 6129/01-884 | Active | 4011395136232 | 209.95 | 1 | 1 | stuk | KNX - Solo | BE31170 | TL (KNX BJE (non DIN)) | stuk | Bedien.studiowitMat 3/6 IR interface | Elément de commande matt blanc studio 3/6 commandes, avec interface IR | Switch sensor studio white matt 3/6 gang, with IR interface | 6129/01-884 Control element, 3/6gang, with IR interface multi-function/colour concept |  | 5.14
2CKA006135A0154 | 6129/01-885 | Active | 4011395136249 | 209.95 | 1 | 1 | stuk | KNX - Solo | BE31170 | TL (KNX BJE (non DIN)) | stuk | Bedien.zwMat 3/6 IR interface | Elément de commande matt noir 3/6 commandes, avec interface IR | Switch sensor black matte 3/6 gang, with IR interface | 6129/01-885 Control element, 3/6gang, with IR interface multi-function/colour concept |  | 5.14
2CKA006135A0156 | 6129/01-81-500 | Active | 4011395140949 | 208.3 | 1 | 1 | stuk | KNX - Solo | BE31170 | TL (KNX BJE (non DIN)) | stuk | Bedien.antraciet 3/6 IR interface | Elément de commande anthracite 3/6 commandes, avec interface IR | Switch sensor anthracite 3/6 gang, with IR interface | 6129/01-81-500 Control element, 3/6gang, with IR interface multi-function/colour concept |  | 5.14
2CKA006135A0157 | 6129/01-82-500 | Active | 4011395140956 | 207.13 | 1 | 1 | stuk | KNX - Solo | BE31170 | TL (KNX BJE (non DIN)) | stuk | KNX - Solo 6129/01-82-500 | Elément de commande savane/blanc ivoire 3/6 commandes, avec interface IR | Switch sensor savanna/ivory white 3/6 gang, with IR interface | 6129/01-82-500 Control element, 3/6gang, with IR interface multi-function/colour concept |  | 5.14
2CKA006135A0158 | 6129/01-83-500 | Active | 4011395140963 | 214.15 | 1 | 1 | stuk | KNX - Solo | BE31170 | TL (KNX BJE (non DIN)) | stuk | Bedien.aluzilver 3/6 IR interface | Elément de commande argent aluminium 3/6 commandes, avec interface IR | Switch sensor aluminium silver 3/6 gang, with IR interface | 6129/01-83-500 Control element, 3/6gang, with IR interface multi-function/colour concept |  | 5.14
2CKA006135A0162 | 6129/01-866-500 | Active | 4011395141007 | 228.2 | 1 | 1 | stuk | KNX - Solo | BE31170 | TL (KNX BJE (non DIN)) | stuk | Bedien.edelstaal 3/6 IR interface | Elément de commande acier inoxydable 3/6 commandes, avec interface IR | Switch sensor stainless steel 3/6 gang, with IR interface | 6129/01-866-500 Control element, 3/6gang, with IR interface multi-function/colour concept |  | 5.14
2CKA006135A0163 | 6129/01-803-500 | Active | 4011395141014 | 214.15 | 1 | 1 | stuk | KNX - Solo | BE31170 | TL (KNX BJE (non DIN)) | stuk | KNX - Solo 6129/01-803-500 | Elément de commande meteor/grijsmetallic 3/6 commandes, avec interface IR | Switch sensor meteor/grey metallic 3/6 gang, with IR interface | 6129/01-803-500 Control element, 3/6gang, with IR interface multi-function/colour concept |  | 5.14
2CKA006135A0165 | 6129/01-884-500 | Active | 4011395141038 | 214.15 | 1 | 1 | stuk | KNX - Solo | BE31170 | TL (KNX BJE (non DIN)) | stuk | Bedien.studiowitMat 3/6 IR interface | Elément de commande matt blanc studio 3/6 commandes, avec interface IR | Switch sensor white matt 3/6 gang, with IR interface | 6129/01-884-500 Control element, 3/6gang, with IR interface multi-function/colour concept |  | 5.14
2CKA006135A0166 | 6129/01-885-500 | Active | 4011395141045 | 214.15 | 1 | 1 | stuk | KNX - Solo | BE31170 | TL (KNX BJE (non DIN)) | stuk | Bedien.zwMat 3/6 IR interface | Elément de commande matt noir 3/6 commandes, avec interface IR | Switch sensor black matte 3/6 gang, with IR interface | 6129/01-885-500 Control element, 3/6gang, with IR interface multi-function/colour concept |  | 5.14
2CKA006138A0002 | 6138/11-84 | Active | 4011395116074 | 223.72 | 1 | 1 | stuk | Thermostats | BE31170 | TL (KNX BJE (non DIN)) | stuk | Thermostats 6138/11-84 | Thermostat davos/blanc studio avec coupleur de bus, ventilo-convecteur avec écran | Room Thermostat davos/studio white with bus coupler, fan coil with display | 6138/11-84 Room temperature controller, fan coil with display, SM with integrated bus coupler |  | 5.14
2CKA006138A0003 | 6138/11-84-500 | Active | 4011395116098 | 228.2 | 1 | 1 | stuk | Thermostats | BE31170 | TL (KNX BJE (non DIN)) | stuk | Thermostats 6138/11-84-500 | Thermosthat/cmde Ventilation à coupleur de bus integréé Blanc polaire | RDF/A1.1 RTR Fan Coil mit Display WS, AP | 6138/11-84-500 Room temperature controller, fan coil with display, SM with integrated bus coupler |  | 5.14
2CKA006138A0004 | 6138/11-83 | Active | 4011395116128 | 224.87 | 1 | 1 | stuk | Thermostats | BE31170 | TL (KNX BJE (non DIN)) | stuk | Thermostats 6138/11-83 | Thermostat argent aluminium avec coupleur de bus, ventilo-convecteur avec écran | Room Thermostat aluminium silver with bus coupler, fan coil with display | 6138/11-83 Room temperature controller, fan coil with display, SM with integrated bus coupler |  | 5.14
2CKA006138A0005 | 6138/11-83-500 | Active | 4011395116135 | 229.37 | 1 | 1 | stuk | Thermostats | BE31170 | TL (KNX BJE (non DIN)) | stuk | Thermostats 6138/11-83-500 | Thermostat argent aluminium avec coupleur de bus, ventilo-convecteur | RDF/A2.1 RTR Fan Coil mit Display SR, AP | 6138/11-83-500 Room temperature controller, fan coil with display, SM with integrated bus coupler |  | 5.14
2CKA006146A0022 | 6146/10 | Active | 4011395085066 | 340.55 | 1 | 1 | stuk | Light Level Sensors | BE31170 | TO (KNX DIN) | stuk | Helderheids-Temp.schak.3- | Régulateur de luminosité et de triple | Brightness/Temperature Sensor | 6146/10 Brightness, temperature switch 3gang |  | 5.14
2CKA006151A0170 | 6164/20 | Active | 4011395991862 | 1.39 | 1 | 1 | stuk | Thermoelectric Valve Drives | BE31170 | TL (KNX BJE (non DIN)) | stuk | Valve Adapter VA 80 | Adaptateur de vanne Valve Adapter VA 80 | Valve Adapter VA 80 | 6164/20 Valve adapter VA 80, from Möhlenhoff
2CKA006151A0171 | 6164/21 | Active | 4011395991879 | 1.39 | 1 | 1 | stuk | Thermoelectric Valve Drives | BE31170 | TL (KNX BJE (non DIN)) | stuk | Valve Adapter VA 50 | Adaptateur de vanne Valve Adapter VA 50 | Valve Adapter VA 50 | 6164/21 Valve adapter VA 50, from Möhlenhoff
2CKA006151A0172 | 6164/22 | Active | 4011395991893 | 2.91 | 1 | 1 | stuk | Thermoelectric Valve Drives | BE31170 | TL (KNX BJE (non DIN)) | stuk | Valve Adapter VA 78 | Adaptateur de vanne Valve Adapter VA 78 | Valve Adapter VA 78 | 6164/22 Valve adapter VA 78, from Möhlenhoff
2CKA006151A0173 | 6164/23 | Active | 4011395991930 | 2.91 | 1 | 1 | stuk | Thermoelectric Valve Drives | BE31170 | TL (KNX BJE (non DIN)) | stuk | Valve Adapter VA 02 | Adaptateur de vanne Valve Adapter VA 02 | Valve Adapter VA 02 | 6164/23 Valve adapter VA 02, from Möhlenhoff
2CKA006151A0247 | 6164/11 U-500 | Active | 4011395163993 | 182.55 | 1 | 1 | stuk | Valve Drive Actuators | BE31170 | TL (KNX BJE (non DIN)) | stuk | verwarmingsaktor 1v KNX | Actuateur chaufage KNX encastré | Heizungsaktor 1fach UP | 6164/11 U-500 Heating actuator 1gang actuator |  | 5.14
2CKA006151A0249 | 6173/11 U-500 | Active | 4011395164020 | 204.79 | 1 | 1 | stuk | Room Controller Series | BE31170 | TL (KNX BJE (non DIN)) | stuk | Combiaktor KNX | Actuateur Combi KNX encastré | Kombiaktor UP | 6173/11 U-500 Combined actuator 1 Venetian blind/1 HVAC |  | 5.14
2CKA006155A0045 | 6109/03-884 | Active | 4011395208960 | 13.23 | 1 | 1 | stuk | KNX - Solo | BE31170 | TL (KNX BJE (non DIN)) | stuk | KNX cpl v thermo. f-matwit | 6109/03-884 Plaque couvercle pour contrôleur de température de la pièce avec humidité/CO2, blanc studio, mat, coupleur à bouton-poussoir | KNX rocker rtc | 6109/03-884 Cover plate for room temperature controller or room temperature controller with CO2/moisture |  | 5.14
2CKA006155A0063 | 6109/03-84-500 | Active | 4011395209240 | 8.02 | 1 | 1 | stuk | KNX - Solo | BE31170 | TL (KNX BJE (non DIN)) | stuk | KNX cpl v thermo. s-studiowit | KNX Cplate thermostat blanc | KNX rocker rtc | 6109/03-84-500 Cover plate for room temperature controller or room temperature controller with CO2/moisture
2CKA006183A0033 | 6183 VA | Active | 4011395057964 | 68.72 | 1 | 1 | stuk | Connection Terminals and Accessories | BE31170 | TO (KNX DIN) | stuk | 6183 VA Surge Arrester | 6183 VA Surge Arrester | Surge Arrester | 6183 VA Overvoltage protection terminal, KNX DP |  | 5.14
2CKA006197A0061 | UD/S6.315.2.1 | Active | 4011395252000 | 857.02 | 1 | 1 | stuk | LED Dimmers | BE31170 | TO (KNX DIN) | stuk | LED-Dim Act.6x315W | LED-Dim actuator 6x315W | UD/S6.315.2.1 LED-Dimmer 6x315W | UD/S6.315.2.1 LED dimmer 6 x 315 W/VA |  | 5.14
2CKA006200A0042 | 6221/1.0-WL | Active | 4011395215234 | 123.97 | 1 | 1 | stuk | free@home | BE31170 | FH (LNP ERS producten) | stuk | FaH WL sensor 1- sokkel | 6221/1.0-WL Capteur, 1 interrupteur, sans matr, contrôleurs de capteurs/température de la pièce, sans matr | WL-Sensor Unit 1gang | 6221/1.0-WL Sensor unit, 1gang, wireless for ABB-free@home® |  | 5.14
2CKA006200A0043 | 6221/2.0-WL | Active | 4011395215241 | 130.31 | 1 | 1 | stuk | free@home | BE31170 | FH (LNP ERS producten) | stuk | FaH WL sensor 2- sokkel | 6221/2.0-WL Capteur, 2 interrupteur, sans matr, contrôleurs de capteurs/température de la pièce, sans matr | WL-Sensor Unit 2gang | 6221/2.0-WL Sensor unit, 2gang, wireless for ABB-free@home® |  | 5.14
2CKA006200A0044 | 6211/1.1-WL | Active | 4011395215258 | 136.52 | 1 | 1 | stuk | free@home | BE31170 | FH (LNP ERS producten) | stuk | FaH WL sensor/schakelaktor 1/1-v 10A | 6211/1.1-WL Capteur/actionneur d#interrupteur, 1/1 interrupteur, sans matr, combinaisons de capteur/actionneur, sans matr | WL-Sensor/Switch act. 1/1g | 6211/1.1-WL Sensor/switch actuator 1/1gang, wireless for ABB-free@home® |  | 5.14
2CKA006200A0045 | 6211/2.1-WL | Active | 4011395215265 | 141.13 | 1 | 1 | stuk | free@home | BE31170 | FH (LNP ERS producten) | stuk | FaH WL sensor/schakelaktor 2/1-v 10A | 6211/2.1-WL Capteur/actionneur d#interrupteur, 2/1 interrupteur, sans matr, combinaisons de capteur/actionneur, sans matr | WL-Sensor/Switch act. 2/1g | 6211/2.1-WL Sensor/switch actuator 2/1gang, wireless for ABB-free@home® |  | 5.14
2CKA006200A0046 | 6211/2.2-WL | Active | 4011395215272 | 154.53 | 1 | 1 | stuk | free@home | BE31170 | FH (LNP ERS producten) | stuk | FaH WL sensor/schakelaktor 2/2-v 4A | 6211/2.2-WL Capteur/actionneur d#interrupteur, 2/2 interrupteurs, sans matr, combinaisons de capteur/actionneur, sans matr | WL-Sensor/Switch act. 2/2g | 6211/2.2-WL Sensor/switch actuator 2/2gang, wireless for ABB-free@home® |  | 5.14
2CKA006200A0047 | 6212/1.1-WL | Active | 4011395215289 | 206.01 | 1 | 1 | stuk | free@home | BE31170 | FH (LNP ERS producten) | stuk | FaH WL sensor/dimaktor 1/1-v 180 W/VA | FaH WL capteur / dimaktor 1/1-v 180 W / | WL-Sensor/Dim act. 1/1g | 6212/1.1-WL Sensor/dim actuator, 1/1gang, wireless for ABB-free@home® |  | 5.14
2CKA006200A0048 | 6212/2.1-WL | Active | 4011395215296 | 212.21 | 1 | 1 | stuk | free@home | BE31170 | FH (LNP ERS producten) | stuk | FaH WL sensor/dimaktor 2/1-v 180W/VA | 6212/2.1-WL Capteur/actionneur d#atténuation, 2/1 interrupteurs, sans matr, combinaisons de capteur/actionneur, sans matr | WL-Sensor/Dim act. 2/1g | 6212/2.1-WL Sensor/dim actuator, 2/1gang, wireless for ABB-free@home® |  | 5.14
2CKA006200A0049 | 6213/1.1-WL | Active | 4011395215319 | 151.4 | 1 | 1 | stuk | free@home | BE31170 | FH (LNP ERS producten) | stuk | FaH WL sensor/jaloezieaktor 1/1-v inb. | Capteur FaH WL / jaloezieaktor 1/1-v | WL-Sensor/Blind act. 1/1g | 6213/1.1-WL Sensor/blind actuator, 1/1gang, wireless for ABB-free@home® |  | 5.14
2CKA006200A0050 | 6213/2.1-WL | Active | 4011395215326 | 157.62 | 1 | 1 | stuk | free@home | BE31170 | FH (LNP ERS producten) | stuk | FaH WL sensor/jaloezieaktor 2/1-v inb. | 6213/2.1-WL Capteur/actionneur d#interrupteur, 2/1 interrupteur, sans matr, combinaisons de capteur/actionneur, sans matr | WL-Sensor/Blind act. 2/1g | 6213/2.1-WL Sensor/blind actuator, 2/1gang, wireless for ABB-free@home® |  | 5.14
2CKA006200A0051 | 6224/2.0-WL | Active | 4011395215333 | 240.78 | 1 | 1 | stuk | free@home | BE31170 | FH (LNP ERS producten) | stuk | FaH WL thermo. inb.sokkel | 6224/2.0-WL Contrôleur de température de la pièce, sans matr, contrôleurs de capteurs/température de la pièce, sans matr | WL-Room thermostat | 6224/2.0-WL Room temperature controller, wireless for ABB-free@home® |  | 5.14
2CKA006200A0056 | 6215/1.1-84-WL | Active | 4011395215456 | 249.44 | 1 | 1 | stuk | free@home | BE31170 | FH (LNP ERS producten) | stuk | FaH WL bewegingssensor/aktor 1v s-studo | 6215/1.1-84-WL détecteur de mouvement/actionneur interrupteur, 1 interrupteur, sans matr, blanc studio, combinaisons capteur/actionneur, sans | WL-Mov. detector/act. 1g | 6215/1.1-84-WL Movement detector/switch actuator, 1gang, wireless for ABB-free@home® |  | 5.14
2CKA006200A0061 | 6215/1.1-866-WL | Active | 4011395215517 | 249.42 | 1 | 1 | stuk | free@home | BE31170 | FH (LNP ERS producten) | stuk | FaH WL bewegingssensor/aktor 1v rvs | FaH WL détecteur de mouvement/actionneur | WL-Mov. detector/act. 1g | 6215/1.1-866-WL Movement detector/switch actuator, 1gang, wireless for ABB-free@home® |  | 5.14
2CKA006200A0062 | 6215/1.1-884-WL | Active | 4011395215524 | 253.17 | 1 | 1 | stuk | free@home | BE31170 | FH (LNP ERS producten) | stuk | FaH WL bewegingssensor/aktor 1v f-matwi | 6215/1.1-884-WL Movement detector/switch actuator, 1gang, wireless for ABB-free@home® | Movement detector/switch actuator 1gang, wirreless, studio white matt Sensor/actuator combinations, wireless | 6215/1.1-884-WL Movement detector/switch actuator, 1gang, wireless for ABB-free@home® |  | 5.14
2CKA006200A0066 | 6200 AP/1-WL | Active | 4011395216217 | 49.77 | 1 | 1 | stuk | free@home | BE31170 | FH (LNP ERS producten) | stuk | 6200 AP/1-WL External antenna ABB-free@home® | 6200 AP/1-WL Antenne externe, composants/accessoires système, sans matr | External antenna Free at Home 6200AP/1-WL | 6200 AP/1-WL External antenna for ABB-free@home® |  | 5.14
2CKA006200A0067 | 6222/1 AP-64-WL | Active | 4011395215562 | 78.96 | 1 | 1 | stuk | free@home | BE31170 | FH (LNP ERS producten) | stuk | FaH-Raammelder-Studio witMat-WL | FaH Contact fenetre- studio blanc matt -WL | FaH Windowsensor -white matt - WL | 6222/1 AP-64-WL free@home window sensor, wireless for ABB-free@home® | B106020960 | 5.14
2CKA006200A0158 | SAP-A1.1 | Active | 4011395261637 | 12.16 | 1 | 1 | stuk | free@home | BE31170 | FH (LNP ERS producten) | stuk | FatH Dinrail adapter SysAPP | FatH Dinrail adapter SysAPP | FatH Dinrail adapter SysAPP | SAP-A1.1 Mounting rail adapter for ABB-free@home®
2CKA006220A0001 | 6201/640.1 | Active | 4011395180365 | 295.66 | 1 | 1 | stuk | free@home | BE31170 | FH (LNP ERS producten) | stuk | BusFree@Home 640mA Din-rail | Alimentation Free@Home 640mA, modulaire | Power Supply Free@Home 640mA, MDRC | 6201/640.1 Power supply for ABB-free@home® |  | 5.14
2CKA006220A0002 | 6221/1.0 | Active | 4011395179956 | 62.3 | 1 | 1 | stuk | free@home | BE31170 | FH (LNP ERS producten) | stuk | Sensorunit 1- Free@Home | Sensorunit simple Free at Home encastré | Sensor Unit 1gang | 6221/1.0 Sensor unit, 1gang for ABB-free@home® |  | 5.14
2CKA006220A0003 | 6221/2.0 | Active | 4011395179963 | 70.74 | 1 | 1 | stuk | free@home | BE31170 | FH (LNP ERS producten) | stuk | Sensorunit 2- Free@Home | Sensorunit double Free at Home encastré | Sensor Unit 2gang | 6221/2.0 Sensor unit, 2gang for ABB-free@home® |  | 5.14
2CKA006220A0004 | 6241/2.0 U | Active | 4011395180457 | 53.98 | 1 | 1 | stuk | Binary Inputs, Contact Scanning | BE31170 | FH (LNP ERS producten) | stuk | FaH binaire ing. 2-v inbouwpil | FaH binaire ing. 2-v inbouwpil | FaH binaire ing. 2-v inbouwpil | FaH binaire ing. 2-v inbouwpil |  | 5.14
2CKA006220A0005 | 6241/4.0 U | Active | 4011395180464 | 81.43 | 1 | 1 | stuk | Binary Inputs, Contact Scanning | BE31170 | FH (LNP ERS producten) | stuk | FaH binaire ing. 4-v inbouwpil | FaH binaire ing. 4-v inbouwpil | FaH binaire ing. 4-v inbouwpil | FaH binaire ing. 4-v inbouwpil |  | 5.14
2CKA006220A0006 | 6241/4.0 | Active | 4011395180372 | 200.75 | 1 | 1 | stuk | free@home | BE31170 | FH (LNP ERS producten) | stuk | bin. ingang Free@Home 4 kanalen 230V Din-rail | Module d' entrées Free@Home 4 ch, 230V, modulaire | Binary Input Free@Home 4ch, 230V, MDRC | 6241/4.0 Binary input, 4gang for ABB-free@home® |  | 5.14
2CKA006220A0007 | 6226-611 | Active | 4011395180228 | 543.56 | 1 | 1 | stuk | free@home | BE31170 | FH (LNP ERS producten) | stuk | BJ-free home Panel 4.3 | Busch-free home Panel 4.3 | Busch-free home Panel 4.3 | 6226-611 ABB-free@homeTouch 4.3" |  | 5.14
2CKA006220A0008 | 6226-625 | Active | 4011395180181 | 543.56 | 1 | 1 | stuk | free@home | BE31170 | FH (LNP ERS producten) | stuk | BJ-free home Panel 4.3 | Busch-free home Panel 4.3 | Busch-free home Panel 4.3 | 6226-625 ABB-free@homeTouch 4.3" |  | 5.14
2CKA006220A0010 | 6224/2.0 | Active | 4011395179970 | 188.64 | 1 | 1 | stuk | free@home | BE31170 | FH (LNP ERS producten) | stuk | thermo. unit Free@Home | Thermostat Unit Free at Home | Room thermostat | 6224/2.0 Room thermostat for ABB-free@home® |  | 5.14
2CKA006220A0012 | 6211/1.1 | Active | 4011395179987 | 102.9 | 1 | 1 | stuk | free@home | BE31170 | FH (LNP ERS producten) | stuk | Sensor/schakelaktor 1/1-v Free@Home10 Amp. | Sensor/Schaltakt. 1/1-f Free at Home | Sensor/Swit? act. 1/1gang | 6211/1.1 Switch actuator sensor, 1/1gang for ABB-free@home® |  | 5.14
2CKA006220A0013 | 6211/2.1 | Active | 4011395179994 | 111.2 | 1 | 1 | stuk | free@home | BE31170 | FH (LNP ERS producten) | stuk | Sensor/schakelaktor 2/1-v Free@Home10 Amp. | Sensor/Schaltakt. 2/1-f Free at Home | Sensor/Swit? act. 2/1gang | 6211/2.1 Switch actuator sensor, 2/1gang for ABB-free@home® |  | 5.14
2CKA006220A0014 | 6211/2.2 | Active | 4011395180013 | 121.51 | 1 | 1 | stuk | free@home | BE31170 | FH (LNP ERS producten) | stuk | Sensor/schakelaktor 2/2-v Free@Home4 Amp. | Sensor/Schaltakt. 2/2-f Free at Home | Sensor/Switch act. 2/2gang | 6211/2.2 Switch actuator sensor, 2/2gang for ABB-free@home® |  | 5.14
2CKA006220A0015 | 6212/1.1 | Active | 4011395180020 | 167.55 | 1 | 1 | stuk | free@home | BE31170 | FH (LNP ERS producten) | stuk | Sensor/dimaktor 1/1-v Free@Home180W/VA | Sensor/Dimmaktor 1/1-f Free at Home | Sensor/Dim actuator 1/1gang | 6212/1.1 Dimming actuator sensor, 1/1gang for ABB-free@home® |  | 5.14
2CKA006220A0016 | 6212/2.1 | Active | 4011395180037 | 175 | 1 | 1 | stuk | free@home | BE31170 | FH (LNP ERS producten) | stuk | Sensor/dimaktor 2/1-v Free@Home180W/VA | Sensor/Dimmaktor 2/1-f Free at Home | Sensor/Dim actuator 2/1gang | 6212/2.1 Dimming actuator sensor, 2/1gang for ABB-free@home® |  | 5.14
2CKA006220A0017 | 6213/1.1 | Active | 4011395180044 | 119.26 | 1 | 1 | stuk | free@home | BE31170 | FH (LNP ERS producten) | stuk | Sensor/jaloezieaktor 1/1-v Free@Home | Sensor/Jalousieakt. 1/1-f Free at Home | Sensor/Blind actuator 1/1gang | 6213/1.1 Blind actuator sensor, 1/1gang for ABB-free@home® |  | 5.14
2CKA006220A0018 | 6213/2.1 | Active | 4011395180068 | 127.83 | 1 | 1 | stuk | free@home | BE31170 | FH (LNP ERS producten) | stuk | Sensor/jaloezieaktor 2/1-v Free@Home | Sensor/Jalousieakt 2/1-f Free at Home | Sensor/Blind actuator 2/1gang | 6213/2.1 Blind actuator sensor, 2/1gang for ABB-free@home® |  | 5.14
2CKA006220A0023 | 6251/0.4 | Active | 4011395180389 | 267.67 | 1 | 1 | stuk | free@home | BE31170 | FH (LNP ERS producten) | stuk | Schakelaktor Free@Home 4 kanalen 16A Din-rail | Module de sorties Free@Home 4 ch, 16A, modulaire | Switch Actuator Free@Home 4ch, 16A, MDRC | 6251/0.4 Switch actuator, 4gang for ABB-free@home® |  | 5.14
2CKA006220A0024 | 6251/8.8 | Active | 4011395180396 | 445.32 | 1 | 1 | stuk | free@home | BE31170 | FH (LNP ERS producten) | stuk | I/O sensor/aktor 8FFree@Home | I/O sensor/ aktor 8f Free@Home | I/O sensor/ aktor 8f Free@Home | 6251/8.8 Sensor/switch actuator, 8/8gang for ABB-free@home® |  | 5.14
2CKA006220A0025 | 6254/0.6 | Active | 4011395180419 | 225.09 | 1 | 1 | stuk | free@home | BE31170 | FH (LNP ERS producten) | stuk | free@home 6254/0.6 | Sorties pour pilotes de vannes Free@Home 6 ch, 230V, modulaire | Heating Actuator Free@Home 6ch, 230V, MDRC | 6254/0.6 Heating actuator, 6gang for ABB-free@home® |  | 5.14
2CKA006220A0026 | 6254/0.12 | Active | 4011395180426 | 386.91 | 1 | 1 | stuk | free@home | BE31170 | FH (LNP ERS producten) | stuk | free@home 6254/0.12 | Sorties pour pilotes de vannes Free@Home 12 ch, 230V, modulaire | Heating Actuator Free@Home 12ch, 230V, MDRC | 6254/0.12 Heating actuator, 12gang for ABB-free@home® |  | 5.14
2CKA006220A0027 | 6255/2.3 | Active | 4011395180433 | 269.29 | 1 | 1 | stuk | free@home | BE31170 | FH (LNP ERS producten) | stuk | Fancoil aktor free@home Dinrail | Actuateur Fancoil free@home rail DIN | Fancoil actuator free@home Dinrail | 6255/2.3 Fan coil actuator, MDRC for ABB-free@home® |  | 5.14
2CKA006220A0029 | 6253/0.4 | Active | 4011395180440 | 249.42 | 1 | 1 | stuk | free@home | BE31170 | FH (LNP ERS producten) | stuk | Jaloezie aktor free@home 4 230V | Actuateur des stores free@home 4f, 230V | Shutter actuator fee@home 4gang, 230V | 6253/0.4 Blind actuator, 4gang for ABB-free@home® |  | 5.14
2CKA006220A0032 | 6230-10-81 | Active | 4011395181324 | 4.88 | 1 | 1 | stuk | free@home | BE31170 | FH (LNP ERS producten) | stuk | Wip 1-v f-antraciet Free at Home | Wippe 1-fach Free at Home | rocker 1gang | 6230-10-81 Rocker 1gang, without printing
2CKA006220A0033 | 6230-10-83 | Active | 4011395181997 | 8.68 | 1 | 1 | stuk | free@home | BE31170 | FH (LNP ERS producten) | stuk | Wip 1-v f-aluzilver Free at Home | Wippe 1-fach Free at Home | rocker 1gang | 6230-10-83 Rocker 1gang, without printing
2CKA006220A0034 | 6230-10-84 | Active | 4011395181669 | 4.88 | 1 | 1 | stuk | free@home | BE31170 | FH (LNP ERS producten) | stuk | Wip 1-v s-studiowit Free at Home | Wippe 1-fach Free at Home | rocker 1gang | 6230-10-84 Rocker 1gang, without printing
2CKA006220A0035 | 6231-10-81 | Active | 4011395181331 | 7.2 | 1 | 1 | stuk | free@home | BE31170 | FH (LNP ERS producten) | stuk | Wip 1-v licht f-antraciet Free at Home | Wippe 1-fach, Licht Free at Home | rocker 1gang, lighting | 6231-10-81 Rocker 1gang, with "Light" icon
2CKA006220A0036 | 6231-10-83 | Active | 4011395182017 | 9.86 | 1 | 1 | stuk | free@home | BE31170 | FH (LNP ERS producten) | stuk | Wip 1-v licht f-aluzilver Free at Home | Wippe 1-fach, Licht Free at Home | rocker 1gang, lighting | 6231-10-83 Rocker 1gang, with "Light" icon
2CKA006220A0037 | 6231-10-84 | Active | 4011395181676 | 7.2 | 1 | 1 | stuk | free@home | BE31170 | FH (LNP ERS producten) | stuk | Wip 1-v licht s-studiowit Free at Home | Wippe 1-fach, Licht Free at Home | rocker 1gang, lighting | 6231-10-84 Rocker 1gang, with "Light" icon
2CKA006220A0038 | 6232-10-81 | Active | 4011395181348 | 7.2 | 1 | 1 | stuk | free@home | BE31170 | FH (LNP ERS producten) | stuk | Wip 1-v jaloezie f-antra Free at Home | Wippe 1-fach, Jalousie Free at Home | rocker 1gang, blinds | 6232-10-81 Rocker 1gang, with "Blind" icon
2CKA006220A0039 | 6232-10-83 | Active | 4011395182024 | 9.86 | 1 | 1 | stuk | free@home | BE31170 | FH (LNP ERS producten) | stuk | Wip 1-v jaloezie f-aluzil Free at Home | Wippe 1-fach, Jalousie Free at Home | rocker 1gang, blinds | 6232-10-83 Rocker 1gang, with "Blind" icon
2CKA006220A0040 | 6232-10-84 | Active | 4011395181683 | 7.2 | 1 | 1 | stuk | free@home | BE31170 | FH (LNP ERS producten) | stuk | Wip 1-v jaloezie s-studio Free at Home | Wippe 1-fach, Jalousie Free at Home | rocker 1gang, blinds | 6232-10-84 Rocker 1gang, with "Blind" icon
2CKA006220A0041 | 6233-10-81 | Active | 4011395181362 | 7.2 | 1 | 1 | stuk | free@home | BE31170 | FH (LNP ERS producten) | stuk | Wip 1-v scêne f-antraciet Free at Home | Wippe 1-fach, Szene Free at Home | rocker 1-gang, scene | 6233-10-81 Rocker 1gang, with "Scene" icon
2CKA006220A0042 | 6233-10-83 | Active | 4011395182031 | 9.86 | 1 | 1 | stuk | free@home | BE31170 | FH (LNP ERS producten) | stuk | Wip 1-v scêne f-aluzilver Free at Home | Wippe 1-fach, Szene Free at Home | rocker 1-gang, scene | 6233-10-83 Rocker 1gang, with "Scene" icon
2CKA006220A0043 | 6233-10-84 | Active | 4011395181690 | 7.2 | 1 | 1 | stuk | free@home | BE31170 | FH (LNP ERS producten) | stuk | Wip 1-v scêne s-studiowit Free at Home | Wippe 1-fach, Szene Free at Home | rocker 1-gang, scene | 6233-10-84 Rocker 1gang, with "Scene" icon
2CKA006220A0044 | 6234-10-81 | Active | 4011395181379 | 7.2 | 1 | 1 | stuk | free@home | BE31170 | FH (LNP ERS producten) | stuk | Wip 1-v dimmer f-antraciet Free at Home | Wippe 1-fach, Dimmer Free at Home | rocker 1gang, dimming | 6234-10-81 Rocker 1gang, with "Dimmer" icon
2CKA006220A0045 | 6234-10-83 | Active | 4011395182048 | 9.86 | 1 | 1 | stuk | free@home | BE31170 | FH (LNP ERS producten) | stuk | Wip 1-v dimmer f-aluzilver Free at Home | Wippe 1-fach, Dimmer Free at Home | rocker 1gang, dimming | 6234-10-83 Rocker 1gang, with "Dimmer" icon
2CKA006220A0046 | 6234-10-84 | Active | 4011395181713 | 7.2 | 1 | 1 | stuk | free@home | BE31170 | FH (LNP ERS producten) | stuk | Wip 1-v dimmer s-studiowit Free at Home | Wippe 1-fach, Dimmer Free at Home | rocker 1gang, dimming | 6234-10-84 Rocker 1gang, with "Dimmer" icon
2CKA006220A0047 | 6230-20-81 | Active | 4011395181386 | 3.87 | 1 | 1 | stuk | free@home | BE31170 | FH (LNP ERS producten) | stuk | Wip 2-v f-antraciet Free at Home | Wippe 2-fach Free at Home | rocker 2gangang | 6230-20-81 Rocker 2gang left/right, without printing
2CKA006220A0048 | 6230-20-83 | Active | 4011395182055 | 5.76 | 1 | 1 | stuk | free@home | BE31170 | FH (LNP ERS producten) | stuk | Wip 2-v f-aluzilver Free at Home | Wippe 2-fach Free at Home | rocker 2gangang | 6230-20-83 Rocker 2gang left/right, without printing
2CKA006220A0049 | 6230-20-84 | Active | 4011395181720 | 3.87 | 1 | 1 | stuk | free@home | BE31170 | FH (LNP ERS producten) | stuk | Wip 2-v s-studiowit Free at Home | Wippe 2-fach Free at Home | rocker 2gangang | 6230-20-84 Rocker 2gang left/right, without printing
2CKA006220A0050 | 6231-21-81 | Active | 4011395181393 | 5.54 | 1 | 1 | stuk | free@home | BE31170 | FH (LNP ERS producten) | stuk | Wip links 2-v licht f-ant Free at Home | Wippe/L 2-fach, Licht Free at Home | rocker 2gang, left, lighting | 6231-21-81 Rocker 2gang left, with "Light" icon
2CKA006220A0051 | 6231-21-83 | Active | 4011395182062 | 6.88 | 1 | 1 | stuk | free@home | BE31170 | FH (LNP ERS producten) | stuk | Wip links 2-v licht f-alu Free at Home | Wippe/L 2-fach, Licht Free at Home | rocker 2gang, left, lighting | 6231-21-83 Rocker 2gang left, with "Light" icon
2CKA006220A0052 | 6231-21-84 | Active | 4011395181737 | 5.54 | 1 | 1 | stuk | free@home | BE31170 | FH (LNP ERS producten) | stuk | Wip links 2-v licht s-st Free at Home | Wippe/L 2-fach, Licht Free at Home | rocker 2gang, left, lighting | 6231-21-84 Rocker 2gang left, with "Light" icon
2CKA006220A0053 | 6232-20-81 | Active | 4011395181416 | 5.54 | 1 | 1 | stuk | free@home | BE31170 | FH (LNP ERS producten) | stuk | Wip 2-v jaloezie f-antra Free at Home | Wippe 2-fach, Jalousie Free at Home | rocker 2gang, blinds | 6232-20-81 Rocker 2gang left/right, "Blind" icon
2CKA006220A0054 | 6232-20-83 | Active | 4011395182079 | 6.88 | 1 | 1 | stuk | free@home | BE31170 | FH (LNP ERS producten) | stuk | Wip 2-v jaloezie f-aluzil Free at Home | Wippe 2-fach, Jalousie Free at Home | rocker 2gang, blinds | 6232-20-83 Rocker 2gang left/right, "Blind" icon
2CKA006220A0055 | 6232-20-84 | Active | 4011395181744 | 5.54 | 1 | 1 | stuk | free@home | BE31170 | FH (LNP ERS producten) | stuk | Wip 2-v jaloezie s-studio Free at Home | Wippe 2-fach, Jalousie Free at Home | rocker 2gang, blinds | 6232-20-84 Rocker 2gang left/right, "Blind" icon
2CKA006220A0056 | 6233-21-81 | Active | 4011395181423 | 5.54 | 1 | 1 | stuk | free@home | BE31170 | FH (LNP ERS producten) | stuk | Wip links 2-v scêne f-ant Free at Home | Wippe/L 2-fach, Szene Free at Home | rocker 2-gang, left, scene | 6233-21-81 Rocker 2gang left, with "Scene" icon
2CKA006220A0057 | 6233-21-83 | Active | 4011395182093 | 6.88 | 1 | 1 | stuk | free@home | BE31170 | FH (LNP ERS producten) | stuk | Wip links 2-v scêne f-alu Free at Home | Wippe/L 2-fach, Szene Free at Home | rocker 2-gang, left, scene | 6233-21-83 Rocker 2gang left, with "Scene" icon
2CKA006220A0058 | 6233-21-84 | Active | 4011395181751 | 5.54 | 1 | 1 | stuk | free@home | BE31170 | FH (LNP ERS producten) | stuk | Wip links 2-v scêne s-st Free at Home | Wippe/L 2-fach, Szene Free at Home | rocker 2-gang, left, scene | 6233-21-84 Rocker 2gang left, with "Scene" icon
2CKA006220A0059 | 6234-21-81 | Active | 4011395181430 | 5.54 | 1 | 1 | stuk | free@home | BE31170 | FH (LNP ERS producten) | stuk | Wip links 2-v dimmer f-ant Free at Home | Wippe/L 2-fach, Dimmer Free at Home | rocker 2gang, left, dimming | 6234-21-81 Rocker 2gang left, with "Dimmer" icon
2CKA006220A0060 | 6234-21-83 | Active | 4011395182116 | 6.88 | 1 | 1 | stuk | free@home | BE31170 | FH (LNP ERS producten) | stuk | Wip links 2-v dimmer f-alu Free at Home | Wippe/L 2-fach, Dimmer Free at Home | rocker 2gang, left, dimming | 6234-21-83 Rocker 2gang left, with "Dimmer" icon
2CKA006220A0061 | 6234-21-84 | Active | 4011395181768 | 5.54 | 1 | 1 | stuk | free@home | BE31170 | FH (LNP ERS producten) | stuk | Wip links 2-v dimmer s-st Free at Home | Wippe/L 2-fach, Dimmer Free at Home | rocker 2gang, left, dimming | 6234-21-84 Rocker 2gang left, with "Dimmer" icon
2CKA006220A0062 | 6231-22-81 | Active | 4011395181447 | 5.54 | 1 | 1 | stuk | free@home | BE31170 | FH (LNP ERS producten) | stuk | Wip rechts 2-v licht f-ant Free at Home | Wippe/R 2-fach, Licht Free at Home | rocker 2gang, right, lighting | 6231-22-81 Rocker 2gang right, with "Light" icon
2CKA006220A0063 | 6231-22-83 | Active | 4011395182123 | 6.88 | 1 | 1 | stuk | free@home | BE31170 | FH (LNP ERS producten) | stuk | Wip rechts 2-v licht f-alu Free at Home | Wippe/R 2-fach, Licht Free at Home | rocker 2gang, right, lighting | 6231-22-83 Rocker 2gang right, with "Light" icon
2CKA006220A0064 | 6231-22-84 | Active | 4011395181775 | 5.54 | 1 | 1 | stuk | free@home | BE31170 | FH (LNP ERS producten) | stuk | Wip rechts 2-v licht s-st Free at Home | Wippe/R 2-fach, Licht Free at Home | rocker 2gang, right, lighting | 6231-22-84 Rocker 2gang right, with "Light" icon
2CKA006220A0068 | 6233-22-81 | Active | 4011395181461 | 5.54 | 1 | 1 | stuk | free@home | BE31170 | FH (LNP ERS producten) | stuk | Wip rechts 2-v scêne f-ant Free at Home | Wippe/R 2-fach, Szene Free at Home | rocker 2gang, right, scene | 6233-22-81 Rocker 2gang right, with "Scene" icon
2CKA006220A0069 | 6233-22-83 | Active | 4011395182147 | 6.88 | 1 | 1 | stuk | free@home | BE31170 | FH (LNP ERS producten) | stuk | Wip rechts 2-v scêne f-alu Free at Home | Wippe/R 2-fach, Szene Free at Home | rocker 2gang, right, scene | 6233-22-83 Rocker 2gang right, with "Scene" icon
2CKA006220A0070 | 6233-22-84 | Active | 4011395181799 | 5.54 | 1 | 1 | stuk | free@home | BE31170 | FH (LNP ERS producten) | stuk | Wip rechts 2-v scêne s-st Free at Home | Wippe/R 2-fach, Szene Free at Home | rocker 2gang, right, scene | 6233-22-84 Rocker 2gang right, with "Scene" icon
2CKA006220A0074 | 6235-81 | Active | 4011395181485 | 10.43 | 1 | 1 | stuk | free@home | BE31170 | FH (LNP ERS producten) | stuk | Cpl thermo. f-antraciet Free at Home | Zentralscheibe RTR Free at Home | C-plate RT sensor unit | 6235-81 Cover plate for room thermostat
2CKA006220A0075 | 6235-83 | Active | 4011395182161 | 14.95 | 1 | 1 | stuk | free@home | BE31170 | FH (LNP ERS producten) | stuk | Cpl thermo. f-aluzilver Free at Home | Zentralscheibe RTR Free at Home | C-plate RT sensor unit | 6235-83 Cover plate for room thermostat
2CKA006220A0076 | 6235-84 | Active | 4011395181829 | 10.21 | 1 | 1 | stuk | free@home | BE31170 | FH (LNP ERS producten) | stuk | Cpl thermo. s-studiowit Free at Home | Zentralscheibe RTR Free at Home | C-plate RT sensor unit | 6235-84 Cover plate for room thermostat
2CKA006220A0107 | 6225/1.0-81 | Active | 4011395179819 | 156.38 | 1 | 1 | stuk | free@home | BE31170 | FH (LNP ERS producten) | stuk | Bewegingssensor f-antraciet Free at Home | Bewegungsmelder Free at Home | Movement detector | 6225/1.0-81 Movement detector for ABB-free@home® |  | 5.14
2CKA006220A0108 | 6225/1.0-83 | Active | 4011395179901 | 158.85 | 1 | 1 | stuk | free@home | BE31170 | FH (LNP ERS producten) | stuk | Bewegingssensor f-aluzilver Free at Home | Bewegungsmelder Free at Home | Movement detector | 6225/1.0-83 Movement detector for ABB-free@home® |  | 5.14
2CKA006220A0109 | 6225/1.0-84 | Active | 4011395179857 | 156.38 | 1 | 1 | stuk | free@home | BE31170 | FH (LNP ERS producten) | stuk | Bewegingssensor s-studiowit Free at Home | Bewegungsmelder Free at Home | Movement detector | 6225/1.0-84 Movement detector for ABB-free@home® |  | 5.14
2CKA006220A0110 | 6215/1.1-81 | Active | 4011395179826 | 198.57 | 1 | 1 | stuk | free@home | BE31170 | FH (LNP ERS producten) | stuk | Bewegingssensor/aktor 1v f-antraciet Free at Home | Beweg.meld./Schaltakt. 1-f Free at Home | Mov. detector/actuator 1gang | 6215/1.1-81 Movement detector/switch actuator, 1gang for ABB-free@home® |  | 5.14
2CKA006220A0111 | 6215/1.1-83 | Active | 4011395179918 | 201.05 | 1 | 1 | stuk | free@home | BE31170 | FH (LNP ERS producten) | stuk | Bewegingssensor/aktor 1v f-aluzilver Free at Home | Beweg.meld./Schaltakt. 1-f Free at Home | Mov. detector/actuator 1gang | 6215/1.1-83 Movement detector/switch actuator, 1gang for ABB-free@home® |  | 5.14
2CKA006220A0112 | 6215/1.1-84 | Active | 4011395179864 | 198.57 | 1 | 1 | stuk | free@home | BE31170 | FH (LNP ERS producten) | stuk | Bewegingssensor/aktor 1v s-studiowit Free at Home | Beweg.meld./Schaltakt. 1-f Free at Home | Mov. detector/actuator 1gang | 6215/1.1-84 Movement detector/switch actuator, 1gang for ABB-free@home® |  | 5.14
2CKA006220A0248 | 6236-81 | Active | 4011395187524 | 10.43 | 1 | 1 | stuk | free@home | BE31170 | FH (LNP ERS producten) | stuk | FaH cpl fancoil f-antraciet | 6236-81 Plaque couvercle, anthracite, capots, linéaire futur | C-plate Fan Coil | 6236-81 Cover plate For fan coil controller
2CKA006220A0249 | 6236-83 | Active | 4011395187531 | 14.95 | 1 | 1 | stuk | free@home | BE31170 | FH (LNP ERS producten) | stuk | FaH cpl fancoil f-aluzilver | 6236-83 Plaque couvercle, argent aluminium, capots, linéaire futur | C-plate Fan Coil | 6236-83 Cover plate For fan coil controller
2CKA006220A0250 | 6236-84 | Active | 4011395187548 | 10.43 | 1 | 1 | stuk | free@home | BE31170 | FH (LNP ERS producten) | stuk | FaH cpl fancoil s-studiowit | 6236-84 Plaque couvercle, blanc studio, capots, linéaire futur | C-plate Fan Coil | 6236-84 Cover plate For fan coil controller
2CKA006220A0253 | 6234-22-81 | Active | 4011395188422 | 5.54 | 1 | 1 | stuk | free@home | BE31170 | FH (LNP ERS producten) | stuk | Wip rechts 2-v dimmer f-an Free at Home | Wippe/R 2-fach, Dimmer Free at Home | rocker 2gang, right, dimming | 6234-22-81 Rocker 2gang right, with "Dimmer" icon
2CKA006220A0254 | 6234-22-83 | Active | 4011395188439 | 6.88 | 1 | 1 | stuk | free@home | BE31170 | FH (LNP ERS producten) | stuk | Wip rechts 2-v dimmer f-al Free at Home | Wippe/R 2-fach, Dimmer Free at Home | rocker 2gang, right, dimming | 6234-22-83 Rocker 2gang right, with "Dimmer" icon
2CKA006220A0255 | 6234-22-84 | Active | 4011395188446 | 5.54 | 1 | 1 | stuk | free@home | BE31170 | FH (LNP ERS producten) | stuk | Wip rechts 2-v dimmer s-st Free at Home | Wippe/R 2-fach, Dimmer Free at Home | rocker 2gang, right, dimming | 6234-22-84 Rocker 2gang right, with "Dimmer" icon
2CKA006220A0355 | 6230-10-914 | Active | 4011395192016 | 3.24 | 1 | 1 | stuk | free@home | BE31170 | FH (LNP ERS producten) | stuk | FaH Bedien.wip 1-v SI-B | 6230-10-914 Bascule, blanc alpin, capots Busch-Balance SI | rocker 1g neural | 6230-10-914 Rocker 1gang, without printing
2CKA006220A0356 | 6231-10-914 | Active | 4011395192023 | 4.32 | 1 | 1 | stuk | free@home | BE31170 | FH (LNP ERS producten) | stuk | FaH Bedien.wip 1-v licht SI-B | 6231-10-914 Bascule, blanc alpin, capots Busch-Balance SI | rocker 1g light | 6231-10-914 Rocker 1gang, with "Light" icon
2CKA006220A0357 | 6232-10-914 | Active | 4011395192047 | 4.32 | 1 | 1 | stuk | free@home | BE31170 | FH (LNP ERS producten) | stuk | FaH Bedien.wip 1-v jaloezie SI-Bl | 6232-10-914 Bascule, blanc alpin, capots Busch-Balance SI | rocker 1g blinds | 6232-10-914 Rocker 1gang, with "Blind" icon
2CKA006220A0358 | 6233-10-914 | Active | 4011395192054 | 4.32 | 1 | 1 | stuk | free@home | BE31170 | FH (LNP ERS producten) | stuk | FaH Bedien.wip 1-v scene SI-B | 6233-10-914 Bascule, blanc alpin, capots Busch-Balance SI | rocker 1g scene | 6233-10-914 Rocker 1gang, with "Scene" icon
2CKA006220A0359 | 6234-10-914 | Active | 4011395192061 | 4.32 | 1 | 1 | stuk | free@home | BE31170 | FH (LNP ERS producten) | stuk | FaH Bedien.wip 1-v dimmer SI-B | 6234-10-914 Bascule, blanc alpin, capots Busch-Balance SI | rocker 1g dimming | 6234-10-914 Rocker 1gang, with "Dimmer" icon
2CKA006220A0360 | 6230-20-914 | Active | 4011395192078 | 3.01 | 1 | 1 | stuk | free@home | BE31170 | FH (LNP ERS producten) | stuk | FaH Bedien.wip 2-v SI-B | 6230-20-914 Bascule, blanc alpin, capots Busch-Balance SI | rocker 2g neutral | 6230-20-914 Rocker 2gang left/right, without printing
2CKA006220A0361 | 6231-21-914 | Active | 4011395192092 | 4.17 | 1 | 1 | stuk | free@home | BE31170 | FH (LNP ERS producten) | stuk | FaH Bedien.wip links 2-v licht SI-B | 6231-21-914 Bascule, blanc alpin, capots Busch-Balance SI | rocker 2g left light | 6231-21-914 Rocker 2gang left, with "Light" icon
2CKA006220A0362 | 6232-20-914 | Active | 4011395192108 | 4.17 | 1 | 1 | stuk | free@home | BE31170 | FH (LNP ERS producten) | stuk | FaH Bedien.wip 2-v jaloezie SI-Bl | 6232-20-914 Bascule, blanc alpin, capots Busch-Balance SI | rocker 2g blinds | 6232-20-914 Rocker 2gang left/right, "Blind" icon
2CKA006220A0363 | 6233-21-914 | Active | 4011395192115 | 4.17 | 1 | 1 | stuk | free@home | BE31170 | FH (LNP ERS producten) | stuk | FaH Bedien.wip links 2-v scene SI-B | 6233-21-914 Bascule, blanc alpin, capots Busch-Balance SI | rocker 2g left scene | 6233-21-914 Rocker 2gang left, with "Scene" icon
2CKA006220A0364 | 6234-21-914 | Active | 4011395192122 | 4.17 | 1 | 1 | stuk | free@home | BE31170 | FH (LNP ERS producten) | stuk | FaH Bedien.wip links 2-v dimmer SI-B | 6234-21-914 Bascule, blanc alpin, capots Busch-Balance SI | rocker 2g left dimming | 6234-21-914 Rocker 2gang left, with "Dimmer" icon
2CKA006220A0365 | 6231-22-914 | Active | 4011395192139 | 4.17 | 1 | 1 | stuk | free@home | BE31170 | FH (LNP ERS producten) | stuk | FaH Bedien.wip links 2-v licht SI-B | 6231-22-914 Bascule, blanc alpin, capots Busch-Balance SI | rocker2g right light | 6231-22-914 Rocker 2gang right, with "Light" icon
2CKA006220A0366 | 6233-22-914 | Active | 4011395190333 | 4.17 | 1 | 1 | stuk | free@home | BE31170 | FH (LNP ERS producten) | stuk | FaH Bedien.wip rechts 2-v scene SI-B | 6233-22-914 Bascule, blanc alpin, capots Busch-Balance SI | rocker 2g right scene | 6233-22-914 Rocker 2gang right, with "Scene" icon
2CKA006220A0367 | 6234-22-914 | Active | 4011395190340 | 4.17 | 1 | 1 | stuk | free@home | BE31170 | FH (LNP ERS producten) | stuk | FaH Bedien.wip rechts 2-v dimmer SI-B | 6234-22-914 Bascule, blanc alpin, capots Busch-Balance SI | rocker 2g right dimming | 6234-22-914 Rocker 2gang right, with "Dimmer" icon
2CKA006220A0368 | 6235-914 | Active | 4011395190357 | 7.36 | 1 | 1 | stuk | free@home | BE31170 | FH (LNP ERS producten) | stuk | FaH cpl thermo. SI-B | 6235-914 Plaque couvercle, blanc alpin, capots Busch-Balance SI | c-plate temp. | 6235-914 Cover plate for room thermostat
2CKA006220A0369 | 6225/1.0-914 | Active | 4011395190364 | 150.86 | 1 | 1 | stuk | free@home | BE31170 | FH (LNP ERS producten) | stuk | FaH bewegingssensor SI-B | 6225/1.0-914 Détecteur de mouvement, blanc alpin, capots Busch-Balance SI | Movement detector | 6225/1.0-914 Movement detector for ABB-free@home® |  | 5.14
2CKA006220A0370 | 6215/1.1-914 | Active | 4011395190371 | 192.24 | 1 | 1 | stuk | free@home | BE31170 | FH (LNP ERS producten) | stuk | FaH bewegingssensor/aktor 1v SI-B | 6215/1.1-914 Détecteur de mouvement/actionneur interrupteur, 1 interrupteur, blanc alpin, combinaisons capteur/actionneur, sans matr | Mov. detector/actuator 1g | 6215/1.1-914 Movement detector/switch actuator, 1gang for ABB-free@home® |  | 5.14
2CKA006220A0387 | 6226 U | Active | 4011395202241 | 35.37 | 1 | 1 | stuk | free@home | BE31170 | FH (LNP ERS producten) | stuk | 6226 U installatiedozen Visualisatie/Touchpanels | 6226 U Boîtier d#installation encastrable, panneaux visuels tactiles | Flush-mounted inst. box | 6226 U Flush-mounted installation box for ABB-free@home®
2CKA006220A0388 | 6228 | Active | 4011395202319 | 664.24 | 1 | 1 | stuk | free@home | BE31170 | TL (KNX BJE (non DIN)) | stuk | 6228 Weather station ABB-free@home® | 6228 Stations météorologique, capteurs, contrôleurs de température de la pièce, détecteur de mouvement, bobines de ventilateurs | Weather Station | 6228 Weather station for ABB-free@home® |  | 5.14
2CKA006220A0396 | 6230-10-82 | Active | 4011395202418 | 4.88 | 1 | 1 | stuk | free@home | BE31170 | FH (LNP ERS producten) | stuk | FaH Bedien.wip 1v f-ivoor | 6230-10-82 Bascule, blanc ivoire, capots, linéaire futur | rocker 1gang | 6230-10-82 Rocker 1gang, without printing
2CKA006220A0397 | 6231-10-82 | Active | 4011395202425 | 7.2 | 1 | 1 | stuk | free@home | BE31170 | FH (LNP ERS producten) | stuk | FaH Bedien.wip 1v licht f-ivoor | 6231-10-82 Bascule, blanc ivoire, capots, linéaire futur | rocker 1gang, lighting | 6231-10-82 Rocker 1gang, with "Light" icon
2CKA006220A0398 | 6232-10-82 | Active | 4011395202432 | 7.2 | 1 | 1 | stuk | free@home | BE31170 | FH (LNP ERS producten) | stuk | FaH Bedien.wip 1v jaloezie f-ivoor | 6232-10-82 Bascule, blanc ivoire, capots, linéaire futur | rocker 1gang, blinds | 6232-10-82 Rocker 1gang, with "Blind" icon
2CKA006220A0399 | 6233-10-82 | Active | 4011395202449 | 7.2 | 1 | 1 | stuk | free@home | BE31170 | FH (LNP ERS producten) | stuk | FaH Bedien.wip 1v scene f-ivoor | 6233-10-82 Bascule, blanc ivoire, capots, linéaire futur | rocker 1gang, scene | 6233-10-82 Rocker 1gang, with "Scene" icon
2CKA006220A0400 | 6234-10-82 | Active | 4011395202456 | 7.2 | 1 | 1 | stuk | free@home | BE31170 | FH (LNP ERS producten) | stuk | FaH Bedien.wip 1v dimmer f-ivoor | 6234-10-82 Bascule, blanc ivoire, capots, linéaire futur | rocker 1gang, dimming | 6234-10-82 Rocker 1gang, with "Dimmer" icon
2CKA006220A0401 | 6230-20-82 | Active | 4011395202463 | 3.87 | 1 | 1 | stuk | free@home | BE31170 | FH (LNP ERS producten) | stuk | FaH Bedien.wip 2v f-ivoor | 6230-20-82 Bascule, blanc ivoire, capots, linéaire futur | rocker 2gang | 6230-20-82 Rocker 2gang left/right, without printing
2CKA006220A0402 | 6231-21-82 | Active | 4011395202470 | 5.54 | 1 | 1 | stuk | free@home | BE31170 | FH (LNP ERS producten) | stuk | FaH Bedien.wip links 2v licht f-ivoor | 6231-21-82 Bascule, blanc ivoire, capots, linéaire futur | rocker 2g, left, lighting | 6231-21-82 Rocker 2gang left, with "Light" icon
2CKA006220A0403 | 6232-20-82 | Active | 4011395202487 | 5.54 | 1 | 1 | stuk | free@home | BE31170 | FH (LNP ERS producten) | stuk | FaH Bedien.wip 2v jaloezie f-ivoor | 6232-20-82 Bascule, blanc ivoire, capots, linéaire futur | rocker 2g, blinds | 6232-20-82 Rocker 2gang left/right, "Blind" icon
2CKA006220A0404 | 6233-21-82 | Active | 4011395202494 | 5.54 | 1 | 1 | stuk | free@home | BE31170 | FH (LNP ERS producten) | stuk | FaH Bedien.wip links 2v scene f-ivoor | 6233-21-82 Bascule, blanc ivoire, capots, linéaire futur | rocker 2gang, left, scene | 6233-21-82 Rocker 2gang left, with "Scene" icon
2CKA006220A0405 | 6234-21-82 | Active | 4011395202500 | 5.54 | 1 | 1 | stuk | free@home | BE31170 | FH (LNP ERS producten) | stuk | FaH Bedien.wip links 2v dimmer f-ivoo | 6234-21-82 Bascule, blanc ivoire, capots, linéaire futur | rocker 2g, left, dimming | 6234-21-82 Rocker 2gang left, with "Dimmer" icon
2CKA006220A0406 | 6234-22-82 | Active | 4011395202517 | 5.54 | 1 | 1 | stuk | free@home | BE31170 | FH (LNP ERS producten) | stuk | FaH Bedien.wip rechts 2v dimmer f-ivo | 6234-22-82 Bascule, blanc ivoire, capots, linéaire futur | rocker 2g, right, dimming | 6234-22-82 Rocker 2gang right, with "Dimmer" icon
2CKA006220A0407 | 6231-22-82 | Active | 4011395202524 | 5.54 | 1 | 1 | stuk | free@home | BE31170 | FH (LNP ERS producten) | stuk | FaH Bedien.wip rechts 2v licht f-ivoo | 6231-22-82 Bascule, blanc ivoire, capots, linéaire futur | rocker 2g, right, lighting | 6231-22-82 Rocker 2gang right, with "Light" icon
2CKA006220A0408 | 6233-22-82 | Active | 4011395202531 | 5.54 | 1 | 1 | stuk | free@home | BE31170 | FH (LNP ERS producten) | stuk | FaH Bedien.wip rechts 2v scene f-ivoo | 6233-22-82 Bascule, blanc ivoire, capots, linéaire futur | rocker 2g, right, scene | 6233-22-82 Rocker 2gang right, with "Scene" icon
2CKA006220A0409 | 6235-82 | Active | 4011395205532 | 10.43 | 1 | 1 | stuk | free@home | BE31170 | FH (LNP ERS producten) | stuk | FaH cpl thermo. f-ivoor | 6235-82 Plaque couvercle, blanc ivoire, capots, linéaire futur | C-plate RT sensor unit | 6235-82 Cover plate for room thermostat
2CKA006220A0410 | 6225/1.0-82 | Active | 4011395202548 | 156.38 | 1 | 1 | stuk | free@home | BE31170 | FH (LNP ERS producten) | stuk | FaH bewegingssensor f-ivoor | 6225/1.0-82 Détecteur de mouvement, blanc ivoire, capteurs, contrôleurs de température de la pièce, détecteur de mouvement, bobines de ventilateur | Movement detector | 6225/1.0-82 Movement detector for ABB-free@home® |  | 5.14
2CKA006220A0411 | 6215/1.1-82 | Active | 4011395202555 | 194.67 | 1 | 1 | stuk | free@home | BE31170 | FH (LNP ERS producten) | stuk | 6215/1.1-82Bew/switch Act.1gang ABB-free@home® | 6215/1.1-82 Movement detector/switch actuator, 1gang for ABB-free@home® | Mov. detector/actuator 1g | 6215/1.1-82 Movement detector/switch actuator, 1gang for ABB-free@home® |  | 5.14
2CKA006220A0412 | 6236-82 | Active | 4011395205549 | 10.43 | 1 | 1 | stuk | free@home | BE31170 | FH (LNP ERS producten) | stuk | FaH cpl fan coil f-ivoor | 6236-82 Plaque couvercle, blanc ivoire, capots, linéaire futur | C-plate Fan Coil | 6236-82 Cover plate For fan coil controller
2CKA006220A0413 | 6230-10-866 | Active | 4011395202562 | 8.86 | 1 | 1 | stuk | free@home | BE31170 | FH (LNP ERS producten) | stuk | FaH Bedien.wip 1v pure-rvs | 6230-10-866 Bascule, acier inoxydable, capots, acier inoxydable pur | rocker 1gang | 6230-10-866 Rocker 1gang, without printing
2CKA006220A0414 | 6231-10-866 | Active | 4011395202579 | 10.62 | 1 | 1 | stuk | free@home | BE31170 | FH (LNP ERS producten) | stuk | FaH Bedien.wip 1v licht pure-rvs | 6231-10-866 Bascule, acier inoxydable, capots, acier inoxydable pur | rocker 1gang, lighting | 6231-10-866 Rocker 1gang, with "Light" icon
2CKA006220A0415 | 6232-10-866 | Active | 4011395202586 | 10.62 | 1 | 1 | stuk | free@home | BE31170 | FH (LNP ERS producten) | stuk | FaH Bedien.wip 1v jaloezie pure-rvs | 6232-10-866 Bascule, acier inoxydable, capots, acier inoxydable pur | rocker 1gang, blinds | 6232-10-866 Rocker 1gang, with "Blind" icon
2CKA006220A0416 | 6233-10-866 | Active | 4011395202593 | 10.62 | 1 | 1 | stuk | free@home | BE31170 | FH (LNP ERS producten) | stuk | FaH Bedien.wip 1v scene pure-rvs | 6233-10-866 Bascule, acier inoxydable, capots, acier inoxydable pur | rocker 1gang, scene | 6233-10-866 Rocker 1gang, with "Scene" icon
2CKA006220A0417 | 6234-10-866 | Active | 4011395202609 | 10.62 | 1 | 1 | stuk | free@home | BE31170 | FH (LNP ERS producten) | stuk | FaH Bedien.wip 1v dimmer pure-rvs | 6234-10-866 Bascule, acier inoxydable, capots, acier inoxydable pur | rocker 1gang, dimming | 6234-10-866 Rocker 1gang, with "Dimmer" icon
2CKA006220A0418 | 6230-20-866 | Active | 4011395202616 | 6.52 | 1 | 1 | stuk | free@home | BE31170 | FH (LNP ERS producten) | stuk | FaH Bedien.wip 2v pure-rvs | 6230-20-866 Bascule, acier inoxydable, capots, acier inoxydable pur | rocker 2gang | 6230-20-866 Rocker 2gang left/right, without printing
2CKA006220A0419 | 6231-21-866 | Active | 4011395202623 | 7.76 | 1 | 1 | stuk | free@home | BE31170 | FH (LNP ERS producten) | stuk | FaH Bedien.wip links 2v licht pure-rv | 6231-21-866 Bascule, acier inoxydable, capots, acier inoxydable pur | rocker 2g, left, lighting | 6231-21-866 Rocker 2gang left, with "Light" icon
2CKA006220A0420 | 6232-20-866 | Active | 4011395202630 | 7.76 | 1 | 1 | stuk | free@home | BE31170 | FH (LNP ERS producten) | stuk | FaH Bedien.wip 2v jaloezie pure-rvs | 6232-20-866 Bascule, acier inoxydable, capots, acier inoxydable pur | rocker 2g, blinds | 6232-20-866 Rocker 2gang left/right, "Blind" icon
2CKA006220A0421 | 6233-21-866 | Active | 4011395202647 | 7.76 | 1 | 1 | stuk | free@home | BE31170 | FH (LNP ERS producten) | stuk | FaH Bedien.wip links 2v scene pure-rv | 6233-21-866 Bascule, acier inoxydable, capots, acier inoxydable pur | rocker 2gang, left, scene | 6233-21-866 Rocker 2gang left, with "Scene" icon
2CKA006220A0422 | 6234-21-866 | Active | 4011395202654 | 7.76 | 1 | 1 | stuk | free@home | BE31170 | FH (LNP ERS producten) | stuk | FaH Bedien.wip links 2v dimmer pure-r | 6234-21-866 Bascule, acier inoxydable, capots, acier inoxydable pur | rocker 2g, left, dimming | 6234-21-866 Rocker 2gang left, with "Dimmer" icon
2CKA006220A0423 | 6234-22-866 | Active | 4011395202661 | 7.76 | 1 | 1 | stuk | free@home | BE31170 | FH (LNP ERS producten) | stuk | FaH Bedien.wip rechts 2v dimmer pure | 6234-22-866 Bascule, acier inoxydable, capots, acier inoxydable pur | rocker 2g, right, dimming | 6234-22-866 Rocker 2gang right, with "Dimmer" icon
2CKA006220A0424 | 6231-22-866 | Active | 4011395202678 | 7.76 | 1 | 1 | stuk | free@home | BE31170 | FH (LNP ERS producten) | stuk | FaH Bedien.wip rechts 2v licht pure-r | 6231-22-866 Bascule, acier inoxydable, capots, acier inoxydable pur | rocker 2g, right, lighting | 6231-22-866 Rocker 2gang right, with "Light" icon
2CKA006220A0425 | 6233-22-866 | Active | 4011395202685 | 7.76 | 1 | 1 | stuk | free@home | BE31170 | FH (LNP ERS producten) | stuk | FaH Bedien.wip rechts 2v scene pure-r | 6233-22-866 Bascule, acier inoxydable, capots, acier inoxydable pur | rocker 2g, right, scene | 6233-22-866 Rocker 2gang right, with "Scene" icon
2CKA006220A0426 | 6235-866 | Active | 4011395205556 | 15.83 | 1 | 1 | stuk | free@home | BE31170 | FH (LNP ERS producten) | stuk | FaH cpl thermo. pure-rvs | 6235-866 Bascule, acier inoxydable, capots, acier inoxydable pur | C-plate RT sensor unit | 6235-866 Cover plate for room thermostat
2CKA006220A0427 | 6225/1.0-866 | Active | 4011395202692 | 160.09 | 1 | 1 | stuk | free@home | BE31170 | FH (LNP ERS producten) | stuk | FaH bewegingssensor pure-rvs | 6225/1.0-866 détecteur de mouvement, acier inoxydable, capots, acier inoxydable pur | Movement detector | 6225/1.0-866 Movement detector for ABB-free@home® |  | 5.14
2CKA006220A0428 | 6215/1.1-866 | Active | 4011395202708 | 198.31 | 1 | 1 | stuk | free@home | BE31170 | FH (LNP ERS producten) | stuk | 6215/1.1-866Bew/switch Act.1gang ABB-free@home® | 6215/1.1-866 Movement detector/switch actuator, 1gang for ABB-free@home® | Mov. detector/actuator 1g | 6215/1.1-866 Movement detector/switch actuator, 1gang for ABB-free@home® |  | 5.14
2CKA006220A0430 | 6230-10-803 | Active | 4011395202715 | 8.68 | 1 | 1 | stuk | free@home | BE31170 | FH (LNP ERS producten) | stuk | FaH Bedien.wip 1v s-grijsMET | 6230-10-803 Bascule, gris métallique, capots, solo | rocker 1gang | 6230-10-803 Rocker 1gang, without printing
2CKA006220A0431 | 6231-10-803 | Active | 4011395202722 | 9.86 | 1 | 1 | stuk | free@home | BE31170 | FH (LNP ERS producten) | stuk | FaH Bedien.wip 1v licht s-grijsMet | 6231-10-803 Bascule, gris métallique, capots, solo | rocker 1gang, lighting | 6231-10-803 Rocker 1gang, with "Light" icon
2CKA006220A0432 | 6232-10-803 | Active | 4011395202739 | 9.86 | 1 | 1 | stuk | free@home | BE31170 | FH (LNP ERS producten) | stuk | FaH Bedien.wip 1v jaloezie s-grijsM | 6232-10-803 Bascule, gris métallique, capots, solo | rocker 1gang, blinds | 6232-10-803 Rocker 1gang, with "Blind" icon
2CKA006220A0433 | 6233-10-803 | Active | 4011395202746 | 9.86 | 1 | 1 | stuk | free@home | BE31170 | FH (LNP ERS producten) | stuk | FaH Bedien.wip 1v scene s-grijsMet | 6233-10-803 Bascule, gris métallique, capots, solo | rocker 1gang, scene | 6233-10-803 Rocker 1gang, with "Scene" icon
2CKA006220A0434 | 6234-10-803 | Active | 4011395202753 | 9.86 | 1 | 1 | stuk | free@home | BE31170 | FH (LNP ERS producten) | stuk | FaH Bedien.wip 1v dimmer s-grijsMet | 6234-10-803 Bascule, gris métallique, capots, solo | rocker 1gang, dimming | 6234-10-803 Rocker 1gang, with "Dimmer" icon
2CKA006220A0435 | 6230-20-803 | Active | 4011395202760 | 5.76 | 1 | 1 | stuk | free@home | BE31170 | FH (LNP ERS producten) | stuk | FaH Bedien.wip 2v s-grijsMET | 6230-20-803 Bascule, gris métallique, capots, solo | rocker 2gang | 6230-20-803 Rocker 2gang left/right, without printing
2CKA006220A0436 | 6231-21-803 | Active | 4011395202777 | 6.88 | 1 | 1 | stuk | free@home | BE31170 | FH (LNP ERS producten) | stuk | FaH Bedien.wip links 2v licht s-grs | 6231-21-803 Bascule, gris métallique, capots, solo | rocker 2g, left, lighting | 6231-21-803 Rocker 2gang left, with "Light" icon
2CKA006220A0437 | 6232-20-803 | Active | 4011395202340 | 6.88 | 1 | 1 | stuk | free@home | BE31170 | FH (LNP ERS producten) | stuk | FaH Bedien.wip 2v jaloezie s-grs | 6232-20-803 Bascule, gris métallique, capots, solo | rocker 2g, blinds | 6232-20-803 Rocker 2gang left/right, "Blind" icon
2CKA006220A0438 | 6233-21-803 | Active | 4011395202357 | 6.88 | 1 | 1 | stuk | free@home | BE31170 | FH (LNP ERS producten) | stuk | FaH Bedien.wip links 2v scene s-grs | 6233-21-803 Bascule, gris métallique, capots, solo | rocker 2gang, left, scene | 6233-21-803 Rocker 2gang left, with "Scene" icon
2CKA006220A0439 | 6234-21-803 | Active | 4011395202364 | 6.88 | 1 | 1 | stuk | free@home | BE31170 | FH (LNP ERS producten) | stuk | FaH Bedien.wip links 2v dimmer s-grs | 6234-21-803 Bascule, gris métallique, capots, solo | rocker 2g, left, dimming | 6234-21-803 Rocker 2gang left, with "Dimmer" icon
2CKA006220A0440 | 6234-22-803 | Active | 4011395202371 | 6.88 | 1 | 1 | stuk | free@home | BE31170 | FH (LNP ERS producten) | stuk | FaH Bedien.wip rechts 2v dimmer s-grs | 6234-22-803 Bascule, gris métallique, capots, solo | rocker 2g, right, dimming | 6234-22-803 Rocker 2gang right, with "Dimmer" icon
2CKA006220A0441 | 6231-22-803 | Active | 4011395202388 | 6.88 | 1 | 1 | stuk | free@home | BE31170 | FH (LNP ERS producten) | stuk | FaH Bedien.wip rechts 2v licht s-grs | 6231-22-803 Bascule, gris métallique, capots, solo | rocker 2g, right, lighting | 6231-22-803 Rocker 2gang right, with "Light" icon
2CKA006220A0443 | 6235-803 | Active | 4011395205570 | 14.95 | 1 | 1 | stuk | free@home | BE31170 | FH (LNP ERS producten) | stuk | FaH cpl thermo. s-grijsMET | 6235-803 Plaque couvercle, gris métallique, capots, solo | C-plate RT sensor unit | 6235-803 Cover plate for room thermostat
2CKA006220A0444 | 6225/1.0-803 | Active | 4011395202807 | 158.85 | 1 | 1 | stuk | free@home | BE31170 | FH (LNP ERS producten) | stuk | FaH bewegingssensor s-grijsMET | 6225/1.0-803 Détecteur de mouvement, gris métallique, capots, solo | Movement detector | 6225/1.0-803 Movement detector for ABB-free@home® |  | 5.14
2CKA006220A0445 | 6215/1.1-803 | Active | 4011395202814 | 197.11 | 1 | 1 | stuk | free@home | BE31170 | FH (LNP ERS producten) | stuk | 6215/1.1-803Bew/switch Act.1gang ABB-free@home® | 6215/1.1-803 Movement detector/switch actuator, 1gang for ABB-free@home® | Mov. detector/actuator 1g | 6215/1.1-803 Movement detector/switch actuator, 1gang for ABB-free@home® |  | 5.14
2CKA006220A0446 | 6236-803 | Active | 4011395205587 | 14.95 | 1 | 1 | stuk | free@home | BE31170 | FH (LNP ERS producten) | stuk | FaH cpl fan coil s-grijsMET | 6236-803 Plaque couvercle, gris métallique, capots, solo | C-plate Fan Coil | 6236-803 Cover plate For fan coil controller
2CKA006220A0481 | 6230-10-884 | Active | 4011395203125 | 8.68 | 1 | 1 | stuk | free@home | BE31170 | FH (LNP ERS producten) | stuk | FaH Bedien.wip 1v f-matwit | 6230-10-884 Bascule, blanc studio, mat, capots, linéaire futur | rocker 1gang | 6230-10-884 Rocker 1gang, without printing
2CKA006220A0482 | 6231-10-884 | Active | 4011395203132 | 9.86 | 1 | 1 | stuk | free@home | BE31170 | FH (LNP ERS producten) | stuk | FaH Bedien.wip 1v licht f-matwit | 6231-10-884 Bascule, blanc studio, mat, capots, linéaire futur | rocker 1gang, lighting | 6231-10-884 Rocker 1gang, with "Light" icon
2CKA006220A0483 | 6232-10-884 | Active | 4011395203149 | 9.86 | 1 | 1 | stuk | free@home | BE31170 | FH (LNP ERS producten) | stuk | FaH Bedien.wip 1v jaloezie f-matwit | 6232-10-884 Bascule, blanc studio, mat, capots, linéaire futur | rocker 1gang, blinds | 6232-10-884 Rocker 1gang, with "Blind" icon
2CKA006220A0484 | 6233-10-884 | Active | 4011395203156 | 9.86 | 1 | 1 | stuk | free@home | BE31170 | FH (LNP ERS producten) | stuk | FaH Bedien.wip 1v scene f-matwit | 6233-10-884 Bascule, blanc studio, mat, capots, linéaire futur | rocker 1gang, scene | 6233-10-884 Rocker 1gang, with "Scene" icon
2CKA006220A0485 | 6234-10-884 | Active | 4011395203170 | 9.86 | 1 | 1 | stuk | free@home | BE31170 | FH (LNP ERS producten) | stuk | FaH Bedien.wip 1v dimmer f-matwit | 6234-10-884 Bascule, blanc studio, mat, capots, linéaire futur | rocker 1gang, dimming | 6234-10-884 Rocker 1gang, with "Dimmer" icon
2CKA006220A0486 | 6230-20-884 | Active | 4011395203187 | 5.76 | 1 | 1 | stuk | free@home | BE31170 | FH (LNP ERS producten) | stuk | FaH Bedien.wip 2v f-matwit | 6230-20-884 Bascule, blanc studio, mat, capots, linéaire futur | rocker 2gang | 6230-20-884 Rocker 2gang left/right, without printing
2CKA006220A0487 | 6231-21-884 | Active | 4011395203194 | 6.88 | 1 | 1 | stuk | free@home | BE31170 | FH (LNP ERS producten) | stuk | FaH Bedien.wip links 2v licht f-matw | 6231-21-884 Bascule, blanc studio, mat, capots, linéaire futur | rocker 2g, left, lighting | 6231-21-884 Rocker 2gang left, with "Light" icon
2CKA006220A0488 | 6232-20-884 | Active | 4011395203200 | 6.88 | 1 | 1 | stuk | free@home | BE31170 | FH (LNP ERS producten) | stuk | FaH Bedien.wip 2v jaloezie f-matwit | 6232-20-884 Bascule, blanc studio, mat, capots, linéaire futur | rocker 2g, blinds | 6232-20-884 Rocker 2gang left/right, "Blind" icon
2CKA006220A0489 | 6233-21-884 | Active | 4011395203217 | 6.88 | 1 | 1 | stuk | free@home | BE31170 | FH (LNP ERS producten) | stuk | FaH Bedien.wip links 2v scene f-matw | 6233-21-884 Bascule, blanc studio, mat, capots, linéaire futur | rocker 2gang, left, scene | 6233-21-884 Rocker 2gang left, with "Scene" icon
2CKA006220A0490 | 6234-21-884 | Active | 4011395203224 | 6.88 | 1 | 1 | stuk | free@home | BE31170 | FH (LNP ERS producten) | stuk | FaH Bedien.wip links 2v dimmer f-matw | 6234-21-884 Bascule, blanc studio, mat, capots, linéaire futur | rocker 2g, left, dimming | 6234-21-884 Rocker 2gang left, with "Dimmer" icon
2CKA006220A0491 | 6234-22-884 | Active | 4011395203231 | 6.88 | 1 | 1 | stuk | free@home | BE31170 | FH (LNP ERS producten) | stuk | FaH Bedien.wip rechts 2v dimmer f-mat | 6234-22-884 Bascule, blanc studio, mat, capots, linéaire futur | rocker 2g, right, dimming | 6234-22-884 Rocker 2gang right, with "Dimmer" icon
2CKA006220A0492 | 6231-22-884 | Active | 4011395203248 | 6.88 | 1 | 1 | stuk | free@home | BE31170 | FH (LNP ERS producten) | stuk | FaH Bedien.wip rechts 2v licht f-matw | 6231-22-884 Bascule, blanc studio, mat, capots, linéaire futur | rocker 2g, right, lighting | 6231-22-884 Rocker 2gang right, with "Light" icon
2CKA006220A0493 | 6233-22-884 | Active | 4011395203255 | 6.88 | 1 | 1 | stuk | free@home | BE31170 | FH (LNP ERS producten) | stuk | FaH Bedien.wip rechts 2v scene f-matw | 6233-22-884 Bascule, blanc studio, mat, capots, linéaire futur | rocker 2g, right, scene | 6233-22-884 Rocker 2gang right, with "Scene" icon
2CKA006220A0494 | 6235-884 | Active | 4011395205648 | 14.95 | 1 | 1 | stuk | free@home | BE31170 | FH (LNP ERS producten) | stuk | FaH cpl thermo. f-matwit | 6235-884 Plaque couvercle, blanc studio, mat, capots, linéaire futur | C-plate RT sensor unit | 6235-884 Cover plate for room thermostat
2CKA006220A0495 | 6225/1.0-884 | Active | 4011395203262 | 158.85 | 1 | 1 | stuk | free@home | BE31170 | FH (LNP ERS producten) | stuk | FaH bewegingssensor f-matwit | 6225/1.0-884 Détecteur de mouvement, blanc studio, mat, capteurs, contrôleurs de température de la pièce, détecteur de mouvement, bobines de | Movement detector | 6225/1.0-884 Movement detector for ABB-free@home® |  | 5.14
2CKA006220A0496 | 6215/1.1-884 | Active | 4011395203279 | 197.11 | 1 | 1 | stuk | free@home | BE31170 | FH (LNP ERS producten) | stuk | 6215/1.1-884Bew/switch Act.1gang ABB-free@home® | 6215/1.1-884 Movement detector/switch actuator, 1gang for ABB-free@home® | Mov. detector/actuator 1g | 6215/1.1-884 Movement detector/switch actuator, 1gang for ABB-free@home® |  | 5.14
2CKA006220A0497 | 6236-884 | Active | 4011395205655 | 14.95 | 1 | 1 | stuk | free@home | BE31170 | FH (LNP ERS producten) | stuk | FaH cpl fan coil f-matwit | 6236-884 Plaque couvercle, blanc studio, mat, capots, linéaire futur | C-plate Fan Coil | 6236-884 Cover plate For fan coil controller
2CKA006220A0498 | 6230-10-885 | Active | 4011395203286 | 8.68 | 1 | 1 | stuk | free@home | BE31170 | FH (LNP ERS producten) | stuk | FaH Bedien.wip 1v f-matzw | 6230-10-885 Bascule, noir mat, capots, linéaire futur | rocker 1gang | 6230-10-885 Rocker 1gang, without printing
2CKA006220A0499 | 6231-10-885 | Active | 4011395203293 | 9.86 | 1 | 1 | stuk | free@home | BE31170 | FH (LNP ERS producten) | stuk | FaH Bedien.wip 1v licht f-matzw | 6231-10-885 Bascule, noir mat, capots, linéaire futur | rocker 1gang, lighting | 6231-10-885 Rocker 1gang, with "Light" icon
2CKA006220A0500 | 6232-10-885 | Active | 4011395203309 | 9.86 | 1 | 1 | stuk | free@home | BE31170 | FH (LNP ERS producten) | stuk | FaH Bedien.wip 1v jaloezie f-matzw | 6232-10-885 Bascule, noir mat, capots, linéaire futur | rocker 1gang, blinds | 6232-10-885 Rocker 1gang, with "Blind" icon
2CKA006220A0501 | 6233-10-885 | Active | 4011395203330 | 9.86 | 1 | 1 | stuk | free@home | BE31170 | FH (LNP ERS producten) | stuk | FaH Bedien.wip 1v scene f-matzw | 6233-10-885 Bascule, noir mat, capots, linéaire futur | rocker 1gang, scene | 6233-10-885 Rocker 1gang, with "Scene" icon
2CKA006220A0502 | 6234-10-885 | Active | 4011395203347 | 9.86 | 1 | 1 | stuk | free@home | BE31170 | FH (LNP ERS producten) | stuk | FaH Bedien.wip 1v dimmer f-matzw | 6234-10-885 Bascule, noir mat, capots, linéaire futur | rocker 1gang, dimming | 6234-10-885 Rocker 1gang, with "Dimmer" icon
2CKA006220A0503 | 6230-20-885 | Active | 4011395203354 | 5.76 | 1 | 1 | stuk | free@home | BE31170 | FH (LNP ERS producten) | stuk | FaH Bedien.wip 2v f-matzw | 6230-20-885 Bascule, noir mat, capots, linéaire futur | rocker 2gang | 6230-20-885 Rocker 2gang left/right, without printing
2CKA006220A0504 | 6231-21-885 | Active | 4011395203361 | 6.88 | 1 | 1 | stuk | free@home | BE31170 | FH (LNP ERS producten) | stuk | FaH Bedien.wip links 2v licht f-matzw | 6231-21-885 Bascule, noir mat, capots, linéaire futur | rocker 2g, left, lighting | 6231-21-885 Rocker 2gang left, with "Light" icon
2CKA006220A0505 | 6232-20-885 | Active | 4011395203378 | 6.88 | 1 | 1 | stuk | free@home | BE31170 | FH (LNP ERS producten) | stuk | FaH Bedien.wip 2v jaloezie f-matzw | 6232-20-885 Bascule, noir mat, capots, linéaire futur | rocker 2g, blinds | 6232-20-885 Rocker 2gang left/right, "Blind" icon
2CKA006220A0506 | 6233-21-885 | Active | 4011395203385 | 6.88 | 1 | 1 | stuk | free@home | BE31170 | FH (LNP ERS producten) | stuk | FaH Bedien.wip links 2v scene f-matzw | 6233-21-885 Bascule, noir mat, capots, linéaire futur | rocker 2gang, left, scene | 6233-21-885 Rocker 2gang left, with "Scene" icon
2CKA006220A0507 | 6234-21-885 | Active | 4011395203392 | 6.88 | 1 | 1 | stuk | free@home | BE31170 | FH (LNP ERS producten) | stuk | FaH Bedien.wip links 2v dimmer f-matz | 6234-21-885 Bascule, noir mat, capots, linéaire futur | rocker 2g, left, dimming | 6234-21-885 Rocker 2gang left, with "Dimmer" icon
2CKA006220A0508 | 6234-22-885 | Active | 4011395203408 | 6.88 | 1 | 1 | stuk | free@home | BE31170 | FH (LNP ERS producten) | stuk | FaH Bedien.wip rechts 2v dimmer f-mat | 6234-22-885 Bascule, noir mat, capots, linéaire futur | rocker 2g, right, dimming | 6234-22-885 Rocker 2gang right, with "Dimmer" icon
2CKA006220A0509 | 6231-22-885 | Active | 4011395203415 | 6.88 | 1 | 1 | stuk | free@home | BE31170 | FH (LNP ERS producten) | stuk | FaH Bedien.wip rechts 2v licht f-matz | 6231-22-885 Bascule, noir mat, capots, linéaire futur | rocker 2g, right, lighting | 6231-22-885 Rocker 2gang right, with "Light" icon
2CKA006220A0510 | 6233-22-885 | Active | 4011395203422 | 6.88 | 1 | 1 | stuk | free@home | BE31170 | FH (LNP ERS producten) | stuk | FaH Bedien.wip rechts 2v scene f-matz | 6233-22-885 Bascule, noir mat, capots, linéaire futur | rocker 2g, right, scene | 6233-22-885 Rocker 2gang right, with "Scene" icon
2CKA006220A0511 | 6235-885 | Active | 4011395205662 | 14.95 | 1 | 1 | stuk | free@home | BE31170 | FH (LNP ERS producten) | stuk | FaH cpl thermo. f-matzw | 6235-885 Plaque couvercle, noir mat, capots, linéaire futur | C-plate RT sensor unit | 6235-885 Cover plate for room thermostat
2CKA006220A0512 | 6225/1.0-885 | Active | 4011395203439 | 158.85 | 1 | 1 | stuk | free@home | BE31170 | FH (LNP ERS producten) | stuk | FaH bewegingssensor f-matzw | 6225/1.0-885 Détecteur de mouvement, noir mat, capteurs, contrôleurs de température de la pièce, détecteur de mouvement, bobines de ventilateur | Movement detector | 6225/1.0-885 Movement detector for ABB-free@home® |  | 5.14
2CKA006220A0513 | 6215/1.1-885 | Active | 4011395203446 | 201.05 | 1 | 1 | stuk | free@home | BE31170 | FH (LNP ERS producten) | stuk | FaH bewegingssensor/aktor 1v f-matzw | 6215/1.1-885 Détecteur de mouvement/actionneur interrupteur, 1 interrupteur, noir mat, capots, linéaire futur | Mov. detector/actuator 1g | 6215/1.1-885 Movement detector/switch actuator, 1gang for ABB-free@home® |  | 5.14
2CKA006220A0514 | 6236-885 | Active | 4011395205679 | 14.95 | 1 | 1 | stuk | free@home | BE31170 | FH (LNP ERS producten) | stuk | FaH cpl fan coil f-matzw | 6236-885 Plaque couvercle, noir mat, capots, linéaire futur | C-plate Fan Coil | 6236-885 Cover plate For fan coil controller
2CKA006220A0515 | 6236-914 | Active | 4011395205686 | 7.36 | 1 | 1 | stuk | free@home | BE31170 | FH (LNP ERS producten) | stuk | FaH cpl fancoil SI-B | 6236-914 Plaque couvercle, blanc alpin, capots Busch-Balance SI | C-plate Fan Coil | 6236-914 Cover plate For fan coil controller
2CKA006220A0720 | 6226/T | Active | 4011395213315 | 29.4 | 1 | 1 | stuk | free@home | BE31170 | FH (LNP ERS producten) | stuk | BJ-FaH Temp sensor 4 3 FaH panel 4M | Busch-FaH Temp sensor For 4,3 FaH panel 4 metres | Busch-FaH Temp sensor For 4,3 FaH panel 4 meters | 6226/T Temperature sensor |  | 5.14
2CKA006220A0728 | DA/M.4.210.2.11 | Active | 4011395251782 | 421.95 | 1 | 1 | stuk | free@home | BE31170 | FH (LNP ERS producten) | stuk | f@h LED Dimmer 4v 210W/VA DINr | f@h Variateur LED 4f, 210W DINr | f@h LED Dimmer 4v, 210W DINr | DA/M.4.210.2.11 Dimming actuator, 4gang for ABB-free@home® |  | 5.14
2CKA006220A0730 | DA/M.6.210.2.11 | Active | 4011395251805 | 632.92 | 1 | 1 | stuk | free@home | BE31170 | FH (LNP ERS producten) | stuk | f@h LED Dimmer 6v 210W/VA DINr | f@h Variateur LED 6f, 210W DINr | f@h LED Dimmer 6f, 210W/VA DINr | DA/M.6.210.2.11 Dimming actuator, 6gang for ABB-free@home® |  | 5.14
2CKA006310A0078 | 6345-866-101-500 | Active | 4011395118689 | 171.07 | 1 | 1 | stuk | KNX - Busch PriOn | BE31170 | TT (Confortpanel & suppl) | stuk | priON BJ-Watchdog 180 FM | priON, Busch-Watchdog 180 FM | priON, Busch-Watchdog 180 FM | 6345-866-101-500 Busch-Watchdog 180 flush-mounted comfort sensor II Busch-priOn® |  | 5.14
2CKA006310A0080 | 6345-825-101-500 | Active | 4011395118726 | 161.42 | 1 | 1 | stuk | KNX - Busch PriOn | BE31170 | TT (Confortpanel & suppl) | stuk | priON BJ-Watchdog 180 FM | priON, Busch-Watchdog 180 FM | priON, Busch-Watchdog 180 FM | 6345-825-101-500 Busch-Watchdog 180 flush-mounted comfort sensor II Busch-priOn® |  | 5.14
2CKA006310A0081 | 6345-24G-101-500 | Active | 4011395118733 | 120.35 | 1 | 1 | stuk | KNX - Busch PriOn | BE31170 | TT (Confortpanel & suppl) | stuk | priON BJ-Watchdog 180 FM | priON, Busch-Watchdog 180 FM | priON, Busch-Watchdog 180 FM | 6345-24G-101-500 Busch-Watchdog 180 flush-mounted comfort sensor II Busch-priOn® |  | 5.14
2CKA006310A0093 | 6353/20-860-500 | Active | 4011395118924 | 5.2 | 1 | 1 | stuk | KNX - Busch PriOn | BE31170 | TT (Confortpanel & suppl) | stuk | 6353/20-860-500 label symbol lightin | Etiquetage symbole lumineux Labelling symbol lightin 8 60-500 | Labelling symbol lighting | 6353/20-860-500 Labelling symbol for lighting
2CKA006310A0094 | 6353/30-860-500 | Active | 4011395118931 | 5.2 | 1 | 1 | stuk | KNX - Busch PriOn | BE31170 | TT (Confortpanel & suppl) | stuk | 6353/30-860-500 label symbol blind | Etiquetage symbole Labelling symbol blind 86 0-500 | Labelling symbol blind | 6353/30-860-500 Labelling symbol for blinds
2CKA006310A0095 | 6353/40-860-500 | Active | 4011395118948 | 5.2 | 1 | 1 | stuk | KNX - Busch PriOn | BE31170 | TT (Confortpanel & suppl) | stuk | 6353/40-860-500 label symbol tempera | Etiquetage symbole RTC Labelling symbol tempera 8 60-500 | Labelling symbol RTC | 6353/40-860-500 Labelling symbol for marking "temperature"
2CKA006310A0096 | 6353/50-860-500 | Active | 4011395118955 | 5.2 | 1 | 1 | stuk | KNX - Busch PriOn | BE31170 | TT (Confortpanel & suppl) | stuk | 6353/50-860-500 label symbol scene | Etiquetage symbole scénario Labelling symbol scene 86 0-500 | Labelling symbol scene | 6353/50-860-500 Labelling symbol for scene
2CKA006310A0106 | 6340-866-101-500 | Active | 4011395130889 | 79.38 | 1 | 1 | stuk | KNX - Busch PriOn | BE31170 | TT (Confortpanel & suppl) | stuk | priOn Switch.sensor 1-fold | priOn Switch Sensor 1-fold | priOn Switch Sensor 1-fold | 6340-866-101-500 Standard control element, 1gang Busch-priOn® |  | 5.14
2CKA006310A0108 | 6340-825-101-500 | Active | 4011395130919 | 74.8 | 1 | 1 | stuk | KNX - Busch PriOn | BE31170 | TT (Confortpanel & suppl) | stuk | priOn Switch.sensor 1-fold | priOn Switch Sensor 1-fold | PB/U1.3.1,priOn Bedient., 1f, Glas SW | 6340-825-101-500 Standard control element, 1gang Busch-priOn® |  | 5.14
2CKA006310A0109 | 6340-24G-101-500 | Active | 4011395130926 | 37.46 | 1 | 1 | stuk | KNX - Busch PriOn | BE31170 | TT (Confortpanel & suppl) | stuk | priOn Switch.sensor 1-fold | priOn Switch Sensor 1-fold | priOn Switch Sensor 1-fold | 6340-24G-101-500 Standard control element, 1gang Busch-priOn® |  | 5.14
2CKA006310A0114 | 6341-866-101-500 | Active | 4011395130971 | 104.21 | 1 | 1 | stuk | KNX - Busch PriOn | BE31170 | TT (Confortpanel & suppl) | stuk | priOn Rotary | priOn Rotary control element | priOn Rotary control element | 6341-866-101-500 Rotary control element, 1gang Busch-priOn® |  | 5.14
2CKA006310A0116 | 6341-825-101-500 | Active | 4011395130995 | 99.26 | 1 | 1 | stuk | KNX - Busch PriOn | BE31170 | TT (Confortpanel & suppl) | stuk | priOn Rotary | priOn Rotary control element | PDB/U1.3.1 priOn Dreh-T., 1f, Glas SW | 6341-825-101-500 Rotary control element, 1gang Busch-priOn® |  | 5.14
2CKA006310A0117 | 6341-24G-101-500 | Active | 4011395131008 | 65.77 | 1 | 1 | stuk | KNX - Busch PriOn | BE31170 | TT (Confortpanel & suppl) | stuk | priOn Rotary | priOn Rotary control element | priOn Rotary control element | 6341-24G-101-500 Rotary control element, 1gang Busch-priOn® |  | 5.14
2CKA006310A0122 | 6342-866-101-500 | Active | 4011395131053 | 159.01 | 1 | 1 | stuk | KNX - Busch PriOn | BE31170 | TT (Confortpanel & suppl) | stuk | priOn Switch.sensor 3-fold | priOn Switch Sensor 3-fold | priOn Switch Sensor 3-fold | 6342-866-101-500 Control element, 3gang Busch-priOn® |  | 5.14
2CKA006310A0135 | 6346/10-101-500 | Active | 4011395131190 | 22.84 | 1 | 1 | stuk | KNX - Busch PriOn | BE31170 | TT (Confortpanel & suppl) | stuk | Support frame 1-gang | Support frame 1-gang | PG/U1.1, priOn Grundträger, 1fach | 6346/10-101-500 Support frame, 1gang Busch-priOn® |  | 5.14
2CKA006310A0137 | 6346/11-101-500 | Active | 4011395131220 | 59.14 | 1 | 1 | stuk | KNX - Busch PriOn | BE31170 | TT (Confortpanel & suppl) | stuk | Support frame 2-gang | Support frame 2-gang | PG/U2.1, priOn Grundträger, 2fach | 6346/11-101-500 Support frame, 2gang Busch-priOn® |  | 5.14
2CKA006310A0139 | 6346/12-101-500 | Active | 4011395131244 | 86.49 | 1 | 1 | stuk | KNX - Busch PriOn | BE31170 | TT (Confortpanel & suppl) | stuk | Support frame 3-gang | Support frame 3-gang | PG/U3.1, priOn Grundträger, 3fach | 6346/12-101-500 Support frame, 3gang Busch-priOn® |  | 5.14
2CKA006310A0157 | 6350-825-101-500 | Active | 4011395131442 | 36.75 | 1 | 1 | stuk | KNX - Busch PriOn | BE31170 | TT (Confortpanel & suppl) | stuk | 6350-825-500 Upper end strip w.IR-int | Bandeau supérieur avec IR et c Upper end strip w. IR-int | Upper end strip w. IR-interface | 6350-825-101-500 Top end strip with IR and proximity sensor Busch-priOn® |  | 5.14
2CKA006320A0002 | 6320/10-20-500 | Active | 4011395138571 | 170.95 | 1 | 1 | stuk | KNX - Busch - Triton | BE31170 | TL (KNX BJE (non DIN)) | stuk | 6320/10-20-500 1/2gang IR receiver BJ-triton® | Busch triton platine 1/2 commandes, avec coupleur de bus et interface IR | Busch triton platin 1/2 gang, with bus coupler and IR interface | 6320/10-20-500 Control element, 1/2gang, with infrared receiver Busch-triton® |  | 5.14
2CKA006320A0004 | 6320/10-24G-500 | Active | 4011395138731 | 168.65 | 1 | 1 | stuk | KNX - Busch - Triton | BE31170 | TL (KNX BJE (non DIN)) | stuk | 6320/10-24G-500 1/2gang IR receiver BJ-triton® | Busch triton albaster/blanc studio 1/2 commandes, avec coupleur de bus et interface IR | Busch triton albast/studiowit 1/2 gang, with bus coupler and IR interface | 6320/10-24G-500 Control element, 1/2gang, with infrared receiver Busch-triton® |  | 5.14
2CKA006320A0006 | 6320/10-79-500 | Active | 4011395138755 | 170.95 | 1 | 1 | stuk | KNX - Busch - Triton | BE31170 | TL (KNX BJE (non DIN)) | stuk | 6320/10-79-500 1/2gang IR receiver BJ-triton® | Busch triton champagne métallique 1/2 commandes, avec coupleur de bus et interface IR | Busch triton champagne metallic 1/2 gang, with bus coupler and IR interface | 6320/10-79-500 Control element, 1/2gang, with infrared receiver Busch-triton® |  | 5.14
2CKA006320A0008 | 6320/10-83-500 | Active | 4011395138779 | 170.95 | 1 | 1 | stuk | KNX - Busch - Triton | BE31170 | TL (KNX BJE (non DIN)) | stuk | 6320/10-83-500 1/2gang IR receiver BJ-triton® | Busch triton argent aluminium 1/2 commandes, avec coupleur de bus et interface IR | Busch triton aluminium silver 1/2 gang, with bus coupler and IR interface | 6320/10-83-500 Control element, 1/2gang, with infrared receiver Busch-triton® |  | 5.14
2CKA006320A0010 | 6320/10-260-500 | Active | 4011395138793 | 170.95 | 1 | 1 | stuk | KNX - Busch - Triton | BE31170 | TL (KNX BJE (non DIN)) | stuk | 6320/10-260-500 1/2gang IR receiver BJ-triton® | Busch triton palladium 1/2 commandes, avec coupleur de bus et interface IR | Busch triton palladium 1/2 gang, with bus coupler and IR interface | 6320/10-260-500 Control element, 1/2gang, with infrared receiver Busch-triton® |  | 5.14
2CKA006320A0012 | 6320/30-20-500 | Active | 4011395138823 | 230.61 | 1 | 1 | stuk | KNX - Busch - Triton | BE31170 | TL (KNX BJE (non DIN)) | stuk | 6320/30-20-500 3/6gang IR interface BJ-triton® | Busch triton platine 3/6 commandes, avec coupleur de bus et interface IR | Busch triton platin 3/6 gang, with bus coupler and IR interface | 6320/30-20-500 Control element, 3/6gang, with infrared interface Busch-triton® |  | 5.14
2CKA006320A0014 | 6320/30-24G-500 | Active | 4011395138854 | 229.46 | 1 | 1 | stuk | KNX - Busch - Triton | BE31170 | TL (KNX BJE (non DIN)) | stuk | 6320/30-24G-500 3/6gang IR interface BJ-triton® | Busch triton albaster/blanc studio 3/6 commandes, avec coupleur de bus et interface IR | Busch triton albast/studiowit 3/6 gang, with bus coupler and IR interface | 6320/30-24G-500 Control element, 3/6gang, with infrared interface Busch-triton® |  | 5.14
2CKA006320A0016 | 6320/30-79-500 | Active | 4011395138878 | 229.46 | 1 | 1 | stuk | KNX - Busch - Triton | BE31170 | TL (KNX BJE (non DIN)) | stuk | 6320/30-79-500 3/6gang IR interface BJ-triton® | Busch triton champagne métallique 3/6 commandes, avec coupleur de bus et interface IR | Busch triton champagne metallic 3/6 gang, with bus coupler and IR interface | 6320/30-79-500 Control element, 3/6gang, with infrared interface Busch-triton® |  | 5.14
2CKA006320A0018 | 6320/30-83-500 | Active | 4011395138892 | 229.46 | 1 | 1 | stuk | KNX - Busch - Triton | BE31170 | TL (KNX BJE (non DIN)) | stuk | 6320/30-83-500 3/6gang IR interface BJ-triton® | Busch triton argent aluminium 3/6 commandes, avec coupleur de bus et interface IR | Busch triton aluminium silver 3/6 gang, with bus coupler and IR interface | 6320/30-83-500 Control element, 3/6gang, with infrared interface Busch-triton® |  | 5.14
2CKA006320A0020 | 6320/30-260-500 | Active | 4011395138922 | 229.46 | 1 | 1 | stuk | KNX - Busch - Triton | BE31170 | TL (KNX BJE (non DIN)) | stuk | 6320/30-260-500 3/6gang IR interface BJ-triton® | Busch triton palladium 3/6 commandes, avec coupleur de bus et interface IR | Busch triton palladium 3/6 gang, with bus coupler and IR interface | 6320/30-260-500 Control element, 3/6gang, with infrared interface Busch-triton® |  | 5.14
2CKA006320A0032 | 6320/50-20-500 | Active | 4011395139110 | 305.18 | 1 | 1 | stuk | KNX - Busch - Triton | BE31170 | TL (KNX BJE (non DIN)) | stuk | 6320/50-20-500 5/10gang IR interface BJ-triton® | Busch triton platine 5/10 commandes, avec coupleur de bus et interface IR | Busch triton platin 5/10 gang, with bus coupler and IR interface | 6320/50-20-500 Control element, 5/10gang, with infrared interface Busch-triton® |  | 5.14
2CKA006320A0034 | 6320/50-24G-500 | Active | 4011395139141 | 301.74 | 1 | 1 | stuk | KNX - Busch - Triton | BE31170 | TL (KNX BJE (non DIN)) | stuk | 6320/50-24G-500 5/10gang IR interface BJ-triton® | Busch triton albaster/blanc studio 5/10 commandes, avec coupleur de bus et interface IR | Busch triton albast/studiowit 5/10 gang, with bus coupler and IR interface | 6320/50-24G-500 Control element, 5/10gang, with infrared interface Busch-triton® |  | 5.14
2CKA006320A0036 | 6320/50-79-500 | Active | 4011395139165 | 305.18 | 1 | 1 | stuk | KNX - Busch - Triton | BE31170 | TL (KNX BJE (non DIN)) | stuk | 6320/50-79-500 5/10gang IR interface BJ-triton® | Busch triton champagne métallique 5/10 commandes, avec coupleur de bus et interface IR | Busch triton champagne metallic 5/10 gang, with bus coupler and IR interface | 6320/50-79-500 Control element, 5/10gang, with infrared interface Busch-triton® |  | 5.14
2CKA006320A0038 | 6320/50-83-500 | Active | 4011395139189 | 305.18 | 1 | 1 | stuk | KNX - Busch - Triton | BE31170 | TL (KNX BJE (non DIN)) | stuk | 6320/50-83-500 5/10gang IR interface BJ-triton® | Busch triton argent aluminium 5/10 commandes, avec coupleur de bus et interface IR | Busch triton aluminium silver 5/10 gang, with bus coupler and IR interface | 6320/50-83-500 Control element, 5/10gang, with infrared interface Busch-triton® |  | 5.14
2CKA006320A0040 | 6320/50-260-500 | Active | 4011395139219 | 305.18 | 1 | 1 | stuk | KNX - Busch - Triton | BE31170 | TL (KNX BJE (non DIN)) | stuk | 6320/50-260-500 5/10gang IR interface BJ-triton® | Busch triton palladium 5/10 commandes, avec coupleur de bus et interface IR | Busch triton palladium 5/10 gang, with bus coupler and IR interface | 6320/50-260-500 Control element, 5/10gang, with infrared interface Busch-triton® |  | 5.14
2CKA006320A0052 | 6321/38-20-500 | Active | 4011395201329 | 353.37 | 1 | 1 | stuk | KNX - Busch - Triton | BE31170 | TL (KNX BJE (non DIN)) | stuk | 6321/38-20-500 3/6gangIR interface,RTC BJ-triton® | 6321/38-20-500 Élément de commande, 3/6 interrupteurs, avec interface IR et RTC, platine, éléments de commande Busch-triton | triton 3/6gang MF/IR RTC | 6321/38-20-500 Control element, 3/6gang, with IR interface and RTC Busch-triton® |  | 5.14
2CKA006320A0054 | 6321/38-24G-500 | Active | 4011395201350 | 351.07 | 1 | 1 | stuk | KNX - Busch - Triton | BE31170 | TL (KNX BJE (non DIN)) | stuk | KNX - Busch - Triton 6321/38-24G-500 | 6321/38-24G-500 Élément de commande, 3/6 interrupteurs, avec interface IR et RTC, platine, éléments de commande Busch-triton | triton 3/6gang MF/IR RTC | 6321/38-24G-500 Control element, 3/6gang, with IR interface and RTC Busch-triton® |  | 5.14
2CKA006320A0056 | 6321/38-79-500 | Active | 4011395201374 | 353.37 | 1 | 1 | stuk | KNX - Busch - Triton | BE31170 | TL (KNX BJE (non DIN)) | stuk | 6321/38-79-500 3/6gangIR interface,RTC BJ-triton® | 6321/38-79-500 Élément de commande, 3/6 interrupteurs, avec interface IR et RTC, champagne métallique, éléments de commande Busch-triton | triton 3/6gang MF/IR RTC | 6321/38-79-500 Control element, 3/6gang, with IR interface and RTC Busch-triton® |  | 5.14
2CKA006320A0058 | 6321/38-83-500 | Active | 4011395201398 | 353.37 | 1 | 1 | stuk | KNX - Busch - Triton | BE31170 | TL (KNX BJE (non DIN)) | stuk | 6321/38-83-500 3/6gangIR interface,RTC BJ-triton® | 6321/38-83-500 Élément de commande, 3/6 interrupteurs, avec interface IR et RTC, argent aluminium, éléments de commande Busch-triton | triton 3/6gang MF/IR RTC | 6321/38-83-500 Control element, 3/6gang, with IR interface and RTC Busch-triton® |  | 5.14
2CKA006320A0060 | 6321/38-260-500 | Active | 4011395201428 | 353.37 | 1 | 1 | stuk | KNX - Busch - Triton | BE31170 | TL (KNX BJE (non DIN)) | stuk | KNX - Busch - Triton 6321/38-260-500 | 6321/38-260-500 Élément de commande, 3/6 interrupteurs, avec interface IR et RTC, palladium, éléments de commande Busch-triton | triton 3/6gang MF/IR RTC | 6321/38-260-500 Control element, 3/6gang, with IR interface and RTC Busch-triton® |  | 5.14
2CKA006320A0062 | 6321/58-20-500 | Active | 4011395201442 | 471.53 | 1 | 1 | stuk | KNX - Busch - Triton | BE31170 | TL (KNX BJE (non DIN)) | stuk | KNX - Busch - Triton 6321/58-20-500 | 6321/58-20-500 Élément de commande, 5/10 interrupteurs, avec interface IR et RTC, platine, éléments de commande Busch-triton | triton 3/6gang MF/IR RTC | 6321/58-20-500 Control element, 5/10gang, with IR interface and RTC Busch-triton® |  | 5.14
2CKA006320A0064 | 6321/58-24G-500 | Active | 4011395201466 | 469.23 | 1 | 1 | stuk | KNX - Busch - Triton | BE31170 | TL (KNX BJE (non DIN)) | stuk | KNX - Busch - Triton 6321/58-24G-500 | 6321/58-24G-500 Élément de commande, 5/10 interrupteurs, avec interface IR et RTC, blanc studio, éléments de commande Busch-triton | triton 3/6gang MF/IR RTC | 6321/58-24G-500 Control element, 5/10gang, with IR interface and RTC Busch-triton® |  | 5.14
2CKA006320A0066 | 6321/58-79-500 | Active | 4011395201480 | 471.53 | 1 | 1 | stuk | KNX - Busch - Triton | BE31170 | TL (KNX BJE (non DIN)) | stuk | KNX - Busch - Triton 6321/58-79-500 | 6321/58-79-500 Élément de commande, 5/10 interrupteurs, avec interface IR et RTC, champagne métallique, éléments de commande Busch-triton | triton 3/6gang MF/IR RTC | 6321/58-79-500 Control element, 5/10gang, with IR interface and RTC Busch-triton® |  | 5.14
2CKA006320A0068 | 6321/58-83-500 | Active | 4011395201503 | 471.53 | 1 | 1 | stuk | KNX - Busch - Triton | BE31170 | TL (KNX BJE (non DIN)) | stuk | KNX - Busch - Triton 6321/58-83-500 | 6321/58-83-500 Élément de commande, 5/10 interrupteurs, avec interface IR et RTC, argent aluminium, éléments de commande Busch-triton | triton 3/6gang MF/IR RTC | 6321/58-83-500 Control element, 5/10gang, with IR interface and RTC Busch-triton® |  | 5.14
2CKA006320A0070 | 6321/58-260-500 | Active | 4011395201527 | 471.53 | 1 | 1 | stuk | KNX - Busch - Triton | BE31170 | TL (KNX BJE (non DIN)) | stuk | KNX - Busch - Triton 6321/58-260-500 | 6321/58-260-500 Élément de commande, 5/10 interrupteurs, avec interface IR et RTC, palladium, éléments de commande Busch-triton | triton 3/6gang MF/IR RTC | 6321/58-260-500 Control element, 5/10gang, with IR interface and RTC Busch-triton® |  | 5.14
2CKA006330A0002 | SBS/U6.0.1-84 | Active | 4011395255087 | 157.98 | 1 | 1 | stuk | KNX -Tenton | BE31170 | TL (KNX BJE (non DIN)) | stuk | ctrl ClimaEco KNXRTC Slave Unit 6- | Control Element ClimaEco KNX with RTC Slave Unit, 6-Gang | Raumtemperaturregler Nebenstelle mit Bedienfunktion 6-fach | SBS/U6.0.1-84 Room temperature controller extension unit with control function 6gang ABB Tenton® |  | 5.14
2CKA006330A0004 | SBR/U6.0.1-84 | Active | 4011395255667 | 207.13 | 1 | 1 | stuk | KNX -Tenton | BE31170 | TL (KNX BJE (non DIN)) | stuk | KNX -Tenton SBR/U6.0.1-84 | Room Temperature Controller ClimaEco KNX with Control Element, 6-Gang | Raumtemperaturregler mit Bedienfunktion 6-fach | SBR/U6.0.1-84 Room temperature controller with control function 6gang ABB Tenton® |  | 5.14
2CKA006330A0006 | SBS/U10.0.1-84 | Active | 4011395255124 | 207.13 | 1 | 1 | stuk | KNX -Tenton | BE31170 | TL (KNX BJE (non DIN)) | stuk | ctrl ClimaEco KNXRTC Slave Unit 10- | Control Element ClimaEco KNX with RTC Slave Unit, 10-Gang | Raumtemperaturregler Nebenstelle mit Bedienfunktion 10-fach | SBS/U10.0.1-84 Room temperature controller extension unit with control function 10gang ABB Tenton® |  | 5.14
2CKA006330A0008 | SBR/U10.0.1-84 | Active | 4011395255179 | 296.07 | 1 | 1 | stuk | KNX -Tenton | BE31170 | TL (KNX BJE (non DIN)) | stuk | KNX -Tenton SBR/U10.0.1-84 | Room Temperature Controller ClimaEco KNX with Control Element, 10-Gang | Raumtemperaturregler mit Bedienfunktion 10-fach | SBR/U10.0.1-84 Room temperature controller with control function 10gang ABB Tenton® |  | 5.14
2CKA006330A0010 | SBC/U6.0.1-84 | Active | 4011395255193 | 404.9 | 1 | 1 | stuk | KNX -Tenton | BE31170 | TL (KNX BJE (non DIN)) | stuk | KNX -Tenton SBC/U6.0.1-84 | Room Temperature Controller ClimaEco KNX with CO2, Moisture, Control sensor, 6f | Raumtemperaturregler mit CO2/ Feuchte-Sensor und Bedienfunktion 6-fach | SBC/U6.0.1-84 Room temperature controller with CO2/moisture sensor and control function 6gang ABB Tenton® |  | 5.14
2CKA006330A0012 | SBC/U10.0.1-84 | Active | 4011395255216 | 484.48 | 1 | 1 | stuk | KNX -Tenton | BE31170 | TL (KNX BJE (non DIN)) | stuk | KNX -Tenton SBC/U10.0.1-84 | Room Temperature Controller ClimaEco KNX with CO2, Moisture, Control sensor, 10f | Raumtemperaturregler mit CO2/ Feuchte-Sensor und Bedienfunktion 10-fach | SBC/U10.0.1-84 Room temperature controller with CO2/moisture sensor and control function 10gang ABB Tenton® |  | 5.14
2CKA006330A0014 | SB/U8.0.1-84 | Active | 4011395255247 | 228.2 | 1 | 1 | stuk | KNX -Tenton | BE31170 | TL (KNX BJE (non DIN)) | stuk | ctrl ClimaEco KNX 8- | Control Element ClimaEco KNX 8-fold | Bedienelement 8-fach mit integriertem KNX-Busankoppler | SB/U8.0.1-84 Control element 8gang ABB Tenton® |  | 5.14
2CKA006330A0016 | SB/U12.0.1-84 | Active | 4011395255469 | 306.59 | 1 | 1 | stuk | KNX -Tenton | BE31170 | TL (KNX BJE (non DIN)) | stuk | ctrl ClimaEco KNX 12- | Control Element ClimaEco KNX 12-fold | Bedienelement 12-fach mit integriertem KNX-Busankoppler | SB/U12.0.1-84 Control element 12gang ABB Tenton® |  | 5.14
2CKA006330A0018 | SAS/A.0.1-84 | Active | 4011395255483 | 19.78 | 1 | 1 | stuk | KNX -Tenton | BE31170 | TL (KNX BJE (non DIN)) | stuk | Support Frame ClimaEco KNX Small | Support Frame ClimaEco KNX Small, SM | Trägerrahmen AP, klein | SAS/A.0.1-84 Carrier frame surface-mounted, small ABB Tenton®
2CKA006330A0020 | SAB/A.0.1-84 | Active | 4011395255506 | 24.7 | 1 | 1 | stuk | KNX -Tenton | BE31170 | TL (KNX BJE (non DIN)) | stuk | Support Frame ClimaEco KNX Large | Support Frame ClimaEco KNX Large, SM | Trägerrahmen AP, groß | SAB/A.0.1-84 Carrier frame surface-mounted, large ABB Tenton®
2CKA006330A0022 | SLS/A.0.1-84 | Active | 4011395255520 | 7.43 | 1 | 1 | stuk | KNX -Tenton | BE31170 | TL (KNX BJE (non DIN)) | stuk | ClimaEco KNX label area RTC small | Cover ClimaEco KNX for label area RTC, small | Cover ClimaEco KNX for label area RTC, small | SLS/A.0.1-84 Cover for writing field RTC, small ABB Tenton®
2CKA006330A0024 | SLM/A.0.1-84 | Active | 4011395255544 | 8.61 | 1 | 1 | stuk | KNX -Tenton | BE31170 | TL (KNX BJE (non DIN)) | stuk | ClimaEco KNX Label Area Small | Cover ClimaEco KNX for Control Element Label Area, Small | Cover ClimaEco KNX for Control Element Label Area, Small | SLM/A.0.1-84 Cover for writing field control element, small ABB Tenton®
2CKA006330A0026 | SLB/A.0.1-84 | Active | 4011395255568 | 9.89 | 1 | 1 | stuk | KNX -Tenton | BE31170 | TL (KNX BJE (non DIN)) | stuk | ClimaEco KNX label area RTC large | Cover ClimaEco KNX for label area RTC, large | Cover ClimaEco KNX for label area RTC, large | SLB/A.0.1-84 Cover for writing field RT, large ABB Tenton®
2CKA006330A0028 | SLX/A.0.1-84 | Active | 4011395255582 | 11.88 | 1 | 1 | stuk | KNX -Tenton | BE31170 | TL (KNX BJE (non DIN)) | stuk | ClimaEco KNX Label Area Large | Cover ClimaEco KNX for Control Element Label Area, Large | Cover ClimaEco KNX for Control Element Label Area, Large | SLX/A.0.1-84 Cover for writing field control element, large ABB Tenton®
2CKA006330A0033 | SBS/U6.0.11-884 | Active | 4011395298671 | 161.76 | 1 | 1 | stuk | Room temperature controller extension unit with control function 6gang | BE31170 | TL (KNX BJE (non DIN)) | stuk | HVAC- sensor-Slave KNX - ClimaEco Mat wit 6f, CE | HVAC- capteur-esclave KNX - ClimaEco Mat blanc 6f, CE | HVAC- sensor-Slave KNX - ClimaEco Mat wit 6f, CE | HVAC- sensor-Slave KNX - ClimaEco Mat wit 6f, CE |  | 5.14
2CKA006330A0034 | SBS/U6.0.11-885 | Active | 4011395298688 | 161.76 | 1 | 1 | stuk | Room temperature controller extension unit with control function 6gang | BE31170 | TL (KNX BJE (non DIN)) | stuk | HVAC- sensor-Slave KNX - ClimaEco Mat zwart 6f, CE | HVAC- capteur-esclave KNX - ClimaEco Mat noir 6f, CE | HVAC- sensor-Slave KNX - ClimaEco Mat zwart 6f, CE | HVAC- sensor-Slave KNX - ClimaEco Mat zwart 6f, CE |  | 5.14
2CKA006330A0035 | SBS/U6.0.11-83 | Active | 4011395298695 | 161.76 | 1 | 1 | stuk | Room temperature controller extension unit with control function 6gang | BE31170 | TL (KNX BJE (non DIN)) | stuk | HVAC- sensor-Slave KNX - ClimaEco Alu zilver 6f, CE | HVAC- capteur-esclave KNX - ClimaEco Alu argent 6f, CE | HVAC- sensor-Slave KNX - ClimaEco Alu zilver 6f, CE | HVAC- sensor-Slave KNX - ClimaEco Alu zilver 6f, CE |  | 5.14
2CKA006330A0036 | SBS/U6.0.1-884 | Active | 4011395298701 | 161.76 | 1 | 1 | stuk | Room temperature controller extension unit with control function 6gang | BE31170 | TL (KNX BJE (non DIN)) | stuk | HVAC- sensor-Slave KNX - ClimaEco Mat wit 6f, CE | HVAC- capteur-esclave KNX - ClimaEco Mat blanc 6f, CE | HVAC- sensor-Slave KNX - ClimaEco Mat wit 6f, CE | HVAC- sensor-Slave KNX - ClimaEco Mat wit 6f, CE |  | 5.14
2CKA006330A0038 | SBS/U6.0.1-83 | Active | 4011395298725 | 161.76 | 1 | 1 | stuk | Room temperature controller extension unit with control function 6gang | BE31170 | TL (KNX BJE (non DIN)) | stuk | HVAC- sensor KNX - ClimaEco Alu zilver 6f, CE | HVAC- capteur KNX - ClimaEco Alu argent 6f, CE | HVAC- sensor KNX - ClimaEco Alu zilver 6f, CE | HVAC- sensor KNX - ClimaEco Alu zilver 6f, CE |  | 5.14
2CKA006330A0039 | SBR/U6.0.11-884 | Active | 4011395298732 | 212.25 | 1 | 1 | stuk | Room temperature controller with control function 6gang | BE31170 | TL (KNX BJE (non DIN)) | stuk | HVAC- sensor KNX - ClimaEco Mat wit 6f, CE | HVAC- capteur KNX - ClimaEco Mat blanc 6f, CE | HVAC- sensor KNX - ClimaEco Mat wit 6f, CE | HVAC- sensor KNX - ClimaEco Mat wit 6f, CE |  | 5.14
2CKA006330A0040 | SBR/U6.0.11-885 | Active | 4011395298749 | 212.25 | 1 | 1 | stuk | Room temperature controller with control function 6gang | BE31170 | TL (KNX BJE (non DIN)) | stuk | HVAC- sensor KNX - ClimaEco Mat zwart 6f, CE | HVAC- capteur KNX - ClimaEco Mat noir 6f, CE | HVAC- sensor KNX - ClimaEco Mat zwart 6f, CE | HVAC- sensor KNX - ClimaEco Mat zwart 6f, CE |  | 5.14
2CKA006330A0041 | SBR/U6.0.11-83 | Active | 4011395298756 | 212.25 | 1 | 1 | stuk | Room temperature controller with control function 6gang | BE31170 | TL (KNX BJE (non DIN)) | stuk | HVAC- sensor KNX - ClimaEco Alu zilver 6f, CE | HVAC- capteur KNX - ClimaEco Alu argent 6f, CE | HVAC- sensor KNX - ClimaEco Alu zilver 6f, CE | HVAC- sensor KNX - ClimaEco Alu zilver 6f, CE |  | 5.14
2CKA006330A0042 | SBR/U6.0.1-884 | Active | 4011395298763 | 212.25 | 1 | 1 | stuk | Room temperature controller with control function 6gang | BE31170 | TL (KNX BJE (non DIN)) | stuk | HVAC- sensor KNX - ClimaEco Mat wit 6f, CE | HVAC- capteur KNX - ClimaEco Mat blanc 6f, CE | HVAC- sensor KNX - ClimaEco Mat wit 6f, CE | HVAC- sensor KNX - ClimaEco Mat wit 6f, CE |  | 5.14
2CKA006330A0043 | SBR/U6.0.1-885 | Active | 4011395298770 | 212.25 | 1 | 1 | stuk | Room temperature controller with control function 6gang | BE31170 | TL (KNX BJE (non DIN)) | stuk | HVAC- sensor KNX - ClimaEco Mat zwart 6f, CE | HVAC- capteur KNX - ClimaEco Mat noir 6f, CE | HVAC- sensor KNX - ClimaEco Mat zwart 6f, CE | HVAC- sensor KNX - ClimaEco Mat zwart 6f, CE |  | 5.14
2CKA006330A0044 | SBR/U6.0.1-83 | Active | 4011395298787 | 212.25 | 1 | 1 | stuk | Room temperature controller with control function 6gang | BE31170 | TL (KNX BJE (non DIN)) | stuk | HVAC- sensor KNX - ClimaEco Alu zilver 6f, CE | HVAC- capteur KNX - ClimaEco Alu argent 6f, CE | HVAC- sensor KNX - ClimaEco Alu zilver 6f, CE | HVAC- sensor KNX - ClimaEco Alu zilver 6f, CE |  | 5.14
2CKA006330A0045 | SBS/U10.0.11-884 | Active | 4011395298794 | 212.25 | 1 | 1 | stuk | Room temperature controller extension unit with control function 10gang | BE31170 | TL (KNX BJE (non DIN)) | stuk | HVAC- sensor-Slave KNX - ClimaEco Mat wit 10f, CE | HVAC- capteur-Esclave KNX - ClimaEco Mat blanc 10f, CE | HVAC- sensor-Slave KNX - ClimaEco Mat wit 10f, CE | HVAC- sensor-Slave KNX - ClimaEco Mat wit 10f, CE |  | 5.14
2CKA006330A0046 | SBS/U10.0.11-885 | Active | 4011395298800 | 212.25 | 1 | 1 | stuk | Room temperature controller extension unit with control function 10gang | BE31170 | TL (KNX BJE (non DIN)) | stuk | HVAC- sensor-Slave KNX - ClimaEco Mat zwart 10f, CE | HVAC- capteur-Esclave KNX - ClimaEco Mat noir 10f, CE | HVAC- sensor-Slave KNX - ClimaEco Mat zwart 10f, CE | HVAC- sensor-Slave KNX - ClimaEco Mat zwart 10f, CE |  | 5.14
2CKA006330A0047 | SBS/U10.0.11-83 | Active | 4011395298817 | 212.25 | 1 | 1 | stuk | Room temperature controller extension unit with control function 10gang | BE31170 | TL (KNX BJE (non DIN)) | stuk | HVAC- sensor-Slave KNX - ClimaEco Alu zilver 10f, CE | HVAC- capteur-Esclave KNX - ClimaEco Alu argent 10f, CE | HVAC- sensor-Slave KNX - ClimaEco Alu zilver 10f, CE | HVAC- sensor-Slave KNX - ClimaEco Alu zilver 10f, CE |  | 5.14
2CKA006330A0048 | SBS/U10.0.1-884 | Active | 4011395298824 | 212.25 | 1 | 1 | stuk | Room temperature controller extension unit with control function 10gang | BE31170 | TL (KNX BJE (non DIN)) | stuk | HVAC- sensor-Slave KNX - ClimaEco Mat wit 10f, CE | HVAC- capteur-Esclave KNX - ClimaEco Mat blanc 10f, CE | HVAC- sensor-Slave KNX - ClimaEco Mat wit 10f, CE | HVAC- sensor-Slave KNX - ClimaEco Mat wit 10f, CE |  | 5.14
2CKA006330A0049 | SBS/U10.0.1-885 | Active | 4011395298831 | 212.25 | 1 | 1 | stuk | Room temperature controller extension unit with control function 10gang | BE31170 | TL (KNX BJE (non DIN)) | stuk | HVAC- sensor-Slave KNX - ClimaEco Mat zwart 10f, CE | HVAC- capteur-Esclave KNX - ClimaEco Mat noir 10f, CE | HVAC- sensor-Slave KNX - ClimaEco Mat zwart 10f, CE | HVAC- sensor-Slave KNX - ClimaEco Mat zwart 10f, CE |  | 5.14
2CKA006330A0050 | SBS/U10.0.1-83 | Active | 4011395298848 | 212.25 | 1 | 1 | stuk | Room temperature controller extension unit with control function 10gang | BE31170 | TL (KNX BJE (non DIN)) | stuk | HVAC- sensor-Slave KNX - ClimaEco Alu zilver 10f, CE | HVAC- capteur-Esclave KNX - ClimaEco Alu argent 10f, CE | HVAC- sensor-Slave KNX - ClimaEco Alu zilver 10f, CE | HVAC- sensor-Slave KNX - ClimaEco Alu zilver 10f, CE |  | 5.14
2CKA006330A0051 | SBR/U10.0.11-884 | Active | 4011395298855 | 304.03 | 1 | 1 | stuk | Room temperature controller with control function 10gang | BE31170 | TL (KNX BJE (non DIN)) | stuk | HVAC- sensor KNX - ClimaEco Mat wit 10f, CE | HVAC- capteur KNX - ClimaEco Mat blanc 10f, CE | HVAC- sensor KNX - ClimaEco Mat wit 10f, CE | HVAC- sensor KNX - ClimaEco Mat wit 10f, CE |  | 5.14
2CKA006330A0052 | SBR/U10.0.11-885 | Active | 4011395298862 | 304.03 | 1 | 1 | stuk | Room temperature controller with control function 10gang | BE31170 | TL (KNX BJE (non DIN)) | stuk | HVAC- sensor KNX - ClimaEco Mat zwart 10f, CE | HVAC- capteur KNX - ClimaEco Mat noir 10f, CE | HVAC- sensor KNX - ClimaEco Mat zwart 10f, CE | HVAC- sensor KNX - ClimaEco Mat zwart 10f, CE |  | 5.14
2CKA006330A0053 | SBR/U10.0.11-83 | Active | 4011395298879 | 304.03 | 1 | 1 | stuk | Room temperature controller with control function 10gang | BE31170 | TL (KNX BJE (non DIN)) | stuk | HVAC- sensor KNX - ClimaEco Alu zilver 10f, CE | HVAC- capteur KNX - ClimaEco Alu argent 10f, CE | HVAC- sensor KNX - ClimaEco Alu zilver 10f, CE | HVAC- sensor KNX - ClimaEco Alu zilver 10f, CE |  | 5.14
2CKA006330A0054 | SBR/U10.0.1-884 | Active | 4011395298886 | 304.03 | 1 | 1 | stuk | Room temperature controller with control function 10gang | BE31170 | TL (KNX BJE (non DIN)) | stuk | HVAC- sensor KNX - ClimaEco Mat wit 10f, CE | HVAC- capteur KNX - ClimaEco Mat blanc 10f, CE | HVAC- sensor KNX - ClimaEco Mat wit 10f, CE | HVAC- sensor KNX - ClimaEco Mat wit 10f, CE |  | 5.14
2CKA006330A0055 | SBR/U10.0.1-885 | Active | 4011395298893 | 304.03 | 1 | 1 | stuk | Room temperature controller with control function 10gang | BE31170 | TL (KNX BJE (non DIN)) | stuk | HVAC- sensor KNX - ClimaEco Mat zwart 10f, CE | HVAC- capteur KNX - ClimaEco Mat noir 10f, CE | HVAC- sensor KNX - ClimaEco Mat zwart 10f, CE | HVAC- sensor KNX - ClimaEco Mat zwart 10f, CE |  | 5.14
2CKA006330A0056 | SBR/U10.0.1-83 | Active | 4011395298909 | 304.03 | 1 | 1 | stuk | Room temperature controller with control function 10gang | BE31170 | TL (KNX BJE (non DIN)) | stuk | HVAC- sensor KNX - ClimaEco Alu zilver 10f, CE | HVAC- capteur KNX - ClimaEco Alu argent 10f, CE | HVAC- sensor KNX - ClimaEco Alu zilver 10f, CE | HVAC- sensor KNX - ClimaEco Alu zilver 10f, CE |  | 5.14
2CKA006330A0057 | SBC/U6.0.11-884 | Active | 4011395298916 | 414.17 | 1 | 1 | stuk | Room temperature controller with CO2/moisture sensor and control function 6gang | BE31170 | TL (KNX BJE (non DIN)) | stuk | HVAC-CO2 sensor KNX - ClimaEco Mat wit 6f, CE | HVAC-CO2 capteur KNX - ClimaEco Mat blanc 6f, CE | HVAC-CO2 sensor KNX - ClimaEco Mat wit 6f, CE | HVAC-CO2 sensor KNX - ClimaEco Mat wit 6f, CE |  | 5.14
2CKA006330A0058 | SBC/U6.0.11-885 | Active | 4011395298923 | 414.17 | 1 | 1 | stuk | Room temperature controller with CO2/moisture sensor and control function 6gang | BE31170 | TL (KNX BJE (non DIN)) | stuk | HVAC-CO2 sensor KNX - ClimaEco Mat zwart 6f, CE | HVAC-CO2 capteur KNX - ClimaEco Mat noir 6f, CE | HVAC-CO2 sensor KNX - ClimaEco Mat zwart 6f, CE | HVAC-CO2 sensor KNX - ClimaEco Mat zwart 6f, CE |  | 5.14
2CKA006330A0059 | SBC/U6.0.11-83 | Active | 4011395298930 | 414.17 | 1 | 1 | stuk | Room temperature controller with CO2/moisture sensor and control function 6gang | BE31170 | TL (KNX BJE (non DIN)) | stuk | HVAC-CO2 sensor KNX - ClimaEco Alu zilver 6f, CE | HVAC-CO2 capteur KNX - ClimaEco Alu argent 6f, CE | HVAC-CO2 sensor KNX - ClimaEco Alu zilver 6f, CE | HVAC-CO2 sensor KNX - ClimaEco Alu zilver 6f, CE |  | 5.14
2CKA006330A0060 | SBC/U6.0.1-884 | Active | 4011395298947 | 414.17 | 1 | 1 | stuk | Room temperature controller with CO2/moisture sensor and control function 6gang | BE31170 | TL (KNX BJE (non DIN)) | stuk | HVAC-CO2 sensor KNX - ClimaEco Mat wit 6f, CE | HVAC-CO2 capteur KNX - ClimaEco Mat blanc 6f, CE | HVAC-CO2 sensor KNX - ClimaEco Mat wit 6f, CE | HVAC-CO2 sensor KNX - ClimaEco Mat wit 6f, CE |  | 5.14
2CKA006330A0061 | SBC/U6.0.1-885 | Active | 4011395298954 | 414.17 | 1 | 1 | stuk | Room temperature controller with CO2/moisture sensor and control function 6gang | BE31170 | TL (KNX BJE (non DIN)) | stuk | HVAC-CO2 sensor KNX - ClimaEco Mat zwart 6f, CE | HVAC-CO2 capteur KNX - ClimaEco Mat noir 6f, CE | HVAC-CO2 sensor KNX - ClimaEco Mat zwart 6f, CE | HVAC-CO2 sensor KNX - ClimaEco Mat zwart 6f, CE |  | 5.14
2CKA006330A0062 | SBC/U6.0.1-83 | Active | 4011395298961 | 414.17 | 1 | 1 | stuk | Room temperature controller with CO2/moisture sensor and control function 6gang | BE31170 | TL (KNX BJE (non DIN)) | stuk | HVAC-CO2 sensor KNX - ClimaEco Alu zilver 6f, CE | HVAC-CO2 capteur KNX - ClimaEco Alu argent 6f, CE | HVAC-CO2 sensor KNX - ClimaEco Alu zilver 6f, CE | HVAC-CO2 sensor KNX - ClimaEco Alu zilver 6f, CE |  | 5.14
2CKA006330A0063 | SBC/U10.0.11-884 | Active | 4011395298978 | 496.78 | 1 | 1 | stuk | Room temperature controller with CO2/moisture sensor and control function 10gang | BE31170 | TL (KNX BJE (non DIN)) | stuk | HVAC-CO2 sensor KNX - ClimaEco Mat wit 10f, CE | HVAC-CO2 capteur KNX - ClimaEco Mat blanc 10f, CE | HVAC-CO2 sensor KNX - ClimaEco Mat wit 10f, CE | HVAC-CO2 sensor KNX - ClimaEco Mat wit 10f, CE |  | 5.14
2CKA006330A0064 | SBC/U10.0.11-885 | Active | 4011395298985 | 496.78 | 1 | 1 | stuk | Room temperature controller with CO2/moisture sensor and control function 10gang | BE31170 | TL (KNX BJE (non DIN)) | stuk | HVAC-CO2 sensor KNX - ClimaEco Mat zwart 10f, CE | HVAC-CO2 capteur KNX - ClimaEco Mat noir 10f, CE | HVAC-CO2 sensor KNX - ClimaEco Mat zwart 10f, CE | HVAC-CO2 sensor KNX - ClimaEco Mat zwart 10f, CE |  | 5.14
2CKA006330A0065 | SBC/U10.0.11-83 | Active | 4011395298992 | 496.78 | 1 | 1 | stuk | Room temperature controller with CO2/moisture sensor and control function 10gang | BE31170 | TL (KNX BJE (non DIN)) | stuk | HVAC-CO2 sensor KNX - ClimaEco Alu zilver 10f, CE | HVAC-CO2 capteur KNX - ClimaEco Alu argent 10f, CE | HVAC-CO2 sensor KNX - ClimaEco Alu zilver 10f, CE | HVAC-CO2 sensor KNX - ClimaEco Alu zilver 10f, CE |  | 5.14
2CKA006330A0066 | SBC/U10.0.1-884 | Active | 4011395299005 | 496.78 | 1 | 1 | stuk | Room temperature controller with CO2/moisture sensor and control function 10gang | BE31170 | TL (KNX BJE (non DIN)) | stuk | HVAC-CO2 sensor KNX - ClimaEco Mat wit 10f, CE | HVAC-CO2 capteur KNX - ClimaEco Mat blanc 10f, CE | HVAC-CO2 sensor KNX - ClimaEco Mat wit 10f, CE | HVAC-CO2 sensor KNX - ClimaEco Mat wit 10f, CE |  | 5.14
2CKA006330A0067 | SBC/U10.0.1-885 | Active | 4011395299012 | 496.78 | 1 | 1 | stuk | Room temperature controller with CO2/moisture sensor and control function 10gang | BE31170 | TL (KNX BJE (non DIN)) | stuk | HVAC-CO2 sensor KNX - ClimaEco Mat zwart 10f, CE | HVAC-CO2 capteur KNX - ClimaEco Mat noir 10f, CE | HVAC-CO2 sensor KNX - ClimaEco Mat zwart 10f, CE | HVAC-CO2 sensor KNX - ClimaEco Mat zwart 10f, CE |  | 5.14
2CKA006330A0068 | SBC/U10.0.1-83 | Active | 4011395299029 | 496.78 | 1 | 1 | stuk | Room temperature controller with CO2/moisture sensor and control function 10gang | BE31170 | TL (KNX BJE (non DIN)) | stuk | HVAC-CO2 sensor KNX - ClimaEco Alu zilver 10f, CE | HVAC-CO2 capteur KNX - ClimaEco Alu argent 10f, CE | HVAC-CO2 sensor KNX - ClimaEco Alu zilver 10f, CE | HVAC-CO2 sensor KNX - ClimaEco Alu zilver 10f, CE |  | 5.14
2CKA006330A0069 | SB/U8.0.11-884 | Active | 4011395299036 | 212.25 | 1 | 1 | stuk | Control element 8gang | BE31170 | TL (KNX BJE (non DIN)) | stuk | Bedienings sensor KNX - ClimaEco Mat wit 8f | Capteur de contrôle KNX - ClimaEco Mat blanc 8f | Bedienings sensor KNX - ClimaEco Mat wit 8f | Bedienings sensor KNX - ClimaEco Mat wit 8f |  | 5.14
2CKA006330A0070 | SB/U8.0.11-885 | Active | 4011395299043 | 212.25 | 1 | 1 | stuk | KNX -Tenton | BE31170 | TL (KNX BJE (non DIN)) | stuk | SB/U8.0.11-885 8gang ABB Tenton® | Capteur de contrôle KNX - ClimaEco Mat noir 8f | Matt black 8f | SB/U8.0.11-885 Control element 8gang ABB Tenton® |  | 5.14
2CKA006330A0071 | SB/U8.0.11-83 | Active | 4011395299050 | 212.25 | 1 | 1 | stuk | Control element 8gang | BE31170 | TL (KNX BJE (non DIN)) | stuk | Bedienings sensor KNX - ClimaEco Alu zilver 8f | Capteur de contrôle KNX - ClimaEco Alu argent 8f | Bedienings sensor KNX - ClimaEco Alu zilver 8f | Bedienings sensor KNX - ClimaEco Alu zilver 8f |  | 5.14
2CKA006330A0072 | SB/U8.0.1-884 | Active | 4011395299067 | 212.25 | 1 | 1 | stuk | Control element 8gang | BE31170 | TL (KNX BJE (non DIN)) | stuk | Bedienings sensor KNX - ClimaEco Mat wit 8f | Capteur de contrôle KNX - ClimaEco Mat blanc 8f | Bedienings sensor KNX - ClimaEco Mat wit 8f | Bedienings sensor KNX - ClimaEco Mat wit 8f |  | 5.14
2CKA006330A0073 | SB/U8.0.1-885 | Active | 4011395299081 | 212.25 | 1 | 1 | stuk | Control element 8gang | BE31170 | TL (KNX BJE (non DIN)) | stuk | Bedienings sensor KNX - ClimaEco Mat zwart 8f | Capteur de contrôle KNX - ClimaEco Mat noir 8f | Bedienings sensor KNX - ClimaEco Mat zwart 8f | Bedienings sensor KNX - ClimaEco Mat zwart 8f |  | 5.14
2CKA006330A0074 | SB/U8.0.1-83 | Active | 4011395299098 | 212.25 | 1 | 1 | stuk | Control element 8gang | BE31170 | TL (KNX BJE (non DIN)) | stuk | Bedienings sensor KNX - ClimaEco Alu zilver 8f | Capteur de contrôle KNX - ClimaEco Alu argent 8f | Bedienings sensor KNX - ClimaEco Alu zilver 8f | Bedienings sensor KNX - ClimaEco Alu zilver 8f |  | 5.14
2CKA006330A0075 | SB/U12.0.11-884 | Active | 4011395299104 | 304.03 | 1 | 1 | stuk | Control element 12gang | BE31170 | TL (KNX BJE (non DIN)) | stuk | Bedienings sensor KNX - ClimaEco Mat wit 12f | Capteur de contrôle KNX - ClimaEco Mat blanc 12f | Bedienings sensor KNX - ClimaEco Mat wit 12f | Bedienings sensor KNX - ClimaEco Mat wit 12f |  | 5.14
2CKA006330A0076 | SB/U12.0.11-885 | Active | 4011395299111 | 304.03 | 1 | 1 | stuk | Control element 12gang | BE31170 | TL (KNX BJE (non DIN)) | stuk | Bedienings sensor KNX - ClimaEco Mat zwart 12f | Capteur de contrôle KNX - ClimaEco Mat noir 12f | Bedienings sensor KNX - ClimaEco Mat zwart 12f | Bedienings sensor KNX - ClimaEco Mat zwart 12f |  | 5.14
2CKA006330A0077 | SB/U12.0.11-83 | Active | 4011395299128 | 304.03 | 1 | 1 | stuk | Control element 12gang | BE31170 | TL (KNX BJE (non DIN)) | stuk | Bedienings sensor KNX - ClimaEco Alu zilver 12f | Capteur de contrôle KNX - ClimaEco Alu argent 12f | Bedienings sensor KNX - ClimaEco Alu zilver 12f | Bedienings sensor KNX - ClimaEco Alu zilver 12f |  | 5.14
2CKA006330A0078 | SB/U12.0.1-884 | Active | 4011395299135 | 304.03 | 1 | 1 | stuk | Control element 12gang | BE31170 | TL (KNX BJE (non DIN)) | stuk | Bedienings sensor KNX - ClimaEco Mat wit 12f | Capteur de contrôle KNX - ClimaEco Mat blanc 12f | Bedienings sensor KNX - ClimaEco Mat wit 12f | Bedienings sensor KNX - ClimaEco Mat wit 12f |  | 5.14
2CKA006330A0079 | SB/U12.0.1-885 | Active | 4011395299142 | 304.03 | 1 | 1 | stuk | Control element 12gang | BE31170 | TL (KNX BJE (non DIN)) | stuk | Bedienings sensor KNX - ClimaEco Mat zwart 12f | Capteur de contrôle KNX - ClimaEco Mat noir 12f | Bedienings sensor KNX - ClimaEco Mat zwart 12f | Bedienings sensor KNX - ClimaEco Mat zwart 12f |  | 5.14
2CKA006330A0080 | SB/U12.0.1-83 | Active | 4011395299159 | 304.03 | 1 | 1 | stuk | Control element 12gang | BE31170 | TL (KNX BJE (non DIN)) | stuk | Bedienings sensor KNX - ClimaEco Alu zilver 12f | Capteur de contrôle KNX - ClimaEco Alu argent 12f | Bedienings sensor KNX - ClimaEco Alu zilver 12f | Bedienings sensor KNX - ClimaEco Alu zilver 12f |  | 5.14
2CKA006330A0081 | SAS/A.0.11-884 | Active | 4011395299265 | 28.91 | 1 | 1 | stuk | Carrier frame surface-mounted, small | BE31170 | TL (KNX BJE (non DIN)) | stuk | Opbouw montage KNX - ClimaEco Mat wit S | Montage en surface KNX - ClimaEco Mat blanc S | Montage en surface KNX - ClimaEco Mat blanc S | Montage en surface KNX - ClimaEco Mat blanc S
2CKA006330A0082 | SAS/A.0.11-885 | Active | 4011395299272 | 28.91 | 1 | 1 | stuk | Carrier frame surface-mounted, small | BE31170 | TL (KNX BJE (non DIN)) | stuk | Opbouw montage KNX - ClimaEco Mat zwart S | Montage en surface KNX - ClimaEco Mat noir S | Montage en surface KNX - ClimaEco Mat noir S | Montage en surface KNX - ClimaEco Mat noir S
2CKA006330A0083 | SAS/A.0.11-83 | Active | 4011395299289 | 28.91 | 1 | 1 | stuk | Carrier frame surface-mounted, small | BE31170 | TL (KNX BJE (non DIN)) | stuk | Opbouw montage KNX - ClimaEco Alu zilver S | Montage en surface KNX - ClimaEco Alu argent S | Montage en surface KNX - ClimaEco Alu argent S | Montage en surface KNX - ClimaEco Alu argent S
2CKA006330A0084 | SAS/A.0.1-884 | Active | 4011395299296 | 28.91 | 1 | 1 | stuk | Carrier frame surface-mounted, small | BE31170 | TL (KNX BJE (non DIN)) | stuk | Opbouw montage KNX - ClimaEco Mat wit S | Montage en surface KNX - ClimaEco Mat blanc S | Montage en surface KNX - ClimaEco Mat blanc S | Montage en surface KNX - ClimaEco Mat blanc S
2CKA006330A0085 | SAS/A.0.1-885 | Active | 4011395299302 | 28.91 | 1 | 1 | stuk | Carrier frame surface-mounted, small | BE31170 | TL (KNX BJE (non DIN)) | stuk | Opbouw montage KNX - ClimaEco Mat zwart S | Montage en surface KNX - ClimaEco Mat noir S | Montage en surface KNX - ClimaEco Mat noir S | Montage en surface KNX - ClimaEco Mat noir S
2CKA006330A0086 | SAS/A.0.1-83 | Active | 4011395299319 | 28.91 | 1 | 1 | stuk | Carrier frame surface-mounted, small | BE31170 | TL (KNX BJE (non DIN)) | stuk | Opbouw montage KNX - ClimaEco Alu zilver S | Montage en surface KNX - ClimaEco Alu argent S | Montage en surface KNX - ClimaEco Alu argent S | Montage en surface KNX - ClimaEco Alu argent S
2CKA006330A0087 | SAB/A.0.11-884 | Active | 4011395299326 | 36.13 | 1 | 1 | stuk | Carrier frame surface-mounted, large | BE31170 | TL (KNX BJE (non DIN)) | stuk | Opbouw montage KNX - ClimaEco Mat wit XL | Montage en surface KNX - ClimaEco Mat blanc XL | Montage en surface KNX - ClimaEco Mat blanc XL | Montage en surface KNX - ClimaEco Mat blanc XL
2CKA006330A0088 | SAB/A.0.11-885 | Active | 4011395299333 | 36.13 | 1 | 1 | stuk | Carrier frame surface-mounted, large | BE31170 | TL (KNX BJE (non DIN)) | stuk | Opbouw montage KNX - ClimaEco Mat zwart XL | Montage en surface KNX - ClimaEco Mat noir XL | Montage en surface KNX - ClimaEco Mat noir XL | Montage en surface KNX - ClimaEco Mat noir XL
2CKA006330A0089 | SAB/A.0.11-83 | Active | 4011395299340 | 36.13 | 1 | 1 | stuk | Carrier frame surface-mounted, large | BE31170 | TL (KNX BJE (non DIN)) | stuk | Opbouw montage KNX - ClimaEco Alu zilver XL | Montage en surface KNX - ClimaEco Alu argent XL | Montage en surface KNX - ClimaEco Alu argent XL | Montage en surface KNX - ClimaEco Alu argent XL
2CKA006330A0090 | SAB/A.0.1-884 | Active | 4011395299357 | 36.13 | 1 | 1 | stuk | Carrier frame surface-mounted, large | BE31170 | TL (KNX BJE (non DIN)) | stuk | Opbouw montage KNX - ClimaEco Mat wit XL | Montage en surface KNX - ClimaEco Mat blanc XL | Montage en surface KNX - ClimaEco Mat blanc XL | Montage en surface KNX - ClimaEco Mat blanc XL
2CKA006330A0091 | SAB/A.0.1-885 | Active | 4011395299364 | 36.13 | 1 | 1 | stuk | Carrier frame surface-mounted, large | BE31170 | TL (KNX BJE (non DIN)) | stuk | Opbouw montage KNX - ClimaEco Mat zwart XL | Montage en surface KNX - ClimaEco Mat noir XL | Montage en surface KNX - ClimaEco Mat noir XL | Montage en surface KNX - ClimaEco Mat noir XL
2CKA006330A0092 | SAB/A.0.1-83 | Active | 4011395299371 | 36.13 | 1 | 1 | stuk | Carrier frame surface-mounted, large | BE31170 | TL (KNX BJE (non DIN)) | stuk | Opbouw montage KNX - ClimaEco Alu zilver XL | Montage en surface KNX - ClimaEco Alu argent XL | Montage en surface KNX - ClimaEco Alu argent XL | Montage en surface KNX - ClimaEco Alu argent XL
2CKA006330A0093 | SLS/A.0.11-884 | Active | 4011395299388 | 10.85 | 1 | 1 | stuk | Cover for writing field RTC, small | BE31170 | TL (KNX BJE (non DIN)) | stuk | Afdekking KNX - ClimaEco Mat wit RTC S | Couverture de l'étiquette KNX - ClimaEco Mat blanc RTC S | Afdekking KNX - ClimaEco Mat wit RTC S | Afdekking KNX - ClimaEco Mat wit RTC S
2CKA006330A0094 | SLS/A.0.11-885 | Active | 4011395299395 | 10.85 | 1 | 1 | stuk | Cover for writing field RTC, small | BE31170 | TL (KNX BJE (non DIN)) | stuk | Afdekking KNX - ClimaEco Mat zwart RTC S | Couverture de l'étiquette KNX - ClimaEco Mat noir RTC S | Afdekking KNX - ClimaEco Mat zwart RTC S | Afdekking KNX - ClimaEco Mat zwart RTC S
2CKA006330A0095 | SLS/A.0.11-83 | Active | 4011395299401 | 10.85 | 1 | 1 | stuk | Cover for writing field RTC, small | BE31170 | TL (KNX BJE (non DIN)) | stuk | Afdekking KNX - ClimaEco Alu zilver RTC S | Couverture de l'étiquette KNX - ClimaEco Alu argent RTC S | Afdekking KNX - ClimaEco Alu zilver RTC S | Afdekking KNX - ClimaEco Alu zilver RTC S
2CKA006330A0097 | SLS/A.0.1-884 | Active | 4011395299425 | 10.85 | 1 | 1 | stuk | Cover for writing field RTC, small | BE31170 | TL (KNX BJE (non DIN)) | stuk | Afdekking KNX - ClimaEco Mat wit RTC S | Couverture de l'étiquette KNX - ClimaEco Mat blanc RTC S | Afdekking KNX - ClimaEco Mat wit RTC S | Afdekking KNX - ClimaEco Mat wit RTC S
2CKA006330A0098 | SLS/A.0.1-885 | Active | 4011395299432 | 10.85 | 1 | 1 | stuk | Cover for writing field RTC, small | BE31170 | TL (KNX BJE (non DIN)) | stuk | Afdekking KNX - ClimaEco Mat zwart RTC S | Couverture de l'étiquette KNX - ClimaEco Mat noir RTC S | Afdekking KNX - ClimaEco Mat zwart RTC S | Afdekking KNX - ClimaEco Mat zwart RTC S
2CKA006330A0099 | SLS/A.0.1-83 | Active | 4011395299449 | 10.85 | 1 | 1 | stuk | Cover for writing field RTC, small | BE31170 | TL (KNX BJE (non DIN)) | stuk | Afdekking KNX - ClimaEco Alu zilver RTC S | Couverture de l'étiquette KNX - ClimaEco Alu argent RTC S | Afdekking KNX - ClimaEco Alu zilver RTC S | Afdekking KNX - ClimaEco Alu zilver RTC S
2CKA006330A0101 | SLM/A.0.11-884 | Active | 4011395299463 | 12.56 | 1 | 1 | stuk | Cover for writing field control element, small | BE31170 | TL (KNX BJE (non DIN)) | stuk | Afdekking KNX - ClimaEco Mat wit CE S | Couverture de l'étiquette KNX - ClimaEco Mat blanc CE S | Afdekking KNX - ClimaEco Mat wit CE S | Afdekking KNX - ClimaEco Mat wit CE S
2CKA006330A0102 | SLM/A.0.11-885 | Active | 4011395299470 | 12.56 | 1 | 1 | stuk | Cover for writing field control element, small | BE31170 | TL (KNX BJE (non DIN)) | stuk | Afdekking KNX - ClimaEco Mat zwart CE S | Couverture de l'étiquette KNX - ClimaEco Mat noir CE S | Afdekking KNX - ClimaEco Mat zwart CE S | Afdekking KNX - ClimaEco Mat zwart CE S
2CKA006330A0103 | SLM/A.0.11-83 | Active | 4011395299487 | 12.56 | 1 | 1 | stuk | Cover for writing field control element, small | BE31170 | TL (KNX BJE (non DIN)) | stuk | Afdekking KNX - ClimaEco Alu zilver CE S | Couverture de l'étiquette KNX - ClimaEco Alu argent CE S | Afdekking KNX - ClimaEco Alu zilver CE S | Afdekking KNX - ClimaEco Alu zilver CE S
2CKA006330A0105 | SLM/A.0.1-884 | Active | 4011395299500 | 12.56 | 1 | 1 | stuk | Cover for writing field control element, small | BE31170 | TL (KNX BJE (non DIN)) | stuk | Afdekking KNX - ClimaEco Mat wit CE S | Couverture de l'étiquette KNX - ClimaEco Mat blanc CE S | Afdekking KNX - ClimaEco Mat wit CE S | Afdekking KNX - ClimaEco Mat wit CE S
2CKA006330A0106 | SLM/A.0.1-885 | Active | 4011395299517 | 12.56 | 1 | 1 | stuk | Cover for writing field control element, small | BE31170 | TL (KNX BJE (non DIN)) | stuk | Afdekking KNX - ClimaEco Mat zwart CE S | Couverture de l'étiquette KNX - ClimaEco Mat noir CE S | Afdekking KNX - ClimaEco Mat zwart CE S | Afdekking KNX - ClimaEco Mat zwart CE S
2CKA006330A0107 | SLM/A.0.1-83 | Active | 4011395299524 | 12.56 | 1 | 1 | stuk | Cover for writing field control element, small | BE31170 | TL (KNX BJE (non DIN)) | stuk | Afdekking KNX - ClimaEco Alu zilver CE S | Couverture de l'étiquette KNX - ClimaEco Alu argent CE S | Afdekking KNX - ClimaEco Alu zilver CE S | Afdekking KNX - ClimaEco Alu zilver CE S
2CKA006330A0109 | SLB/A.0.11-884 | Active | 4011395299548 | 19.86 | 1 | 1 | stuk | Cover for writing field RT, large | BE31170 | TL (KNX BJE (non DIN)) | stuk | Afdekking KNX - ClimaEco Mat wit RTC XL | Couverture de l'étiquette KNX - ClimaEco Mat blanc RTC XL | Afdekking KNX - ClimaEco Mat wit RTC XL | Afdekking KNX - ClimaEco Mat wit RTC XL
2CKA006330A0110 | SLB/A.0.11-885 | Active | 4011395299555 | 19.86 | 1 | 1 | stuk | Cover for writing field RT, large | BE31170 | TL (KNX BJE (non DIN)) | stuk | Afdekking KNX - ClimaEco Mat zwart RTC XL b | Couverture de l'étiquette KNX - ClimaEco Mat noir RTC XL b | Afdekking KNX - ClimaEco Mat zwart RTC XL b | Afdekking KNX - ClimaEco Mat zwart RTC XL b
2CKA006330A0111 | SLB/A.0.11-83 | Active | 4011395299562 | 19.86 | 1 | 1 | stuk | Cover for writing field RT, large | BE31170 | TL (KNX BJE (non DIN)) | stuk | Afdekking KNX - ClimaEco Alu zilver RTC XL a | Couverture de l'étiquette KNX - ClimaEco Alu argent RTC XL a | Afdekking KNX - ClimaEco Alu zilver RTC XL a | Afdekking KNX - ClimaEco Alu zilver RTC XL a
2CKA006330A0113 | SLB/A.0.1-884 | Active | 4011395299586 | 19.86 | 1 | 1 | stuk | Cover for writing field RT, large | BE31170 | TL (KNX BJE (non DIN)) | stuk | Afdekking KNX - ClimaEco Mat wit RTC XL s | Couverture de l'étiquette KNX - ClimaEco Mat blanc RTC XL s | Afdekking KNX - ClimaEco Mat wit RTC XL s | Afdekking KNX - ClimaEco Mat wit RTC XL s
2CKA006330A0114 | SLB/A.0.1-885 | Active | 4011395299593 | 19.86 | 1 | 1 | stuk | Cover for writing field RT, large | BE31170 | TL (KNX BJE (non DIN)) | stuk | Afdekking KNX - ClimaEco Mat zwart RTC XL b | Couverture de l'étiquette KNX - ClimaEco Mat noir RTC XL b | Afdekking KNX - ClimaEco Mat zwart RTC XL b | Afdekking KNX - ClimaEco Mat zwart RTC XL b
2CKA006330A0115 | SLB/A.0.1-83 | Active | 4011395299609 | 19.86 | 1 | 1 | stuk | Cover for writing field RT, large | BE31170 | TL (KNX BJE (non DIN)) | stuk | Afdekking KNX - ClimaEco Alu zilver RTC XL a | Couverture de l'étiquette KNX - ClimaEco Alu argent RTC XL a | Afdekking KNX - ClimaEco Alu zilver RTC XL a | Afdekking KNX - ClimaEco Alu zilver RTC XL a
2CKA006330A0117 | SLX/A.0.11-884 | Active | 4011395299623 | 17.38 | 1 | 1 | stuk | Cover for writing field control element, large | BE31170 | TL (KNX BJE (non DIN)) | stuk | Afdekking KNX - ClimaEco Mat wit CE XL st | Couverture de l'étiquette KNX - ClimaEco Mat blanc CE XL st | Afdekking KNX - ClimaEco Mat wit CE XL st | Afdekking KNX - ClimaEco Mat wit CE XL st
2CKA006330A0118 | SLX/A.0.11-885 | Active | 4011395299630 | 17.38 | 1 | 1 | stuk | Cover for writing field control element, large | BE31170 | TL (KNX BJE (non DIN)) | stuk | Afdekking KNX - ClimaEco Mat zwart CE XL bl | Couverture de l'étiquette KNX - ClimaEco Mat noir CE XL bl | Afdekking KNX - ClimaEco Mat zwart CE XL bl | Afdekking KNX - ClimaEco Mat zwart CE XL bl
2CKA006330A0119 | SLX/A.0.11-83 | Active | 4011395299647 | 17.38 | 1 | 1 | stuk | Cover for writing field control element, large | BE31170 | TL (KNX BJE (non DIN)) | stuk | Afdekking KNX - ClimaEco Alu zilver CE XL al | Couverture de l'étiquette KNX - ClimaEco Alu argent CE XL al | Afdekking KNX - ClimaEco Alu zilver CE XL al | Afdekking KNX - ClimaEco Alu zilver CE XL al
2CKA006330A0121 | SLX/A.0.1-884 | Active | 4011395299661 | 17.38 | 1 | 1 | stuk | Cover for writing field control element, large | BE31170 | TL (KNX BJE (non DIN)) | stuk | Afdekking KNX - ClimaEco Mat wit CE XL st | Couverture de l'étiquette KNX - ClimaEco Mat blanc CE XL st | Afdekking KNX - ClimaEco Mat wit CE XL st | Afdekking KNX - ClimaEco Mat wit CE XL st
2CKA006330A0122 | SLX/A.0.1-885 | Active | 4011395299678 | 17.38 | 1 | 1 | stuk | Cover for writing field control element, large | BE31170 | TL (KNX BJE (non DIN)) | stuk | Afdekking KNX - ClimaEco Mat zwart CE XL bl | Couverture de l'étiquette KNX - ClimaEco Mat noir CE XL bl | Afdekking KNX - ClimaEco Mat zwart CE XL bl | Afdekking KNX - ClimaEco Mat zwart CE XL bl
2CKA006330A0123 | SLX/A.0.1-83 | Active | 4011395299685 | 17.38 | 1 | 1 | stuk | Cover for writing field control element, large | BE31170 | TL (KNX BJE (non DIN)) | stuk | Afdekking KNX - ClimaEco Alu zilver CE XL al | Couverture de l'étiquette KNX - ClimaEco Alu argent CE XL al | Afdekking KNX - ClimaEco Alu zilver CE XL al | Afdekking KNX - ClimaEco Alu zilver CE XL al
2CKA006330A0125 | SLY/A.0.11-884 | Active | 4011395299708 | 12.4 | 1 | 1 | stuk | Bottom end strips without manufacturer logo | BE31170 | TL (KNX BJE (non DIN)) | stuk | Eindstrip zonder logo KNX - ClimaEco Mat wit | Bande de capteur KNX - ClimaEco Mat blanc | Bande de capteur KNX - ClimaEco Mat blanc | Bande de capteur KNX - ClimaEco Mat blanc
2CKA006330A0126 | SLY/A.0.11-885 | Active | 4011395299715 | 12.4 | 1 | 1 | stuk | Bottom end strips without manufacturer logo | BE31170 | TL (KNX BJE (non DIN)) | stuk | Eindstrip zonder logo KNX - ClimaEco Mat zwart | Bande de capteur KNX - ClimaEco Mat noir | Bande de capteur KNX - ClimaEco Mat noir | Bande de capteur KNX - ClimaEco Mat noir
2CKA006330A0127 | SLY/A.0.11-83 | Active | 4011395299722 | 12.4 | 1 | 1 | stuk | Bottom end strips without manufacturer logo | BE31170 | TL (KNX BJE (non DIN)) | stuk | Eindstrip zonder logo KNX - ClimaEco Alu zilver | Bande de capteur KNX - ClimaEco Alu argent | Bande de capteur KNX - ClimaEco Alu argent | Bande de capteur KNX - ClimaEco Alu argent
2CKA006330A0129 | SLY/A.0.1-884 | Active | 4011395299746 | 12.4 | 1 | 1 | stuk | Bottom end strips without manufacturer logo | BE31170 | TL (KNX BJE (non DIN)) | stuk | Eindstrip zonder logo KNX - ClimaEco Mat wit | Bande de capteur KNX - ClimaEco Mat blanc | Bande de capteur KNX - ClimaEco Mat blanc | Bande de capteur KNX - ClimaEco Mat blanc
2CKA006330A0130 | SLY/A.0.1-885 | Active | 4011395299753 | 12.4 | 1 | 1 | stuk | Bottom end strips without manufacturer logo | BE31170 | TL (KNX BJE (non DIN)) | stuk | Eindstrip zonder logo KNX - ClimaEco Mat zwart | Bande de capteur KNX - ClimaEco Mat noir | Bande de capteur KNX - ClimaEco Mat noir | Bande de capteur KNX - ClimaEco Mat noir
2CKA006330A0131 | SLY/A.0.1-83 | Active | 4011395299760 | 12.4 | 1 | 1 | stuk | Bottom end strips without manufacturer logo | BE31170 | TL (KNX BJE (non DIN)) | stuk | Eindstrip zonder logo KNX - ClimaEco Alu zilver | Bande de capteur KNX - ClimaEco Alu argent | Bande de capteur KNX - ClimaEco Alu argent | Bande de capteur KNX - ClimaEco Alu argent
2CKA006800A2867 | SAP/A2.11 | Active | 4011395276983 | 83.95 | 1 | 1 | stuk | free@home | BE31170 | FH (LNP ERS producten) | stuk | free@home Alarm-Stick | free@home Alarm-Stick | free@home Alarm-Stick | SAP/A2.11 ABB-free@home® Alarm Stick
2CKA006800A2869 | 6839/01-84 | Active | 4011395277003 | 71.94 | 1 | 1 | stuk | Smoke detectors | BE31170 | FH (LNP ERS producten) | stuk | Busch CO-melder + Lithium koppelbaar | Busch CO-melder + Lithium koppelbaar | Busch CO-melder + Lithium | Busch CO-melder + Lithium | B106020960
2CKA008300A0001 | 83205 AP-624 | Active | 4011395154168 | 79.18 | 1 | 1 | stuk | Welcome | BE31170 | TW (Audio White steel) | stuk | Binnen Audio Set Welcome BJ-Welcome® | Binnen Audio Handset Welcome pour Busch-Welcome® | Indoor Audio Handset Welcome for Busch-Welcome® | 83205 AP-624 Indoor audio station with handset |  | 5.14
2CKA008300A0002 | 83205 AP-681 | Active | 4011395153772 | 86.4 | 1 | 1 | stuk | Welcome | BE31170 | TW (Audio White steel) | stuk | Binnen Audio Set Welcome BJ-Welcome® | Binnen Audio Handset Welcome pour Busch-Welcome® | Indoor Audio Handset Welcome for Busch-Welcome® | 83205 AP-681 Indoor audio station with handset |  | 5.14
2CKA008300A0003 | 83205 AP-683 | Active | 4011395154366 | 92.55 | 1 | 1 | stuk | Welcome | BE31170 | TW (Audio White steel) | stuk | Binnen Audio Set Welcome BJ-Welcome® | Binnen Audio Handset Welcome pour Busch-Welcome® | Indoor Audio Handset Welcome for Busch-Welcome® | 83205 AP-683 Indoor audio station with handset |  | 5.14
2CKA008300A0007 | 83101/1-664 | Limited | 4011395154465 | 248.2 | 1 | 1 | stuk | Welcome | BE31170 | TW (Audio White steel) | stuk | outdoor Audio 1v.Welcome BJ-Welcome® | poste extérieur Audio 1v. Welcome pour Busch-Welcome® | Outdoor Audio 1gang Welcome for Busch-Welcome® | 83101/1-664 Outdoor audio station, 1gang |  | 5.14
2CKA008300A0008 | 83101/2-664 | Limited | 4011395154472 | 261.2 | 1 | 1 | stuk | Welcome | BE31170 | TW (Audio White steel) | stuk | outdoor Audio 2v.Welcome BJ-Welcome® | poste extérieur Audio 2v. Welcome pour Busch-Welcome® | Outdoor Audio 2gang Welcome for Busch-Welcome® | 83101/2-664 Outdoor audio station, 2gang |  | 5.14
2CKA008300A0009 | 83101/3-664 | Limited | 4011395154489 | 277.76 | 1 | 1 | stuk | Welcome | BE31170 | TW (Audio White steel) | stuk | outdoor Audio 3v.Welcome BJ-Welcome® | poste extérieur Audio 3v. Welcome pour Busch-Welcome® | Outdoor Audio 3gang Welcome for Busch-Welcome® | 83101/3-664 Outdoor audio station, 3gang |  | 5.14
2CKA008300A0012 | 83121/1-664 | Limited | 4011395154526 | 1330.85 | 1 | 1 | stuk | Welcome | BE31170 | TX (Video+Stainl. steel) | stuk | outdoor Video 1v.Welcome BJ-Welcome® | poste extérieur Video 1v. Welcome pour Busch-Welcome® | Outdoor Video St. 1gang Welcome for Busch-Welcome® | 83121/1-664 Outdoor video station, 1gang |  | 5.14
2CKA008300A0013 | 83121/2-664 | Limited | 4011395154533 | 1341.49 | 1 | 1 | stuk | Welcome | BE31170 | TX (Video+Stainl. steel) | stuk | outdoor Video 2v.Welcome BJ-Welcome® | poste extérieur Video 2v. Welcome pour Busch-Welcome® | Outdoor Video St. 2gang Welcome for Busch-Welcome® | 83121/2-664 Outdoor video station, 2gang |  | 5.14
2CKA008300A0014 | 83121/3-664 | Limited | 4011395154540 | 1354.49 | 1 | 1 | stuk | Welcome | BE31170 | TX (Video+Stainl. steel) | stuk | outdoor Video 3v.Welcome BJ-Welcome® | poste extérieur Video 3v. Welcome pour Busch-Welcome® | Outdoor Video St. 3gang Welcome for Busch-Welcome® | 83121/3-664 Outdoor video station, 3gang |  | 5.14
2CKA008300A0017 | 83101/1-660 | Limited | 4011395155127 | 444.41 | 1 | 1 | stuk | Welcome | BE31170 | TX (Video+Stainl. steel) | stuk | outdoor Audio 1v.Welcome BJ-Welcome® | poste extérieur Audio 1v. Welcome pour Busch-Welcome® | Outdoor Audio 1gang Welcome for Busch-Welcome® | 83101/1-660 Outdoor audio station, 1gang |  | 5.14
2CKA008300A0018 | 83101/2-660 | Limited | 4011395155134 | 458.59 | 1 | 1 | stuk | Welcome | BE31170 | TX (Video+Stainl. steel) | stuk | outdoor Audio 2v.Welcome BJ-Welcome® | poste extérieur Audio 2v. Welcome pour Busch-Welcome® | Outdoor Audio 2gang Welcome for Busch-Welcome® | 83101/2-660 Outdoor audio station, 2gang |  | 5.14
2CKA008300A0019 | 83101/3-660 | Limited | 4011395155141 | 476.31 | 1 | 1 | stuk | Welcome | BE31170 | TX (Video+Stainl. steel) | stuk | outdoor Audio 3v.Welcome BJ-Welcome® | poste extérieur Audio 3v. Welcome pour Busch-Welcome® | Outdoor Audio 3gang Welcome for Busch-Welcome® | 83101/3-660 Outdoor audio station, 3gang |  | 5.14
2CKA008300A0022 | 83121/1-660 | Limited | 4011395155172 | 1582.61 | 1 | 1 | stuk | Welcome | BE31170 | TX (Video+Stainl. steel) | stuk | outdoor Video 1v.Welcome BJ-Welcome® | poste extérieur Video 1v. Welcome pour Busch-Welcome® | Outdoor Video St. 1gang Welcome for Busch-Welcome® | 83121/1-660 Outdoor video station, 1gang |  | 5.14
2CKA008300A0023 | 83121/2-660 | Limited | 4011395155189 | 1596.8 | 1 | 1 | stuk | Welcome | BE31170 | TX (Video+Stainl. steel) | stuk | outdoor Video 2v.Welcome BJ-Welcome® | poste extérieur Video 2v. Welcome pour Busch-Welcome® | Outdoor Video St. 2gang Welcome for Busch-Welcome® | 83121/2-660 Outdoor video station, 2gang |  | 5.14
2CKA008300A0024 | 83121/3-660 | Limited | 4011395155196 | 1613.33 | 1 | 1 | stuk | Welcome | BE31170 | TX (Video+Stainl. steel) | stuk | outdoor Video 3v.Welcome BJ-Welcome® | poste extérieur Video 3v. Welcome pour Busch-Welcome® | Outdoor Video St. 3gang Welcome for Busch-Welcome® | 83121/3-660 Outdoor video station, 3gang |  | 5.14
2CKA008300A0041 | 83320/2 | Active | 4011395152539 | 102.23 | 1 | 1 | stuk | Welcome | BE31170 | TX (Video+Stainl. steel) | stuk | Video Distr Indoor DINrail Welcome BJ-Welcome® | Video Distr, Indoor, DINrail Welcome pour Busch-Welcome® | Video Disti, Indoor, MDRC Welcome for Busch-Welcome® | 83320/2 Video indoor distributor, MDRC |  | 5.14
2CKA008300A0042 | 83320/2 U | Active | 4011395152546 | 102.23 | 1 | 1 | stuk | Welcome | BE31170 | TX (Video+Stainl. steel) | stuk | Video Distr Indoor Welcome BJ-Welcome® | Video Distr, Indoor, inbouw Welcome pour Busch-Welcome® | Video Disti, Indoor, FM Welcome for Busch-Welcome® | 83320/2 U Video indoor distributor, flush-mounted box, 2gang for mounting in flush-mounted wall box |  | 5.14
2CKA008300A0043 | 83325/2 | Active | 4011395152553 | 102.23 | 1 | 1 | stuk | Welcome | BE31170 | TX (Video+Stainl. steel) | stuk | Video Distr buiten DINrail Welcome BJ-Welcome® | Video Distr, extérieur , DINrail Welcome pour Busch-Welcome® | Video Disti, Outdoor, MDRC Welcome for Busch-Welcome® | 83325/2 Video outdoor distributor, MDRC |  | 5.14
2CKA008300A0044 | 83330 | Active | 4011395152560 | 144.19 | 1 | 1 | stuk | Welcome | BE31170 | TW (Audio White steel) | stuk | Welcome 83330 | Actionneur, porte/lumière, DIN Welcome pour Busch-Welcome® | Switch actuator, d/l, MDRC Welcome for Busch-Welcome® | 83330 Switch actuator, door/light |  | 5.14
2CKA008300A0045 | 83315 | Active | 4011395152577 | 48.11 | 1 | 1 | stuk | Welcome | BE31170 | TW (Audio White steel) | stuk | Trafo 12V 1.3 A DINrail Welcome BJ-Welcome® | Transfo 12V 1.3 A, DINrail Welcome pour Busch-Welcome® | Transformer 12V 1.3 A,MDRC Welcome for Busch-Welcome® | 83315 Bell transformer, 12 V AC 1.3 A, MDRC |  | 5.14
2CKA008300A0046 | 83300 | Active | 4011395152584 | 205.65 | 1 | 1 | stuk | Welcome | BE31170 | TX (Video+Stainl. steel) | stuk | Systeem ctrller DINrail Welcome BJ-Welcome® | System Controller, DINrail Welcome pour Busch-Welcome® | System Controller, MDRC Welcome for Busch-Welcome® | 83300 System controller |  | 5.14
2CKA008300A0047 | 83310 | Active | 4011395152591 | 146.55 | 1 | 1 | stuk | Welcome | BE31170 | TW (Audio White steel) | stuk | XTra Welcome BJ-Welcome® | Alimentation supplémentaire Welcome pour Busch-Welcome® | Aux. power supply, MDRC Welcome for Busch-Welcome® | 83310 Auxiliary power supply |  | 5.14
2CKA008300A0050 | 83531-660 | Limited | 4011395155226 | 14.6 | 1 | 1 | stuk | Welcome | BE31170 | TX (Video+Stainl. steel) | stuk | End strip buitenp.1/x Welcome BJ-Welcome® | End strip, extérieur.,1/x Welcome pour Busch-Welcome® | End strip, Outdoor St.,1/x Welcome for Busch-Welcome® | 83531-660 End strip, size 1/x spare part
2CKA008300A0051 | 83531-664 | Limited | 4011395154571 | 8.75 | 1 | 1 | stuk | Welcome | BE31170 | TW (Audio White steel) | stuk | End strip buitenp.1/x Welcome BJ-Welcome® | End strip, extérieur.,1/x Welcome pour Busch-Welcome® | End strip, Outdoor St.,1/x Welcome for Busch-Welcome® | 83531-664 End strip, size 1/x spare part
2CKA008300A0052 | 83532-660 | Limited | 4011395154588 | 52.36 | 1 | 1 | stuk | Welcome | BE31170 | TX (Video+Stainl. steel) | stuk | End strip buitenp.2/x Welcome BJ-Welcome® | End strip, extérieur.,2/x Welcome pour Busch-Welcome® | End strip, Outdoor St.,2/x Welcome for Busch-Welcome® | 83532-660 End strip, size 2/x spare part
2CKA008300A0053 | 83532-664 | Limited | 4011395155233 | 29.19 | 1 | 1 | stuk | Welcome | BE31170 | TW (Audio White steel) | stuk | End strip buitenp.2/x Welcome BJ-Welcome® | End strip, extérieur.,2/x Welcome pour Busch-Welcome® | End strip, Outdoor St.,2/x Welcome for Busch-Welcome® | 83532-664 End strip, size 2/x spare part
2CKA008300A0054 | 83530 | Active | 4011395152638 | 2.91 | 1 | 1 | stuk | Welcome | BE31170 | TW (Audio White steel) | stuk | Dichtings strip outdoor Welcome BJ-Welcome® | Dichtings strip, poste extérieur Welcome pour Busch-Welcome® | Sealing strip, Outdoor St. Welcome for Busch-Welcome® | 83530 Sealing strip spare part
2CKA008300A0055 | 83505-624 | Active | 4011395154182 | 37.83 | 1 | 1 | stuk | Welcome | BE31170 | TW (Audio White steel) | stuk | Handset, Binnen Busch-Welcome® | Handset, Interieur Welcome pour Busch-Welcome® | Handset, Indoor St. Welcome for Busch-Welcome® | 83505-624 Handset spare part |  | 5.14
2CKA008300A0210 | 83161 | Active | 4011395153079 | 5.84 | 1 | 1 | stuk | Welcome | BE31170 | TW (Audio White steel) | stuk | Tekst label Welcome BJ-Welcome® | Porteur de la bande de texte Welcome pour Busch-Welcome® | Labelling pl., Outdoor St. Welcome for Busch-Welcome® | 83161 Label holder spare part
2CKA008300A0230 | 83500 | Limited | 4011395153161 | 146.55 | 1 | 1 | stuk | Welcome | BE31170 | TW (Audio White steel) | stuk | AudioMoutdoor Welcome BJ-Welcome® | Audio module, poste extérieur Welcome pour Busch-Welcome® | Audio module, Outdoor St. Welcome for Busch-Welcome® | 83500 Audio module spare part
2CKA008300A0260 | 83102/4-664 | Limited | 4011395154885 | 364.04 | 1 | 1 | stuk | Welcome | BE31170 | TW (Audio White steel) | stuk | outdoor Audio 4v.Welcome BJ-Welcome® | poste extérieur Audio 4v. Welcome pour Busch-Welcome® | Outdoor Audio 4gang Welcome for Busch-Welcome® | 83102/4-664 Outdoor audio station, 4gang |  | 5.14
2CKA008300A0261 | 83102/6-664 | Limited | 4011395154892 | 394.76 | 1 | 1 | stuk | Welcome | BE31170 | TW (Audio White steel) | stuk | outdoor Audio 6v.Welcome BJ-Welcome® | poste extérieur Audio 6v. Welcome pour Busch-Welcome® | Outdoor Audio 6gang Welcome for Busch-Welcome® | 83102/6-664 Outdoor audio station, 6gang |  | 5.14
2CKA008300A0262 | 83105/10-664 | Limited | 4011395154908 | 655.98 | 1 | 1 | stuk | Welcome | BE31170 | TW (Audio White steel) | stuk | outdoor Audio 10v.Welcome BJ-Welcome® | poste extérieur Audio 10v. Welcome pour Busch-Welcome® | Outdoor Audio 10gang Welcome for Busch-Welcome® | 83105/10-664 Outdoor audio station, 10gang |  | 5.14
2CKA008300A0263 | 83105/15-664 | Limited | 4011395154915 | 728.07 | 1 | 1 | stuk | Welcome | BE31170 | TW (Audio White steel) | stuk | outdoor Audio 15v.Welcome BJ-Welcome® | poste extérieur Audio 15v. Welcome pour Busch-Welcome® | Outdoor Audio 15gang Welcome for Busch-Welcome® | 83105/15-664 Outdoor audio station, 15gang |  | 5.14
2CKA008300A0264 | 83122/4-664 | Limited | 4011395154922 | 1436.04 | 1 | 1 | stuk | Welcome | BE31170 | TX (Video+Stainl. steel) | stuk | outdoor Video 4v.Welcome BJ-Welcome® | poste extérieur Video 4v. Welcome pour Busch-Welcome® | Outdoor Video St. 4gang Welcome for Busch-Welcome® | 83122/4-664 Outdoor video station, 4gang |  | 5.14
2CKA008300A0265 | 83122/6-664 | Limited | 4011395154939 | 1472.69 | 1 | 1 | stuk | Welcome | BE31170 | TX (Video+Stainl. steel) | stuk | outdoor Video 6v.Welcome BJ-Welcome® | poste extérieur Video 6v. Welcome pour Busch-Welcome® | Outdoor Video St. 6gang Welcome for Busch-Welcome® | 83122/6-664 Outdoor video station, 6gang |  | 5.14
2CKA008300A0266 | 83124/8-664 | Limited | 4011395154946 | 1649.97 | 1 | 1 | stuk | Welcome | BE31170 | TX (Video+Stainl. steel) | stuk | outdoor Video 8v.Welcome BJ-Welcome® | poste extérieur Video 8v. Welcome pour Busch-Welcome® | Outdoor Video St. 8gang Welcome for Busch-Welcome® | 83124/8-664 Outdoor video station, 8gang |  | 5.14
2CKA008300A0267 | 83124/12-664 | Limited | 4011395154953 | 1704.34 | 1 | 1 | stuk | Welcome | BE31170 | TX (Video+Stainl. steel) | stuk | outdoor Video 12v.Welcome BJ-Welcome® | poste extérieur Video 12v. Welcome pour Busch-Welcome® | Outdoor Video St. 12gang Welcome for Busch-Welcome® | 83124/12-664 Outdoor video station, 12gang |  | 5.14
2CKA008300A0268 | 83102/4-660 | Limited | 4011395155516 | 561.42 | 1 | 1 | stuk | Welcome | BE31170 | TX (Video+Stainl. steel) | stuk | outdoor Audio 4v.Welcome BJ-Welcome® | poste extérieur Audio 4v. Welcome pour Busch-Welcome® | Outdoor Audio 4gang Welcome for Busch-Welcome® | 83102/4-660 Outdoor audio station, 4gang |  | 5.14
2CKA008300A0269 | 83102/6-660 | Limited | 4011395155523 | 593.32 | 1 | 1 | stuk | Welcome | BE31170 | TX (Video+Stainl. steel) | stuk | outdoor Audio 6v.Welcome BJ-Welcome® | poste extérieur Audio 6v. Welcome pour Busch-Welcome® | Outdoor Audio 6gang Welcome for Busch-Welcome® | 83102/6-660 Outdoor audio station, 6gang |  | 5.14
2CKA008300A0270 | 83105/10-660 | Limited | 4011395155530 | 854.53 | 1 | 1 | stuk | Welcome | BE31170 | TX (Video+Stainl. steel) | stuk | outdoor Audio 10v.Welcome BJ-Welcome® | poste extérieur Audio 10v. Welcome pour Busch-Welcome® | Outdoor Audio 10gang Welcome for Busch-Welcome® | 83105/10-660 Outdoor audio station, 10gang |  | 5.14
2CKA008300A0271 | 83105/15-660 | Limited | 4011395155547 | 927.81 | 1 | 1 | stuk | Welcome | BE31170 | TX (Video+Stainl. steel) | stuk | outdoor Audio 15v.Welcome BJ-Welcome® | poste extérieur Audio 15v. Welcome pour Busch-Welcome® | Outdoor Audio 15gang Welcome for Busch-Welcome® | 83105/15-660 Outdoor audio station, 15gang |  | 5.14
2CKA008300A0272 | 83122/4-660 | Limited | 4011395155554 | 1704.34 | 1 | 1 | stuk | Welcome | BE31170 | TX (Video+Stainl. steel) | stuk | outdoor Video 4v.Welcome BJ-Welcome® | poste extérieur Video 4v. Welcome pour Busch-Welcome® | Outdoor Video St. 4gang Welcome for Busch-Welcome® | 83122/4-660 Outdoor video station, 4gang |  | 5.14
2CKA008300A0273 | 83122/6-660 | Limited | 4011395155561 | 1735.07 | 1 | 1 | stuk | Welcome | BE31170 | TX (Video+Stainl. steel) | stuk | outdoor Video 6v.Welcome BJ-Welcome® | poste extérieur Video 6v. Welcome pour Busch-Welcome® | Outdoor Video St. 6gang Welcome for Busch-Welcome® | 83122/6-660 Outdoor video station, 6gang |  | 5.14
2CKA008300A0274 | 83124/8-660 | Limited | 4011395155578 | 1905.27 | 1 | 1 | stuk | Welcome | BE31170 | TX (Video+Stainl. steel) | stuk | outdoor Video 8v.Welcome BJ-Welcome® | poste extérieur Video 8v. Welcome pour Busch-Welcome® | Outdoor Video St. 8gang Welcome for Busch-Welcome® | 83124/8-660 Outdoor video station, 8gang |  | 5.14
2CKA008300A0275 | 83124/12-660 | Limited | 4011395155585 | 1972.64 | 1 | 1 | stuk | Welcome | BE31170 | TX (Video+Stainl. steel) | stuk | outdoor Video 12v.Welcome BJ-Welcome® | poste extérieur Video 12v. Welcome pour Busch-Welcome® | Outdoor Video St. 12gang Welcome for Busch-Welcome® | 83124/12-660 Outdoor video station, 12gang |  | 5.14
2CKA008300A0308 | 83511 | Active | 4011395153222 | 14.6 | 1 | 1 | stuk | Welcome | BE31170 | TW (Audio White steel) | stuk | Hollewand Set,buiten Welcome® | Hollewand Set,extérieur Welcome pour Busch-Welcome® | Cavity Wall Set,Outdoor St Welcome for Busch-Welcome® | 83511 Cavity wall set
2CKA008300A0323 | 83501-101 | Active | 4011395169353 | 1021.19 | 1 | 1 | stuk | Welcome | BE31170 | TX (Video+Stainl. steel) | stuk | Welcome cameraMoutdoor | Module de caméra Welcome | Camera module, Outdoor St. | 83501-101 Camera module |  | 5.14
2CKA008300A0324 | 83210 AP-624 | Active | 4011395169360 | 94.91 | 1 | 1 | stuk | Welcome | BE31170 | TW (Audio White steel) | stuk | Audio Binnenhoorn Welcome BJ-Welcome® | Audio Binnen met hoorn Welcome pour Busch-Welcome® | Audio Indoor Phone Welcome for Busch-Welcome® | 83210 AP-624 Indoor audio station |  | 5.14
2CKA008300A0325 | 83210 AP-681 | Active | 4011395169377 | 103.52 | 1 | 1 | stuk | Welcome | BE31170 | TW (Audio White steel) | stuk | Audio Binnenhoorn Welcome BJ-Welcome® | Audio Binnen met hoorn Welcome pour Busch-Welcome® | Audio Indoor Phone Welcome for Busch-Welcome® | 83210 AP-681 Indoor audio station |  | 5.14
2CKA008300A0326 | 83210 AP-683 | Active | 4011395169384 | 108.38 | 1 | 1 | stuk | Welcome | BE31170 | TW (Audio White steel) | stuk | Audio Binnenhoorn Welcome BJ-Welcome® | Audio Binnen met hoorn Welcome pour Busch-Welcome® | Audio Indoor Phone Welcome for Busch-Welcome® | 83210 AP-683 Indoor audio station |  | 5.14
2CKA008300A0327 | 83335 U | Active | 4011395169391 | 64.89 | 1 | 1 | stuk | Welcome | BE31170 | TW (Audio White steel) | stuk | Schakelaktor Welcome BJ-Welcome® | Schakelaktor inbouw Welcome pour Busch-Welcome® | Switch actuator, flushmount Welcome for Busch-Welcome® | 83335 U Switch actuator, flush-mounted for mounting in flush-mounted wall box |  | 5.14
2CKA008300A0353 | 83221AP-611 | Active | 4011395182413 | 1140.5 | 1 | 1 | stuk | free@home | BE31170 | FH (LNP ERS producten) | stuk | BJ-free@homePanel 7'' Fr ee at Home Wi t | Busch-free@homePanel 7'' Fr ee at Home Bl anc | ABB-free@homeTouch 7'' | 83221AP-611 ABB-free@homeTouch 7" indoor video station with 17.8 cm (7") touch display |  | 5.14
2CKA008300A0354 | 83221AP-625 | Active | 4011395182451 | 1152.92 | 1 | 1 | stuk | free@home | BE31170 | FH (LNP ERS producten) | stuk | BJ-free@homePanel 7'' Fr ee at Home Zw art | Busch-free@homePanel 7'' Fr ee at Home No ir | ABB-free@homeTouch 7'' | 83221AP-625 ABB-free@homeTouch 7" indoor video station with 17.8 cm (7") touch display |  | 5.14
2CKA008300A0372 | 83173 | Active | 4011395197530 | 16.08 | 1 | 1 | stuk | Welcome | BE31170 | TX (Video+Stainl. steel) | stuk | Welcome sleutelkaart v Transpon | Welcome keycard pour transponder | Welcome keycard for transponder | 83173 Key card |  | 5.14
2CKA008300A0373 | 83350 | Active | 4011395197509 | 299.02 | 1 | 1 | stuk | Welcome | BE31170 | TX (Video+Stainl. steel) | stuk | Welcome 83350 | Analog Gateway Welcome Connection systemes telephone analog | Analog Gateway Welcome Connection analog phone systems | 83350 Telephone gateway |  | 5.14
2CKA008300A0374 | 83342 | Active | 4011395197554 | 399.49 | 1 | 1 | stuk | Welcome | BE31170 | TX (Video+Stainl. steel) | stuk | IP Gateway Welcome Incl.Access ctrl Fcts | IP Gateway Welcome incl accesscontrol functies | IP Gateway Welcome Incl. Access control functions | 83342 IP-Gateway |  | 5.14
2CKA008300A0413 | 83100/70-660 | Active | 4011395198940 | 1061.37 | 1 | 1 | stuk | Welcome | BE31170 | TX (Video+Stainl. steel) | stuk | outdoor st,alone Welcome Vingerprint stainless | Poste exterieur, autonome Welcome Lecteur d'empreintes | Outdoorstation, standalone Welcome Fingerprint, stainless | 83100/70-660 Outdoor station with fingerprint module |  | 5.14
2CKA008300A0414 | 83100/70-664 | Active | 4011395198957 | 863.99 | 1 | 1 | stuk | Welcome | BE31170 | TX (Video+Stainl. steel) | stuk | outdoor st,alone Welcome Vingerprint wit | Poste exterieur, autonome Welcome Lecteur d'empreintes | Outdoorstation, standalone Welcome Fingerprint, white | 83100/70-664 Outdoor station with fingerprint module |  | 5.14
2CKA008300A0415 | 83100/71-660 | Active | 4011395198964 | 625.25 | 1 | 1 | stuk | Welcome | BE31170 | TX (Video+Stainl. steel) | stuk | outdoor st,alone Welcome Codeklavier stainless | Poste exterieur, autonome Welcome Serrure codée | Outdoorstation, standalone Welcome Keypad, stainless | 83100/71-660 Outdoor station with keypad module |  | 5.14
2CKA008300A0416 | 83100/71-664 | Active | 4011395198971 | 429.04 | 1 | 1 | stuk | Welcome | BE31170 | TX (Video+Stainl. steel) | stuk | outdoor st,alone Welcome Codeklavier wit | Poste exterieur, autonome Welcome Serrure codée | Outdoorstation, standalone Welcome Keypad, white | 83100/71-664 Outdoor station with keypad module |  | 5.14
2CKA008300A0417 | 83100/72-660 | Active | 4011395198988 | 952.63 | 1 | 1 | stuk | Welcome | BE31170 | TX (Video+Stainl. steel) | stuk | outdoor st,alone Welcome Transpon stainless | Poste exterieur, autonome Welcome Clef électronique / NFC | Outdoorstation, standalone Welcome Transponder, stainless | 83100/72-660 Outdoor station with transponder module |  | 5.14
2CKA008300A0418 | 83100/72-664 | Active | 4011395198995 | 756.44 | 1 | 1 | stuk | Welcome | BE31170 | TX (Video+Stainl. steel) | stuk | outdoor st,alone Welcome Transpon wit | Poste exterieur, autonome Welcome Clef électronique / NFC | Outdoorstation, standalone Welcome Transponder, white | 83100/72-664 Outdoor station with transponder module |  | 5.14
2CKA008300A0419 | 83122/70/1-660 | Limited | 4011395199008 | 2386.3 | 1 | 1 | stuk | Welcome | BE31170 | TX (Video+Stainl. steel) | stuk | outdoor Video 1t Welcome Vingerprint stainless | Poste exterieur, Video 1 touche Welcome Lecteur d'empreintes | Outdoorstation, video, 1f Welcome Fingerprint, stainless | 83122/70/1-660 Outdoor video station 1gang with fingerprint module front plate stainless steel, surface is brushed |  | 5.14
2CKA008300A0420 | 83122/70/2-660 | Limited | 4011395199015 | 2417.05 | 1 | 1 | stuk | Welcome | BE31170 | TX (Video+Stainl. steel) | stuk | Welcome 83122/70/2-660 | Poste exterieur, Video 2 touches Welcome Lecteur d'empreintes | Outdoorstation, video, 2f Welcome Fingerprint, stainless | 83122/70/2-660 Outdoor video station 2gang with fingerprint module front plate stainless steel, surface is brushed |  | 5.14
2CKA008300A0421 | 83122/70/3-660 | Limited | 4011395199022 | 2445.41 | 1 | 1 | stuk | Welcome | BE31170 | TX (Video+Stainl. steel) | stuk | Welcome 83122/70/3-660 | Poste exterieur, Video 3 touches Welcome Lecteur d'empreintes | Outdoorstation, video, 3f Welcome Fingerprint, stainless | 83122/70/3-660 Outdoor video station 3gang with fingerprint module front plate stainless steel, surface is brushed |  | 5.14
2CKA008300A0422 | 83122/71/1-660 | Limited | 4011395199039 | 1905.27 | 1 | 1 | stuk | Welcome | BE31170 | TX (Video+Stainl. steel) | stuk | Welcome 83122/71/1-660 | Poste exterieur, Video 1 touche Welcome Serrure codée | Outdoorstation, video, 1f Welcome Keypad, stainless | 83122/71/1-660 Outdoor video station 1gang with keypad module front plate stainless steel, surface is brushed |  | 5.14
2CKA008300A0423 | 83122/71/2-660 | Limited | 4011395199046 | 1936 | 1 | 1 | stuk | Welcome | BE31170 | TX (Video+Stainl. steel) | stuk | Welcome 83122/71/2-660 | Poste exterieur, Video 2 touches Welcome Serrure codée | Outdoorstation, video, 2f Welcome Keypad, stainless | 83122/71/2-660 Outdoor video station 2gang with keypad module front plate stainless steel, surface is brushed |  | 5.14
2CKA008300A0424 | 83122/71/3-660 | Limited | 4011395199053 | 1972.64 | 1 | 1 | stuk | Welcome | BE31170 | TX (Video+Stainl. steel) | stuk | Welcome 83122/71/3-660 | Poste exterieur, Video 3 touches Welcome Serrure codée | Outdoorstation, video, 3f Welcome Keypad, stainless | 83122/71/3-660 Outdoor video station 3gang with keypad module front plate stainless steel, surface is brushed |  | 5.14
2CKA008300A0425 | 83122/72/1-660 | Limited | 4011395199060 | 2245.67 | 1 | 1 | stuk | Welcome | BE31170 | TX (Video+Stainl. steel) | stuk | outdoor video 1 knop Welcome Transpon stainless | Poste exterieur, Video 1 touche Welcome Clef électronique / NFC | Outdoorstation, video, 1f Welcome Transponder, stainless | 83122/72/1-660 Outdoor video station 1gang with transponder module front plate stainless steel, surface is brushed |  | 5.14
2CKA008300A0426 | 83122/72/2-660 | Limited | 4011395199077 | 2276.39 | 1 | 1 | stuk | Welcome | BE31170 | TX (Video+Stainl. steel) | stuk | outdoor video 2 knop Welcome Transpon stainless | Poste exterieur, Video 2 touches Welcome Clef électronique / NFC | Outdoorstation, video, 2f Welcome Transponder, stainless | 83122/72/2-660 Outdoor video station 2gang with transponder module front plate stainless steel, surface is brushed |  | 5.14
2CKA008300A0427 | 83122/72/3-660 | Limited | 4011395199084 | 2313.02 | 1 | 1 | stuk | Welcome | BE31170 | TX (Video+Stainl. steel) | stuk | outdoor video 2 knop Welcome Transpon stainless | Poste exterieur, Video 3 touches Welcome Clef électronique / NFC | Outdoorstation, video, 3f Welcome Transponder, stainless | 83122/72/3-660 Outdoor video station 3gang with transponder module front plate stainless steel, surface is brushed |  | 5.14
2CKA008300A0428 | 83121/71-660 | Limited | 4011395199091 | 1843.8 | 1 | 1 | stuk | Welcome | BE31170 | TX (Video+Stainl. steel) | stuk | outdoor Video Welcome Codeklavier stainless | Poste exterieur, Video Welcome Serrure codée | Outdoorstation, video Welcome Keypad, stainless | 83121/71-660 Outdoor video station with keypad module front plate stainless steel, surface is brushed |  | 5.14
2CKA008300A0462 | 83301 | Active | 4011395217313 | 196 | 1 | 1 | stuk | Welcome | BE31170 | TW (Audio White steel) | stuk | Welcome systeemcentraleMini DIN-rail | 83301 Contrôleur système, mini, dispositifs système ABB-Welcome | System controller Mini | 83301 System controller, mini |  | 5.14
2CKA008300A0465 | 83327 | Active | 4011395217337 | 236.39 | 1 | 1 | stuk | Welcome | BE31170 | TX (Video+Stainl. steel) | stuk | Welcome camera interface | Camera Interface Welcome | Camera Interface Welcome | 83327 Camera interface |  | 5.14
2CKA008300A0477 | 83506 | Active | 4011395221679 | 170.21 | 1 | 1 | stuk | Welcome | BE31170 | TW (Audio White steel) | stuk | BJ-WelcomePanel Welcome Tafel st,. | Busch-WelcomePanel Welcome Pied de Table | Busch-WelcomePanel Welcome Table stand | 83506 ABB-Welcome table stand
2CKA008300A0480 | 83222 U-611 | Active | 4011395221846 | 496.41 | 1 | 1 | stuk | Welcome | BE31170 | TX (Video+Stainl. steel) | stuk | Welcome video binnen 5'' studiowit | 83222 U-611 Station vidéo intérieure, blanc, stations intérieures ABB-Welcome | Indoor Video St. Panel | 83222 U-611 Indoor video station, white, ABB-Welcome Indoor Stations |  | 5.14
2CKA008300A0481 | 83222 U-625 | Active | 4011395221853 | 496.41 | 1 | 1 | stuk | Welcome | BE31170 | TX (Video+Stainl. steel) | stuk | Welcome video binnen 5'' zw | 83222 U-625 Station vidéo intérieure, noire, stations intérieures ABB-Welcome | Indoor Video St. Panel | 83222 U-625 Indoor video station, black, ABB-Welcome Indoor Stations |  | 5.14
2CKA008300A0486 | 83550/1 | Active | 4011395221884 | 582.86 | 1 | 1 | stuk | Welcome | BE31170 | TX (Video+Stainl. steel) | stuk | Welcome video camera | 83550/1 Video camera External analogue camera for the door intercom. | video camera | 83550/1 Video camera External analogue camera for the door intercom. |  | 5.14
2CKA008300A0488 | 83550/2 | Active | 4011395222621 | 516.8 | 1 | 1 | stuk | Welcome | BE31170 | TX (Video+Stainl. steel) | stuk | Welcome video dome camera | 83550/2 Dome camera External analogue camera for the door intercom. | dome camera | 83550/2 Dome camera External analogue camera for the door intercom. |  | 5.14
2CKA008300A0512 | 83140/1-101 | Limited | 4011395222928 | 96.81 | 1 | 1 | stuk | Welcome | BE31170 | TW (Audio White steel) | stuk | Welcome beldrukkerMbasis 1 beldr | 83140/1-101 Module bouton d#appel base, 1 interrupteur, pièces de rechange ABB-Welcome | Key Module, Base, 1gang | 83140/1-101 Base call button module, 1gang spare part
2CKA008300A0513 | 83140/2-101 | Limited | 4011395222935 | 112.06 | 1 | 1 | stuk | Welcome | BE31170 | TW (Audio White steel) | stuk | Welcome beldrukkerMbasis 2 beldr | 83140/2-101 Module bouton d#appel base, 2 interrupteurs, pièces de rechange ABB-Welcome | Key Module, Base, 2 gang | 83140/2-101 Base call button module, 2gang spare part
2CKA008300A0516 | 83170-664-101 | Active | 4011395222966 | 794.25 | 1 | 1 | stuk | Welcome | BE31170 | TX (Video+Stainl. steel) | stuk | Welcome fingerprintMwit | Module d'empreintes digitales | Fingerprint-Module | 83170-664-101 Fingerprint module |  | 5.14
2CKA008300A0517 | 83171-660-101 | Active | 4011395222973 | 314.39 | 1 | 1 | stuk | Welcome | BE31170 | TX (Video+Stainl. steel) | stuk | Welcome keypadMrvs | Clavier-Module résistant au feu | Keypad-Module | 83171-660-101 Keypad module |  | 5.14
2CKA008300A0518 | 83171-664-101 | Active | 4011395222980 | 314.39 | 1 | 1 | stuk | Welcome | BE31170 | TX (Video+Stainl. steel) | stuk | Welcome keypadMwit | 83171-664-101 Module clavier, blanc studio mat, Pièces de rechange ABB-Welcome | Keypad-Module | 83171-664-101 Keypad module |  | 5.14
2CKA008300A0519 | 83172-281-101 | Active | 4011395222997 | 676.06 | 1 | 1 | stuk | Welcome | BE31170 | TX (Video+Stainl. steel) | stuk | Welcome zw | 83172-281-101 Module transpondeur, noir, Pièces de rechange ABB-Welcome | Transponder-Module | 83172-281-101 Transponder module |  | 5.14
2CKA008300A0521 | 83110-101 | Active | 4011395223017 | 177.29 | 1 | 1 | stuk | Welcome | BE31170 | TW (Audio White steel) | stuk | Welcome audioM | 83110-101 Boîtier d#intégration audio, stations extérieures ABB-Welcome | Audio Integration Unit | 83110-101 Audio Integration Unit |  | 5.14
2CKA008300A0532 | 83141/1-101 | Limited | 4011395223123 | 81.55 | 1 | 1 | stuk | Welcome | BE31170 | TX (Video+Stainl. steel) | stuk | Welcome beldrukkerMXTra 1 beldr | 83141/1-101 Module bouton d#appel auxiliaire, 1 interrupteur, pièces de rechange ABB-Welcome | Key Module, Aux, 1gang | 83141/1-101 Auxiliary call button module, 1gang spare part |  | 5.14
2CKA008300A0533 | 83141/2-101 | Limited | 4011395223130 | 96.81 | 1 | 1 | stuk | Welcome | BE31170 | TX (Video+Stainl. steel) | stuk | Welcome beldrukkerMXTra 2 beldr | 83141/2-101 Module bouton d#appel auxiliaire, 2 interrupteurs, pièces de rechange ABB-Welcome | Key Module, Aux, 2gang | 83141/2-101 Auxiliary call button module, 2gang spare part |  | 5.14
2CKA008300A0538 | 83507 | Active | 4011395223185 | 14.08 | 1 | 1 | stuk | Welcome | BE31170 | TW (Audio White steel) | stuk | Welcome BNC-adapter | Welcome adapteur BNC | Welcome BNC-adapter | 83507 BNC adapter |  | 5.14
2CKA008300A0546 | 83111-101 | Active | 4011395225233 | 104.72 | 1 | 1 | stuk | Welcome | BE31170 | TW (Audio White steel) | stuk | Welcome toetsuitbreiding | Welcome module d'extension des touches | Extension Unit | 83111-101 Extension Unit |  | 5.14
2CSY200091R0103 | SMD-W2.1D | Active | 8012542000914 | 317.7 | 1 | 1 | stuk | Motion Detectors (Wireless 868Mhz) | BE31170 | SH (reserve LV BE) | stuk | Motion Detectors (Wireless 868Mhz) SMD-W2.1D | Dual IR sensor périmètre secure at home intérieur, bruin | Dual IR perimetral sensor secure at home brown | SMD-W2.1D Dual Passive IR Perimeter Motion Detector | B106020960 | 5.14
2CSY202821R0305 | SAD-W1.1F | Active | 8012542028215 | 126.58 | 1 | 1 | stuk | Alarm System - secure@home | BE31170 | SH (reserve LV BE) | stuk | Afst,Bedien.secure@home | Controlle a distance secure at home pré-configuré, noir | Remote control secure at home Preconfigured , black | SAD-W1.1F Prec. remote control | B106020960 | 5.14
2CSY229751R0502 | SSD-W1.1B | Active | 8012542297512 | 420.7 | 1 | 1 | stuk | Signalling Devices (Wireless 868Mhz) | BE31170 | SH (reserve LV BE) | stuk | Buiten sirene secure@home antraciet | Sirene exterieure secure at home antracite | Outdoor siren secure at home anthracite | SSD-W1.1B Outdoor siren | B102010990 | 5.14
2CSY233541R0003 | SAS-W1.1F | Active | 8012542335412 | 1084.65 | 1 | 1 | stuk | Alarm System - secure@home | BE31170 | SH (reserve LV BE) | stuk | Centrale secure@home GSM zw | Centrale secure at home GSM, noir | Central unit secure at home GSM, black | SAS-W1.1F ABB-secure@home Central Unit with GSM | B208022113 | 5.14
2CSY233921R0003 | SAS-W1.1E | Active | 8012542339212 | 1084.65 | 1 | 1 | stuk | Alarm System - secure@home | BE31170 | SH (reserve LV BE) | stuk | Centrale secure@home GSM wit | Centrale secure at home GSM blanc | Central unit secure at home GSM white | SAS-W1.1E ABB-secure@home Central Unit with GSM | B208022113 | 5.14
2CSY235871R0103 | SMD-W2.1A | Active | 8012542358718 | 317.7 | 1 | 1 | stuk | Motion Detectors (Wireless 868Mhz) | BE31170 | SH (reserve LV BE) | stuk | Dual IR perimetral sensor secure@home binnen wit | Dual IR sensor périmètre secure at home intérieur, blanc | Dual IR perimetral sensor secure at home white | SMD-W2.1A Dual Passive IR Perimeter Motion Detector | B106020960 | 5.14
2CSY245181R0004 | SAS-W2.1E | Active | 8012542451815 | 765.71 | 1 | 1 | stuk | Alarm System - secure@home | BE31170 | SH (reserve LV BE) | stuk | Centrale secure@home wit | Centrale secure at home blanc | Central unit secure at home white | SAS-W2.1E ABB-secure@home Central Unit basic | B208022113 | 5.14
2CSY251641R0306 | SAD-W2.1F | Active | 8012542516415 | 138.99 | 1 | 1 | stuk | Alarm System - secure@home | BE31170 | SH (reserve LV BE) | stuk | Afst,Bedien.secure@home zw | Controlle a distance secure at home noir | Remote control secure at home black | SAD-W2.1F Remote control | B106020960 | 5.14
2CSY254961R0701 | STD-W1.1 | Active | 8012542549611 | 49.89 | 1 | 1 | stuk | Technical Detectors (Wireless 868Mhz) | BE31170 | SH (reserve LV BE) | stuk | InterfaceMrook/warmteMelder secure@home | Interface module secure at home détecteur fumer /chaleur | Interface module Smoke detector secure at home | STD-W1.1 Smoke detector Wireless Interface Module | B106020960 | 5.14
2CSY254971R0202 | SMD-W4.1A | Active | 8012542549710 | 637.89 | 1 | 1 | stuk | Motion Detectors (Wireless 868Mhz) | BE31170 | SH (reserve LV BE) | stuk | SMD-W4.1A Perim.Bidirectional Dual PIRMot.Det. | Dual Perimeter PIR sensor secure at home extérieur, bidirectioneel | Perimetral bidirectional dual PIR sensor secure at home outside | SMD-W4.1A Perim. Bidirectional Dual PIR Mot. Det. | B106020960 | 5.14
2CSY254981R0203 | SMD-W5.1A | Active | 8012542549819 | 573.35 | 1 | 1 | stuk | Motion Detectors (Wireless 868Mhz) | BE31170 | SH (reserve LV BE) | stuk | Dual IR sensor secure@home buiten compact | Dual IR sensor secure at home extérieur, compact | Outdoor dual IR sensor secure at home compact | SMD-W5.1A Compact Dual PIR Perimeter Mot. Det. | B106020960 | 5.14
2CSY254991R0803 | SBA-W3.1 | Active | 8012542549918 | 126.58 | 1 | 1 | stuk | Lithium Batteries | BE31170 | SH (reserve LV BE) | stuk | Battery pack LR20 7 5V 12 Ah secure@home | Battery pack LR20 7,5V, 12 Ah secure at home LR20 7,5V, 12 Ah | Battery pack secure at home LR20 7,5V, 12 Ah | SBA-W3.1 Battery pack LR20 7,5V - 12 Ah | B102010990 | 5.14
2CSY255001R0603 | SLM-W1.1 | Active | 8012542550013 | 19.18 | 1 | 1 | stuk | Alarm System - secure@home | BE31170 | SH (reserve LV BE) | stuk | Rolluik sensor secure@home | Rolluik roller sensor secure at home avec SMC-W1.1A of D | Roller shutter sensor secure at home | SLM-W1.1 Roller shutter sensor |  | 5.14
2CSY255101R0607 | SIM-W2.1A | Active | 8012542551010 | 19.18 | 1 | 1 | stuk | Alarm System - secure@home | BE31170 | SH (reserve LV BE) | stuk | Beugel w,Mont.IR sensor secure@home | Support montage mural IR sensor secure at home | Bracket for wall mounting IR sensor secure at home | SIM-W2.1A Mounting Bracket for IR Motion Detector |  | 5.14
2CSY255111R0801 | SBA-W1.1 | Active | 8012542551119 | 75.45 | 1 | 1 | stuk | Lithium Batteries | BE31170 | SH (reserve LV BE) | stuk | SBA-W1.1 Recharg.batt.pack Ni-Mh 6V 16Ah | Rechargeable battery pack Ni-Mh 6V, 1,6Ah secure at home Ni-Mh 6V, 1,6Ah | Rechargeable battery pack secure at home Ni-Mh 6V, 1,6Ah | SBA-W1.1 Recharg. batt. pack Ni-Mh 6V 1,6Ah | B208022113 | 5.14
2CSY255191R0705 | STD-W5.1A | Active | 8012542551911 | 189.87 | 1 | 1 | stuk | Technical Detectors (Wireless 868Mhz) | BE31170 | SH (reserve LV BE) | stuk | Waterlekkage secure@home | Detecteur fuite d'eau secure at home | Flood detector secure at home | STD-W5.1A Flood detector | B106020960 | 5.14
2CSY255201R0601 | SIM-W1.1 | Active | 8012542552017 | 331.35 | 1 | 1 | stuk | Alarm System - secure@home | BE31170 | SH (reserve LV BE) | stuk | Repeater secure@home | Repeater secure at home | Repeater secure at home | SIM-W1.1 Wireless Repeater | B106020960 | 5.14
2CSY255211R0201 | SMD-W3.1A | Active | 8012542552116 | 829.01 | 1 | 1 | stuk | Motion Detectors (Wireless 868Mhz) | BE31170 | SH (reserve LV BE) | stuk | Dual IR sensor secure@home buiten st,. | Dual IR sensor secure at home extérieur, standaard | Outdoor dual IR sensor secure at home standard | SMD-W3.1A Outdoor Dual Passive IR Motion Detector | B106020960 | 5.14
2CSY255311R0204 | SMD-W6.1A | Active | 8012542553113 | 829.01 | 1 | 1 | stuk | Motion Detectors (Wireless 868Mhz) | BE31170 | SH (reserve LV BE) | stuk | Dual IR sensor secure@home buiten 2 5-3m hoogte | Dual IR sensor secure at home extérieur, voor 2,5 - 3m hoogte | Outdoor dual IR sensor secure at home for height | SMD-W6.1A Outdoor Dual PIR Motion Det. for Height | B106020960 | 5.14
2CSY255331R0802 | SBA-W2.1 | Active | 8012542553311 | 19.18 | 1 | 1 | stuk | Lithium Batteries | BE31170 | SH (reserve LV BE) | stuk | Lithium batteries 3V 1 4 Ah secure@home 3V 1 4 Ah | Lithium batteries 3V, 1,4 Ah secure at home 3V, 1,4 Ah | Lithium batteries secure at home 3V, 1,4 Ah | SBA-W2.1 Lithium batteries 3V - 1,4 Ah | B106020960 | 5.14
2CSY255341R0602 | SMC-W2.1 | Active | 8012542553410 | 44.79 | 1 | 1 | stuk | Alarm System - secure@home | BE31170 | SH (reserve LV BE) | stuk | SMC-W2.1 Rolling DoorMagnet Reed cont. | Contact magnetique porte-garage secure at home avec SMCW1.x of SMDW2.x | Magnetic tilting door contact secure at home | SMC-W2.1 Rolling Door Magnet Reed Contact |  | 5.14
2CSY255461R0004 | SAS-W2.1F | Active | 8012542554615 | 765.71 | 1 | 1 | stuk | Alarm System - secure@home | BE31170 | SH (reserve LV BE) | stuk | Centrale secure@home zw | Centrale secure at home noir | Central unit secure at home black | SAS-W2.1F ABB-secure@home Central Unit basic | B208022113 | 5.14
2CSY255701R0105 | SMD-W1.1A | Active | 8012542557012 | 189.87 | 1 | 1 | stuk | Motion Detectors (Wireless 868Mhz) | BE31170 | SH (reserve LV BE) | stuk | Sensor passief infrarood secure@home binnen wit | Sensor passive infrarouge secure at home intérieur , blanc | Indoor passive infrared sensor secure at home | SMD-W1.1A Indoor Passive IR Motion Detector | B106020960 | 5.14
2CSY255731R0104 | SMC-W1.1D | Active | 8012542557319 | 138.99 | 1 | 1 | stuk | Magnetic Contacts (Wireless 868Mhz) | BE31170 | SH (reserve LV BE) | stuk | SMC-W1.1D PerimeterMagnet Reed cont. | Sensor périmètre/ contact magnetique secure at home intérieur, bruin | Perimetral sensor / magnetic contact secure at home brown | SMC-W1.1D Perimeter Magnet Reed Contact Detector | B106020960 | 5.14
2CSY255791R0104 | SMC-W1.1A | Active | 8012542557913 | 138.99 | 1 | 1 | stuk | Magnetic Contacts (Wireless 868Mhz) | BE31170 | SH (reserve LV BE) | stuk | Magnetic Contacts (Wireless 868Mhz) SMC-W1.1A | Sensor périmètre/ contact magnetique secure at home intérieur, blanc | Perimetral sensor / magnetic contact secure at home white | SMC-W1.1A Perimeter Magnet Reed Contact Detector | B106020960 | 5.14
2CSY255871R0604 | SGB-W1.1A | Active | 8012542558712 | 37.12 | 1 | 1 | stuk | Alarm System - secure@home | BE31170 | SH (reserve LV BE) | stuk | SGB-W1.1A Shock Inertial Sensor | Detection impacte sensor secure at home avec SMC-W1.1A of D | Shock inertial impact detection sensor secure at home with SMC-W1.1A orD | SGB-W1.1A Shock Inertial Sensor |  | 5.14
2CSY277631R0502 | SSD-W1.1A | Active | 8012542776314 | 420.7 | 1 | 1 | stuk | Signalling Devices (Wireless 868Mhz) | BE31170 | SH (reserve LV BE) | stuk | Buiten sirene secure@home wit | Sirene exterieure secure at home blanc | Outdoor siren secure at home white | SSD-W1.1A Outdoor siren | B102010990 | 5.14
2CSY295201R0606 | SMC-W3.1D | Active | 8012542952015 | 19.18 | 1 | 1 | stuk | Alarm System - secure@home | BE31170 | SH (reserve LV BE) | stuk | Rolluik sensor secure@home | Contact magnetique secure at home avec SMCW1.x of SMDW2.x, In/opb., bruin | Magnetic contact secure at home Surface /flushmounted, brown | SMC-W3.1D Magnet Reed Contact for Surface/Flush Mounting |  | 5.14
2CSY295241R0606 | SMC-W3.1A | Active | 8012542952411 | 19.18 | 1 | 1 | stuk | Alarm System - secure@home | BE31170 | SH (reserve LV BE) | stuk | Rolluik sensor secure@home | Contact magnetique secure at home avec SMCW1.x of SMDW2.x, In/opb., wit | Magnetic contact secure at home Surface /flushmounted, white | SMC-W3.1A Magnet Reed Contact for Surface/Flush Mounting |  | 5.14
2CSY295371R0051 | SSK-W1.1E | Active | 8012542953715 | 1340.31 | 1 | 1 | stuk | Alarm System - secure@home | BE31170 | SH (reserve LV BE) | stuk | Starterkit secure@home GSM wit | Kit de base secure at home GSM, blanc | Starterkit secure at home GSM, white | SSK-W1.1E ABB-secure@home Startkit GSM |  | 5.14
2CSY295411R0050 | SSK-W2.1E | Active | 8012542954118 | 1021.37 | 1 | 1 | stuk | Alarm System - secure@home | BE31170 | SH (reserve LV BE) | stuk | Starterkit secure@home wit | Kit de base secure at home blanc | Starterkit secure at home white | SSK-W2.1E ABB-secure@home Startkit basic |  | 5.14
2CSY296961R0502 | SSD-W1.1C | Active | 8012542969617 | 420.7 | 1 | 1 | stuk | Signalling Devices (Wireless 868Mhz) | BE31170 | SH (reserve LV BE) | stuk | Buiten sirene secure@home grijs | Sirene exterieure secure at home gris | Outdoor siren secure at home grey | SSD-W1.1C Outdoor siren | B102010990 | 5.14
2TMA130010X0019 | H81381P1-S-03 | Active | 6955891810525 | 1833.55 | 1 | 1 | stuk | Welcome IP | BE31170 | TW (Audio White steel) | stuk | H81381P1-S-03 OS IPpush 1 gang | Welcome IP poste exterieur Video 1 bouton rond, inox, induction | H81381P1-S-03 OS, IPpush, 1 gang | H81381P1-S-03 OS, IPpush, 1 gang |  | 6.51
2TMA130010X0020 | H81381P2-S-03 | Active | 6955891810532 | 1845.72 | 1 | 1 | stuk | Welcome IP | BE31170 | TW (Audio White steel) | stuk | H81381P2-S-03 OS IPpush 2 gang | Welcome IP poste exterieur Video 2 boutons ronde, inox, induction | H81381P2-S-03 OS, IPpush, 2 gang | H81381P2-S-03 OS, IPpush, 2 gang |  | 6.51
2TMA130010X0021 | H81381P3-S-03 | Active | 6955891810549 | 1857.9 | 1 | 1 | stuk | Welcome IP | BE31170 | TW (Audio White steel) | stuk | H81381P3-S-03 OS IPpush 3 gang | Welcome IP poste exterieur Video, 3 boutons ronde, inox, induction | H81381P3-S-03 OS, IPpush, 3 gang | H81381P3-S-03 OS, IPpush, 3 gang |  | 6.51
2TMA130010X0027 | H81381T-S-03 | Active | 6955891810600 | 3118.37 | 1 | 1 | stuk | Welcome IP | BE31170 | TW (Audio White steel) | stuk | H81381T-S-03 OS IPtouch 5 Desfire/IC | Welcome IP poste exterieur video 5'' ecran tactile, Inox, induction | H81381T-S-03 OS, IPtouch 5, Desfire/IC | H81381T-S-03 OS, IPtouch 5, Desfire/IC |  | 6.51
2TMA130050B0054 | H8237-4B | Active | 6955891815155 | 1416.05 | 1 | 1 | stuk | Welcome IP | BE31170 | TX (Video+Stainl. steel) | stuk | Welcome IP -Touch 10'', LAN + WiFi Zwart, met inductielus,Glazen eindstrook | Welcome IP -Touch 10'', LAN + WiFi Noir, d'induction, Bande verre | No DE description available | No ENG description available |  | 5.14
2TMA130050B0055 | H8237-5B | Active | 6955891815179 | 1416.05 | 1 | 1 | stuk | Welcome IP | BE31170 | TX (Video+Stainl. steel) | stuk | Welcome IP -Touch 10'', LAN + LAN Zwart, met inductielus,Glazen eindstrook | Welcome IP -Touch 10'', LAN + LAN Noir, d'induction, Bande verre | No DE description available | No ENG description available |  | 5.14
2TMA130050B0065 | H8236-4B | Active | 6955891816978 | 1104.66 | 1 | 1 | stuk | Welcome IP | BE31170 | TX (Video+Stainl. steel) | stuk | Welcome IP -Touch 7'', LAN + WiFi Zwart, met inductielus,Glazen eindstrook | Welcome IP -Touch 7'', LAN + WiFi Noir, d'induction, Bande verre | No DE description available | No ENG description available |  | 5.14
2TMA130050B0067 | H8236-5B | Active | 6955891816992 | 1083.01 | 1 | 1 | stuk | Welcome IP | BE31170 | TX (Video+Stainl. steel) | stuk | Welcome IP -Touch 7'', LAN + LAN Zwart, met inductielus,Glazen eindstrook | Welcome IP -Touch 7'', LAN + LAN Noir, d'induction, Bande verre | No DE description available | No ENG description available |  | 5.14
2TMA130050W0054 | H8237-4W | Active | 6955891815148 | 1416.05 | 1 | 1 | stuk | Welcome IP | BE31170 | TX (Video+Stainl. steel) | stuk | Welcome IP -Touch 10'', LAN + WiFi Wit, met inductielus, Glazen eindstrook | Welcome IP -Touch 10'', LAN + WiFi Blanc, d'induction, Bande verre | No DE description available | No ENG description available |  | 5.14
2TMA130050W0055 | H8237-5W | Active | 6955891815162 | 1416.05 | 1 | 1 | stuk | Welcome IP | BE31170 | TX (Video+Stainl. steel) | stuk | Welcome IP -Touch 10'', LAN + LAN Wit, met inductielus, Glazen eindstrook | Welcome IP -Touch 10'', LAN + LAN Blanc, d'induction, Bande verre | No DE description available | No ENG description available |  | 5.14
2TMA130050W0065 | H8236-4W | Active | 6955891816961 | 1083.01 | 1 | 1 | stuk | Welcome IP | BE31170 | TX (Video+Stainl. steel) | stuk | Welcome IP -Touch 7'', LAN + WiFi Wit, met inductielus, Glazen eindstrook | Welcome IP -Touch 7'', LAN + WiFi Blanc, d'induction, Bande verre | No DE description available | No ENG description available |  | 5.14
2TMA130050W0067 | H8236-5W | Active | 6955891816985 | 1083.01 | 1 | 1 | stuk | Welcome IP | BE31170 | TX (Video+Stainl. steel) | stuk | Welcome IP -Touch 7'', LAN + LAN Wit, met inductielus, Glazen eindstrook | Welcome IP -Touch 7'', LAN + LAN Blanc, d'induction, Bande verre | No DE description available | No ENG description available |  | 5.14
2TMA130160B0051 | 41381F-B-03 | Active | 6955891810822 | 50.51 | 1 | 1 | stuk | Welcome IP | BE31170 | TX (Video+Stainl. steel) | stuk | bak Welcome IP 1ModuleMaat 1/1 Antraciet | Welcome IP boîte encastre 1 module, taille 1/1, Anthracite | Flush-mounted box Welcome size 1/2 | 41381F-B-03 Flush-mounted box, size 1/1
2TMA130160B0052 | 41382F-B-03 | Active | 6955891810839 | 74.83 | 1 | 1 | stuk | Welcome IP | BE31170 | TX (Video+Stainl. steel) | stuk | bak Welcome IP 2MMaat 1/Antraciet | Welcome IP boîte encastre 2 modules, taille 1/, Anthracite | Flush-mounted box Welcome size 1/2 | 41382F-B-03 Flush-mounted box, size 1/2
2TMA130160B0053 | 41383F-B-03 | Active | 6955891810846 | 87.36 | 1 | 1 | stuk | Welcome IP | BE31170 | TX (Video+Stainl. steel) | stuk | bak Welcome IP 1ModuleMaat 1/1 Antraciet | Welcome IP boîte encastre 1 module, taille 1/1, Anthracite | Flush-mounted box Welcome size 1/2 | 41383F-B-03 Flush-mounted box, size 1/3
2TMA130160B0054 | 41384F-B-03 | Active | 6955891810853 | 113.15 | 1 | 1 | stuk | Welcome IP | BE31170 | TX (Video+Stainl. steel) | stuk | bak Welcome IP 4MMaat 1/4 Antraciet | Welcome IP boîte encastre 4 modules, taille 1/4, Anthracite | Flush-mounted box Welcome size 1/2 | 41384F-B-03 Flush-mounted box, size 1/4
2TMA130160B0055 | 41385F-B-03 | Active | 6955891810860 | 137.49 | 1 | 1 | stuk | Welcome IP | BE31170 | TX (Video+Stainl. steel) | stuk | bak Welcome IP 5MMaat 1/5 Antraciet | Welcome IP boîte encastre 5 modules, taille 1/5, Anthracite | 41385F-B-03 Flush-mounted box, size 1/5 | 41385F-B-03 Flush-mounted box, size 1/5
2TMA130160B0056 | 41386F-B-03 | Active | 6955891810877 | 149.65 | 1 | 1 | stuk | Welcome IP | BE31170 | TX (Video+Stainl. steel) | stuk | bak Welcome IP 6ModuleMaat 2/3 Antraciet | Welcome IP boîte encastre 6 modules, taille 2/3, Anthracite | Flush-mounted box Welcome size 1/2 | 41386F-B-03 Flush-mounted box, size 2/3
2TMA130160B0059 | 41381S-B-03 | Active | 6955891810945 | 50.51 | 1 | 1 | stuk | Welcome IP | BE31170 | TX (Video+Stainl. steel) | stuk | bak Welcome IP 1ModuleMaat 1/1 Antraciet | Welcome IP boîte apparent 1 module, taille 1/1, Anthracite | Mounting box Welcome size 1/1 | 41381S-B-03 Surface-mounted box, size 1/1
2TMA130160B0060 | 41382S-B-03 | Active | 6955891810952 | 74.83 | 1 | 1 | stuk | Welcome IP | BE31170 | TX (Video+Stainl. steel) | stuk | bak Welcome IP 2MMaat 1/2 Antraciet | Welcome IP boîte apparent 2 modules, taille 1/2, Anthracite | Mounting box Welcome size 1/2 | 41382S-B-03 Surface-mounted box, size 1/2
2TMA130160B0061 | 41383S-B-03 | Active | 6955891810969 | 87.36 | 1 | 1 | stuk | Welcome IP | BE31170 | TX (Video+Stainl. steel) | stuk | bak Welcome IP 3MMaat 1/3 Antraciet | Welcome IP boîte apparent 3 modules, taille 1/3, Anthracite | Mounting box Welcome size 1/3 | 41383S-B-03 Surface-mounted box, size 1/3
2TMA130160B0062 | 41384S-B-03 | Active | 6955891810976 | 113.15 | 1 | 1 | stuk | Welcome IP | BE31170 | TX (Video+Stainl. steel) | stuk | bak Welcome IP 4MMaat 1/4 Antraciet | Welcome IP boîte apparent 4 modules, taille 1/4, Anthracite | Mounting box Welcome size 1/4 | 41384S-B-03 Surface-mounted box, size 1/4
2TMA130160B0063 | 41385S-B-03 | Active | 6955891810983 | 137.49 | 1 | 1 | stuk | Welcome IP | BE31170 | TX (Video+Stainl. steel) | stuk | bak Welcome IP 5MMaat 1/5 Antraciet | Welcome IP boîte apparent 5 modules, taille 1/5, Anthracite | 41385S-B-03 Surface-mounted box, size 1/5 | 41385S-B-03 Surface-mounted box, size 1/5
2TMA130160B0064 | 41386S-B-03 | Active | 6955891810990 | 149.65 | 1 | 1 | stuk | Welcome IP | BE31170 | TX (Video+Stainl. steel) | stuk | bak Welcome IP 6MMaat 2/3 Antraciet | Welcome IP boîte apparent 6 modules, taille 2/3, Anthracite | Mounting box Welcome size 2/3 | 41386S-B-03 Surface-mounted box, size 2/3
2TMA130160B0067 | 41381PB-03 | Active | 6955891811171 | 49.89 | 1 | 1 | stuk | Welcome IP | BE31170 | TX (Video+Stainl. steel) | stuk | Welcome IP 41381PB-03 | Welcome IP boîte de pré-installation 1 module, taille 1/1 | 41381PB-03 Pre-installation box, size 1/1 | 41381PB-03 Pre-installation box, size 1/1
2TMA130160B0068 | 41382PB-03 | Active | 6955891811188 | 58.89 | 1 | 1 | stuk | Welcome IP | BE31170 | TX (Video+Stainl. steel) | stuk | Welcome IP 41382PB-03 | Welcome IP boîte de pré-installation 2 modules, taille 1/2, Anthracite | 41382PB-03 Pre-installation box, size 1/2 | 41382PB-03 Pre-installation box, size 1/2
2TMA130160B0069 | 41383PB-03 | Active | 6955891811195 | 73 | 1 | 1 | stuk | Welcome IP | BE31170 | TX (Video+Stainl. steel) | stuk | Welcome IP 41383PB-03 | Welcome IP boîte de pré-installation 3 modules, taille 1/3, Anthracite | 41383PB-03 Pre-installation box, size 1/3 | 41383PB-03 Pre-installation box, size 1/3
2TMA130160B0070 | 41384PB-03 | Active | 6955891811201 | 102.21 | 1 | 1 | stuk | Welcome IP | BE31170 | TX (Video+Stainl. steel) | stuk | installatiebak stukwerk Welcome IP 4MMaat 1/4 | Welcome IP boîte de pré-installation 4 modules, taille 1/4 | 41384PB-03 Pre-installation box, size 1/4 | 41384PB-03 Pre-installation box, size 1/4
2TMA130160B0071 | 41385PB-03 | Active | 6955891811218 | 137.49 | 1 | 1 | stuk | Welcome IP | BE31170 | TX (Video+Stainl. steel) | stuk | installatiebak stukwerk Welcome IP 5MMaat 1/5 | Welcome IP boîte de pré-installation 5 modules, taille 1/5 | 41385PB-03 Pre-installation box, size 1/5 | 41385PB-03 Pre-installation box, size 1/5
2TMA130160B0072 | 41386PB-03 | Active | 6955891811225 | 131.4 | 1 | 1 | stuk | Welcome IP | BE31170 | TX (Video+Stainl. steel) | stuk | installatiebak stukwerk Welcome IP 6MMaat 2/3 | Welcome IP boîte de pré-installation 6 modules, taille 2/3 | 41386PB-03 Pre-installation box, size 2/3 | 41386PB-03 Pre-installation box, size 2/3
2TMA130160B0075 | 51381MT-03 | Active | 6955891811270 | 11.87 | 1 | 1 | stuk | Welcome IP | BE31170 | TW (Audio White steel) | stuk | Mont.Gereedsch.Welcome IP 135Mm paneel | Welcome IP outil de montage pour panneau de 135 mm | 51381MT-03 Mounting tool, 135mm | 51381MT-03 Mounting tool, 135mm
2TMA130160B0089 | 42361S-B-03 | Active | 6955891810426 | 62.41 | 1 | 1 | stuk | Welcome IP | BE31170 | TW (Audio White steel) | stuk | Welcome IP IP touch 7 zw | Bienvenue IP boîte de montage en surface pour IP touch 7, noir | Welcome IP Surface-mounted box for touch 7'', Black | 42361S-B-03 Surface-mounted box for touch 7,Black
2TMA130160B0090 | H851381M-S-03 | Active | 6955891810655 | 1372.43 | 1 | 1 | stuk | Welcome IP | BE31170 | TW (Audio White steel) | stuk | A/V-MWelcome IP720P-camera LAN-kabel | Welcome IP module IP A/V avec caméra 720P, câble LAN | H851381M-S-03 A/V module | H851381M-S-03 A/V module |  | 6.51
2TMA130160B0091 | H851381DP-03 | Active | 6955891810662 | 3118.37 | 1 | 1 | stuk | Welcome IP | BE31170 | TW (Audio White steel) | stuk | TouchMWelcome IP 5inch Desfire/IC | Wecloem IP module ecran-tactile 5'', Desfire/IC | H851381DP-03 Touch 5" module, Desfire/IC | H851381DP-03 Touch 5" module, Desfire/IC |  | 6.51
2TMA130160B0132 | 42361F | Active | 6955891808973 | 67.55 | 1 | 1 | stuk | Welcome IP | BE31170 | TX (Video+Stainl. steel) | stuk | Welcome IP - Inbouwdoos IP Touch 7''&10'' | Welcome IP - Boîte à encastrer IP Touch 7''&10'' | Welcome IP - Inbouwdoos IP Touch 7''&10'' | Welcome IP - Inbouwdoos IP Touch 7''&10''
2TMA130160H0033 | 41381F-H-03 | Active | 6955891810884 | 50.51 | 1 | 1 | stuk | Welcome IP | BE31170 | TX (Video+Stainl. steel) | stuk | bak Welcome IP 1ModuleMaat 1/1 Grijs | Welcome IP boîte apparent 1 module, taille 1/1, Gris | Flush-mounted box Welcome size 1/2 | 41381F-H-03 Flush-mounted box, size 1/1
2TMA130160H0034 | 41382F-H-03 | Active | 6955891810891 | 73.62 | 1 | 1 | stuk | Welcome IP | BE31170 | TX (Video+Stainl. steel) | stuk | bak Welcome IP 2MMaat 1/2 | Welcome IP boîte apparent 2 modules, taille 1/2 | Flush-mounted box Welcome size 1/2 | 41382F-H-03 Flush-mounted box, size 1/2
2TMA130160H0035 | 41383F-H-03 | Active | 6955891810907 | 87.36 | 1 | 1 | stuk | Welcome IP | BE31170 | TX (Video+Stainl. steel) | stuk | bak Welcome IP 3MMaat 1/3 | Welcome IP boîte apparent 3 modules, taille 1/3 | Flush-mounted box Welcome size 1/3 | 41383F-H-03 Flush-mounted box, size 1/3
2TMA130160H0036 | 41384F-H-03 | Active | 6955891810914 | 73.62 | 1 | 1 | stuk | Welcome IP | BE31170 | TX (Video+Stainl. steel) | stuk | bak Welcome IP 4MMaat 1/4 | Welcome IP boîte apparent 4 modules, taille 1/4 | Flush-mounted box Welcome size 1/4 | 41384F-H-03 Flush-mounted box, size 1/4
2TMA130160H0037 | 41385F-H-03 | Active | 6955891810921 | 137.49 | 1 | 1 | stuk | Welcome IP | BE31170 | TX (Video+Stainl. steel) | stuk | bak Welcome IP 5MMaat 1/5 | Welcome IP boîte apparent 5 modules, taille 1/5 | 41385F-H-03 Flush-mounted box, size 1/5 | 41385F-H-03 Flush-mounted box, size 1/5
2TMA130160H0038 | 41386F-H-03 | Active | 6955891810938 | 146 | 1 | 1 | stuk | Welcome IP | BE31170 | TX (Video+Stainl. steel) | stuk | bak Welcome IP 6MMaat 2/3 | Welcome IP boîte apparent 6 modules, taille 2/3 | Flush-mounted box Welcome size 2/3 | 41386F-H-03 Flush-mounted box, size 2/3
2TMA130160H0041 | 41381S-H-03 | Active | 6955891811003 | 50.51 | 1 | 1 | stuk | Welcome IP | BE31170 | TX (Video+Stainl. steel) | stuk | bak Welcome IP 1ModuleMaat 1/1 Grijs | Welcome IP boîte apparent 1 module, taille 1/1, Gris | Mounting box Welcome size 1/1 | 41381S-H-03 Surface-mounted box, size 1/1
2TMA130160H0042 | 41382S-H-03 | Active | 6955891811010 | 74.83 | 1 | 1 | stuk | Welcome IP | BE31170 | TX (Video+Stainl. steel) | stuk | bak Welcome IP 2MMaat 1/2 Grijs | Welcome IP boîte apparent 2 modules, taille 1/2, Gris | Mounting box Welcome size 1/2 | 41382S-H-03 Surface-mounted box, size 1/2
2TMA130160H0043 | 41383S-H-03 | Active | 6955891811027 | 87.36 | 1 | 1 | stuk | Welcome IP | BE31170 | TX (Video+Stainl. steel) | stuk | bak Welcome IP 3MMaat 1/3 Grijs | Welcome IP boîte apparent 3 modules, taille 1/3, Gris | Mounting box Welcome size 1/3 | 41383S-H-03 Surface-mounted box, size 1/3
2TMA130160H0044 | 41384S-H-03 | Active | 6955891811034 | 113.15 | 1 | 1 | stuk | Welcome IP | BE31170 | TX (Video+Stainl. steel) | stuk | bak Welcome IP 4MMaat 1/4 Grijs | Welcome IP boîte apparent 4 modules, taille 1/4, Gris | Mounting box Welcome size 1/4 | 41384S-H-03 Surface-mounted box, size 1/4
2TMA130160H0045 | 41385S-H-03 | Active | 6955891811041 | 137.49 | 1 | 1 | stuk | Welcome IP | BE31170 | TX (Video+Stainl. steel) | stuk | bak Welcome IP 5MMaat 1/5 Grijs | Welcome IP boîte apparent 5 modules, taille 1/5, Gris | 41385S-H-03 Surface-mounted box, size 1/5 | 41385S-H-03 Surface-mounted box, size 1/5
2TMA130160H0046 | 41386S-H-03 | Active | 6955891811058 | 149.65 | 1 | 1 | stuk | Welcome IP | BE31170 | TX (Video+Stainl. steel) | stuk | bak Welcome IP 6MMaat 2/3 Grijs | Welcome IP boîte apparent 6 modules, taille 2/3, Gris | Mounting box Welcome size 2/3 | 41386S-H-03 Surface-mounted box, size 2/3
2TMA130160H0061 | H8304-03 | Active | 6955891811317 | 161.83 | 1 | 1 | stuk | Welcome IP | BE31170 | TW (Audio White steel) | stuk | IP-Act.Welcome IP (LAN-poort) | Welcome IP actionneur IP (port LAN) | H8304-03 IP actuator | H8304-03 IP actuator |  | 6.51
2TMA130160N0021 | 51381SP3-03 | Active | 6955891810679 | 81.17 | 1 | 1 | stuk | Welcome IP | BE31170 | TX (Video+Stainl. steel) | stuk | MWelcome IP 3 toetsen plat | Welcome IP module de boutons-poussoirs 3 boutons plat | 51381SP3-03 Bar Pushbutton module, 3/6 buttons | 51381SP3-03 Bar Pushbutton module, 3/6 buttons |  | 6.51
2TMA130160N0022 | 51381SP4-03 | Active | 6955891810686 | 93.69 | 1 | 1 | stuk | Welcome IP | BE31170 | TX (Video+Stainl. steel) | stuk | MWelcome IP 4 toetsens plat | Welcome IP module de boutons-poussoirs 4 boutons plat | 51381SP4-03 Bar Pushbutton module, 4/8 buttons | 51381SP4-03 Bar Pushbutton module, 4/8 buttons |  | 6.51
2TMA130160N0023 | 51381RP1-03 | Active | 6955891810693 | 81.17 | 1 | 1 | stuk | Welcome IP | BE31170 | TX (Video+Stainl. steel) | stuk | MWelcome IP 1 toets rond | Welcome IP module de boutons-poussoirs 1 bouton, ronde | 51381RP1-03 Round pushbutton module, 1 button | 51381RP1-03 Round pushbutton module, 1 button |  | 6.51
2TMA130160N0024 | 51381RP2-03 | Active | 6955891810709 | 93.69 | 1 | 1 | stuk | Welcome IP | BE31170 | TX (Video+Stainl. steel) | stuk | MWelcome IP 2 toetsen rond | Welcome IP module de boutons-poussoirs 2 boutons ronde | 51381RP2-03 Round pushbutton module, 2 button | 51381RP2-03 Round pushbutton module, 2 button |  | 6.51
2TMA130160N0025 | 51381RP3-03 | Active | 6955891810716 | 105.86 | 1 | 1 | stuk | Welcome IP | BE31170 | TX (Video+Stainl. steel) | stuk | MWelcome IP 3 toetsen rond | Welcome IP module de boutons-poussoirs 3 boutons ronde | 51381RP3-03 Round pushbutton module, 3 button | 51381RP3-03 Round pushbutton module, 3 button |  | 6.51
2TMA130160N0026 | 51382RP1-03 | Active | 6955891810723 | 486.68 | 1 | 1 | stuk | Welcome IP | BE31170 | TX (Video+Stainl. steel) | stuk | MWelcome IP 1 toets rondNFC/IC | Welcome IP module de boutons-poussoirs 1 bouton ronde, avec NFC/IC | 51382RP1-03 Round pushbutton module, 1 button, NFC/IC | 51382RP1-03 Round pushbutton module, 1 button, NFC/IC |  | 6.51
2TMA130160N0027 | 51382RP2-03 | Active | 6955891810730 | 492.75 | 1 | 1 | stuk | Welcome IP | BE31170 | TX (Video+Stainl. steel) | stuk | MWelcome IP 2 toetsen rondNFC/IC | Welcome IP module de boutons-poussoirs 2 boutons ronde, avec NFC/IC | 51382RP2-03 Round pushbutton module, 2 button, NFC/IC | 51382RP2-03 Round pushbutton module, 2 button, NFC/IC |  | 6.51
2TMA130160N0028 | 51382RP3-03 | Active | 6955891810747 | 498.83 | 1 | 1 | stuk | Welcome IP | BE31170 | TX (Video+Stainl. steel) | stuk | MWelcome IP 3 toetsen rondNFC/IC | Welcome IP Module de boutons-poussoirs 3 bouton, rond, avec NFC/IC | 51382RP3-03 Round pushbutton module, 3 button, NFC/IC | 51382RP3-03 Round pushbutton module, 3 button, NFC/IC |  | 6.51
2TMA130160W0009 | 51381EP-W-03 | Active | 6955891810815 | 26.17 | 1 | 1 | stuk | Welcome IP | BE31170 | TW (Audio White steel) | stuk | Eindstrip Welcome IPMaat 1/x Wit | Welcome IP poste exterieur end strip Taille 1/x, blanc | 51381EP-W-03 End-strip, size 1/x | 51381EP-W-03 End-strip, size 1/x
2TMA130160W0010 | 41383CF-W-03 | Active | 6955891811102 | 167.92 | 1 | 1 | stuk | Welcome IP | BE31170 | TW (Audio White steel) | stuk | Kader video outdoor Welcome IP 3MMaat 1/3 Wit | Welcome IP poste exterieur video Frame 3 modules, taille 1/3, blanc | 41383CF-W-03 Video OS frame, size 1/3 | 41383CF-W-03 Video OS frame, size 1/3
2TMA130160W0011 | 41384CF-W-03 | Active | 6955891811119 | 217.79 | 1 | 1 | stuk | Welcome IP | BE31170 | TW (Audio White steel) | stuk | Kader video outdoor Welcome IP 4MMaat 1/4 Wit | Welcome IP poste exterieur video Frame 4 modules, taille 1/4, blanc | 41384CF-W-03 Video OS frame, size 1/4 | 41384CF-W-03 Video OS frame, size 1/4
2TMA130160W0012 | 41385CF-W-03 | Active | 6955891811126 | 281.06 | 1 | 1 | stuk | Welcome IP | BE31170 | TW (Audio White steel) | stuk | Kader video outdoor Welcome IP 5MMaat 1/5 Wit | Welcome IP poste exterieur video Frame 5 modules, taille 1/5, Blanc | 41385CF-W-03 Video OS frame, size 1/5 | 41385CF-W-03 Video OS frame, size 1/5
2TMA130160W0021 | 42361S-W-03 | Active | 6955891810419 | 62.3 | 1 | 1 | stuk | Welcome IP | BE31170 | TX (Video+Stainl. steel) | stuk | bak Welcome IP IPtouch 7 wit | Welcome IP boîte apparent pour IPtouch 7, blanc | 42361S-W-03 Surface-mounted box for touch 7,White | 42361S-W-03 Surface-mounted box for touch 7,White
2TMA130160W0022 | H8303-03 | Active | 6955891811324 | 1758.12 | 1 | 1 | stuk | Welcome IP | BE31170 | TW (Audio White steel) | stuk | H8303-03 Guard unit | Welcome IP poste Concierge Apparent | H8303-03 Guard unit | H8303-03 Guard unit |  | 6.51
2TMA130160W0029 | 53011PS-03 | Active | 6955891809970 | 27.51 | 1 | 1 | stuk | Welcome IP | BE31170 | TW (Audio White steel) | stuk | Adaptor Welcome IP 24VDC (CEU-norm) | Welcome IP mini Power adpator 24VDC (norme CEU) | Welcome IP Power Adaptor 24VDC | 53011PS-03 Power Adaptor 24VDC |  | 6.51
2TMA130160X0024 | 51381EP-S-03 | Active | 6955891810792 | 26.17 | 1 | 1 | stuk | Welcome IP | BE31170 | TW (Audio White steel) | stuk | Eindstrip Welcome IPMaat 1/x Edelstaal | Welcome IP poste exterieur end strip taille 1/x, acier inoxydable | 51381EP-S-03 End-strip, size 1/x | 51381EP-S-03 End-strip, size 1/x
2TMA130160X0025 | 51382EP-S-03 | Active | 6955891810808 | 52.31 | 1 | 1 | stuk | Welcome IP | BE31170 | TX (Video+Stainl. steel) | stuk | Eindstrip Welcome IPMaat 2/x Edelstaal | Welcome IP poste exterieur end strip taille 2/x, acier inox | 51382EP-S-03 End-strip, size 2/x | 51382EP-S-03 End-strip, size 2/x
2TMA130160X0026 | 41383CF-S-03 | Active | 6955891811065 | 299.3 | 1 | 1 | stuk | Welcome IP | BE31170 | TW (Audio White steel) | stuk | Welcome IP 41383CF-S-03 | Welcome IP poste exterieur video Frame 3 modules, taille 1/3, inox | 41383CF-S-03 Video OS frame, size 1/3 | 41383CF-S-03 Video OS frame, size 1/3
2TMA130160X0027 | 41384CF-S-03 | Active | 6955891811072 | 374.75 | 1 | 1 | stuk | Welcome IP | BE31170 | TW (Audio White steel) | stuk | Welcome IP 41384CF-S-03 | Welcome IP poste exterieur video Frame 4 modules, taille 1/4, inox | 41384CF-S-03 Video OS frame, size 1/4 | 41384CF-S-03 Video OS frame, size 1/4
2TMA130160X0028 | 41385CF-S-03 | Active | 6955891811089 | 504.92 | 1 | 1 | stuk | Welcome IP | BE31170 | TW (Audio White steel) | stuk | Welcome IP 41385CF-S-03 | Welcome IP poste exterieur video Frame 5 modules, taille 1/5, inox | 41385CF-S-03 Video OS frame, size 1/5 | 41385CF-S-03 Video OS frame, size 1/5
2TMA130160X0029 | 41386CF-S-03 | Active | 6955891811096 | 524.39 | 1 | 1 | stuk | Welcome IP | BE31170 | TW (Audio White steel) | stuk | Welcome IP 41386CF-S-03 | Welcome IP poste exterieur video Frame 6 modules, taille 2/3, inox | 41386CF-S-03 Video OS frame, size 2/3 | 41386CF-S-03 Video OS frame, size 2/3
2TMA130161B0001 | 42371S-B | Active | 6955891815278 | 64.96 | 1 | 1 | stuk | Welcome IP | BE31170 | TX (Video+Stainl. steel) | stuk | Welcome IP - Opbouwframe IP Touch 10 LAN /WLAN Zwart | Welcome IP - Cadre de montage IP Touch 10 | Welcome IP - Opbouwframe IP Touch 10 LAN /WLAN Zwart | Welcome IP - Opbouwframe IP Touch 10 LAN /WLAN Zwart
2TMA130161W0001 | 42371S-W | Active | 6955891815261 | 64.96 | 1 | 1 | stuk | Welcome IP | BE31170 | TX (Video+Stainl. steel) | stuk | Welcome IP - Opbouwframe IP Touch 10 LAN /WLAN Wit | Welcome IP - Cadre de montage IP Touch 10 | Welcome IP - Opbouwframe IP Touch 10 LAN /WLAN Wit | Welcome IP - Opbouwframe IP Touch 10 LAN /WLAN Wit
2TMA200050B0005 | RT/U30.0.1-825 | Active | 6955891816190 | 641.33 | 1 | 1 | stuk | Touch Panels | BE31170 | TL (KNX BJE (non DIN)) | stuk | RT/U30.0.1-825 BJ-RoomTouch® zw | RT/U30.0.1-825 Busch-RoomTouch® NOIR | RT/U30.0.1-825 Busch-RoomTouch® 5" BLACK | RT/U30.0.1-825 ABB RoomTouch® 5" |  | 5.14
2TMA200050W0007 | RT/U30.0.1-811 | Active | 6955891816183 | 641.33 | 1 | 1 | stuk | Touch Panels | BE31170 | TL (KNX BJE (non DIN)) | stuk | RT/U30.0.1-811 BJ-RoomTouch® 5 WIT | RT/U30.0.1-811 Busch-RoomTouch® 5" Blanc | RT/U30.0.1-811 Busch-RoomTouch® 5" | RT/U30.0.1-811 ABB RoomTouch® 5" |  | 5.14
2TMA200160B0003 | BOX/U5.1 | Active | 6955891816206 | 63.09 | 1 | 1 | stuk | Touch Panel Design Frames and Accessories | BE31170 | TL (KNX BJE (non DIN)) | stuk | BOX/U5.1 instal.bak | BOX/U5.1 box d'installation encastre | BOX/U5.1 Flush-mounted installation box | BOX/U5.1 Flush-mounted installation box
2TMA210010A0001 | M251021A-A-02 | Active | 6955891804005 | 126.46 | 1 | 1 | stuk | Welcome | BE31170 | TX (Video+Stainl. steel) | stuk | AudioMalu. | Audio module Aluminium | Audio module Aluminum alloy | M251021A-A-02 Audio module,Aluminum alloy |  | 6.51
2TMA210010A0002 | M251022A-A-02 | Active | 6955891804012 | 126.46 | 1 | 1 | stuk | Welcome | BE31170 | TX (Video+Stainl. steel) | stuk | AudioM1/2 pushbuttons alu. | Audio module, 1/2 bouttons Aluminium | Audio module, 1/2 pushbuttons Aluminum alloy | M251022A-A-02 Audio module, 1/2 pushbuttons,Aluminum alloy |  | 6.51
2TMA210010A0003 | M251023A-A-02 | Active | 6955891804029 | 135.92 | 1 | 1 | stuk | Welcome | BE31170 | TX (Video+Stainl. steel) | stuk | AudioM2/4 pushbuttons alu. | Audio module, 2/4 bouttons Aluminium | Audio module, 2/4 pushbuttons Aluminum alloy | M251023A-A-02 Audio module, 2/4 pushbuttons,Aluminum alloy |  | 6.51
2TMA210010A0004 | M251024A-A-02 | Limited | 6955891804036 | 108.38 | 1 | 1 | stuk | Welcome | BE31170 | TX (Video+Stainl. steel) | stuk | AudioModulespeech synthesis alu. | Audio module Aluminium avec synthèse de discours | Audio module with speech synthesis Aluminum alloy | M251024A-A-02 Audio module with speech synthesis,Aluminum alloy |  | 6.51
2TMA210010A0005 | M251021K-A-02 | Limited | 6955891804104 | 157.2 | 1 | 1 | stuk | Welcome | BE31170 | TX (Video+Stainl. steel) | stuk | KeypadMalu. | M251021K-A-02 Keypad module,Aluminum alloy | Keypad module Aluminum alloy | M251021K-A-02 Keypad module,Aluminum alloy |  | 6.51
2TMA210010A0007 | 51021CF-A-02 | Limited | 6955891804173 | 64.54 | 1 | 1 | stuk | Welcome | BE31170 | TX (Video+Stainl. steel) | stuk | Afdekraam alu. 1ModuleMaat 1/1 | Cadre de couverture Aluminium 1 module,taille 1/1 | Cover frame Aluminum alloy 1 module,size 1/1 | 51021CF-A-02 Cover frame, 1 module,size 1/1,Aluminum alloy
2TMA210010A0008 | 51022CF-A-02 | Limited | 6955891804180 | 77.89 | 1 | 1 | stuk | Welcome | BE31170 | TX (Video+Stainl. steel) | stuk | Afdekraam alu. 2MMaat 1/2 | Cadre de couverture Aluminium 2 modules,taille 1/2 | Cover frame Aluminum alloy 2 modules,size 1/2 | 51022CF-A-02 Cover frame, 2 modules,size 1/2,Aluminum alloy
2TMA210010A0009 | 51023CF-A-02 | Limited | 6955891804197 | 90.06 | 1 | 1 | stuk | Welcome | BE31170 | TX (Video+Stainl. steel) | stuk | Afdekraam alu. 3MMaat 1/3 | Cadre de couverture Aluminium 3 modules,taille 1/3 | Cover frame Aluminum alloy 3 modules,size 1/3 | 51023CF-A-02 Cover frame, 3 modules,size 1/3,Aluminum alloy
2TMA210010A0010 | 51024CF-A-02 | Limited | 6955891804203 | 103.52 | 1 | 1 | stuk | Welcome | BE31170 | TX (Video+Stainl. steel) | stuk | Afdekraam alu. 4MMaat 1/4 | Cadre de couverture Aluminium 4 modules,taille 1/4 | Cover frame Aluminum alloy 4 modules,size 1/4 | 51024CF-A-02 Cover frame, 4 modules,size 1/4,Aluminum alloy
2TMA210010A0011 | 51025CF-A-02 | Limited | 6955891804210 | 115.72 | 1 | 1 | stuk | Welcome | BE31170 | TX (Video+Stainl. steel) | stuk | Afdekraam alu. 6MMaat 2/3 | Cadre de couverture Aluminium 6 modules,taille 2/3 | Cover frame Aluminum alloy 6 modules,size 2/3 | 51025CF-A-02 Cover frame, 6 modules,size 2/3,Aluminum alloy
2TMA210010A0012 | 51026CF-A-02 | Limited | 6955891804227 | 154.84 | 1 | 1 | stuk | Welcome | BE31170 | TX (Video+Stainl. steel) | stuk | Afdekraam alu. 8MMaat 2/4 | Cadre de couverture Aluminium 8 modules,taille 2/4 | Cover frame Aluminum alloy 8 modules,size 2/4 | 51026CF-A-02 Cover frame, 8 modules,size 2/4,Aluminum alloy
2TMA210010A0013 | 51028CF-A-02 | Limited | 6955891804234 | 118.07 | 1 | 1 | stuk | Welcome | BE31170 | TX (Video+Stainl. steel) | stuk | Afdekraam alu. 5MMaat 1/5 | Cadre de couverture Aluminium 5 modules,taille 1/5 | Cover frame Aluminum alloy 5 modules,size 1/5 | 51028CF-A-02 Cover frame, 5 modules,size 1/5,Aluminum alloy
2TMA210010A0014 | 51029CF-A-02 | Limited | 6955891804241 | 251.75 | 1 | 1 | stuk | Welcome | BE31170 | TX (Video+Stainl. steel) | stuk | Afdekraam alu. 10MMaat 2/5 | Cadre de couverture Aluminium 10 modules, taille 2/5 | Cover frame Aluminum alloy modules, size 2/5 | 51029CF-A-02 Cover frame, 10 modules, size 2/5,Aluminum alloy
2TMA210010A0015 | 51021RH-02 | Limited | 6955891804395 | 42.66 | 1 | 1 | stuk | Welcome | BE31170 | TX (Video+Stainl. steel) | stuk | Regen alu. 1ModuleMaat 1/1 | Capuche pluie Aluminium 1 module,taille 1/1 | Rain hood Aluminum alloy 1 module,size 1/1 | 51021RH-02 Rain hood, 1 module,size 1/1,Aluminum alloy
2TMA210010A0016 | 51022RH-02 | Limited | 6955891804401 | 49.88 | 1 | 1 | stuk | Welcome | BE31170 | TX (Video+Stainl. steel) | stuk | Regen alu. 2MMaat 1/2 | Capuche pluie Aluminium 2 modules,taille 1/2 | Rain hood Aluminum alloy 2 modules,size 1/2 | 51022RH-02 Rain hood, 2 modules,size 1/2,Aluminum alloy
2TMA210010A0017 | 51023RH-02 | Limited | 6955891804418 | 62.06 | 1 | 1 | stuk | Welcome | BE31170 | TX (Video+Stainl. steel) | stuk | Regen alu. 3MMaat 1/3 | Capuche pluie Aluminium 3 modules,taille 1/3 | Rain hood Aluminum alloy 3 modules,size 1/3 | 51023RH-02 Rain hood, 3 modules,size 1/3,Aluminum alloy
2TMA210010A0018 | 51024RH-02 | Limited | 6955891804425 | 70.56 | 1 | 1 | stuk | Welcome | BE31170 | TX (Video+Stainl. steel) | stuk | Regen alu. 4MMaat 1/4 | Capuche pluie Aluminium 4 modules,taille 1/4 | Rain hood Aluminum alloy 4 modules,size 1/4 | 51024RH-02 Rain hood, 4 modules,size 1/4,Aluminum alloy
2TMA210010A0019 | 51025RH-02 | Limited | 6955891804432 | 87.7 | 1 | 1 | stuk | Welcome | BE31170 | TX (Video+Stainl. steel) | stuk | Regen alu. 6MMaat 2/3 | Capuche pluie Aluminium 6 modules,taille 2/3 | Rain hood Aluminum alloy 6 modules,size 2/3 | 51025RH-02 Rain hood, 6 modules,size 2/3,Aluminum alloy
2TMA210010A0020 | 51026RH-02 | Limited | 6955891804449 | 122.91 | 1 | 1 | stuk | Welcome | BE31170 | TX (Video+Stainl. steel) | stuk | Regen alu. 8MMaat 2/4 | Capuche pluie Aluminium 8 modules,taille 2/4 | Rain hood Aluminum alloy 8 modules,size 2/4 | 51026RH-02 Rain hood, 8 modules,size 2/4,Aluminum alloy
2TMA210010A0021 | 51027RH-02 | Limited | 6955891804456 | 185.56 | 1 | 1 | stuk | Welcome | BE31170 | TX (Video+Stainl. steel) | stuk | Regen alu. 2MMaat 3/4 | Capuche pluie Aluminium 2 modules, taille 3/4 | Rain hood Aluminum alloy 2 modules, size 3/4 | 51027RH-02 Rain hood, 12 modules, size 3/4,Aluminum alloy
2TMA210010A0022 | 51028RH-02 | Limited | 6955891804463 | 98.57 | 1 | 1 | stuk | Welcome | BE31170 | TX (Video+Stainl. steel) | stuk | Regen alu. 5MMaat 1/5 | Capuche pluie Aluminium 5 modules, taille 1/5 | Rain hood Aluminum alloy 5 modules, size 1/5 | 51028RH-02 Rain hood, 5 modules, size 1/5,Aluminum alloy
2TMA210010A0023 | 51029RH-02 | Limited | 6955891804470 | 154.84 | 1 | 1 | stuk | Welcome | BE31170 | TX (Video+Stainl. steel) | stuk | Regen alu. 10MMaat 2/5 | Capuche pluie Aluminium 10 modules, taille 2/5 | Rain hood Aluminum alloy 10 modules, size 2/5 | 51029RH-02 Rain hood, 10 modules, size 2/5,Aluminum alloy
2TMA210010A0028 | M21351K-A-02 | Limited | 6955891804562 | 949.1 | 1 | 1 | stuk | Welcome | BE31170 | TX (Video+Stainl. steel) | stuk | Video outdoor alu.keypadID kaartlezer | Post Video extérieure Aluminium avec keypad, avec ID card reader | Video outdoor station Aluminum alloy with keypad, with ID card reader | M21351K-A-02 Video outdoor station with keypad, with ID card reader,Aluminum alloy |  | 6.51
2TMA210010A0029 | M21352K-A-02 | Limited | 6955891804579 | 966.81 | 1 | 1 | stuk | Welcome | BE31170 | TX (Video+Stainl. steel) | stuk | Video outdoor alu.keypadIC kaartlezer | Poste Video extérieure Aluminium avec keypad, avec IC card reader | Video outdoor station Aluminum alloy with keypad, with ID card reader | M21352K-A-02 Video outdoor station with keypad, with IC card reader,Aluminum alloy |  | 6.51
2TMA210010B0001 | 51023F-B-02 | Active | 6955891804944 | 5.57 | 1 | 5 | stuk | Welcome | BE31170 | TW (Audio White steel) | stuk | WelcomePRoximity key fob ID kaart zw | Welcome, Porte-clés de proximité, carte d'identité, noir | Welcome Proximity key fob, ID card, black | 51023F-B-02 New Proximity key fob, ID card, black |  | 6.51
2TMA210010N0001 | M251021C-02 | Active | 6955891803992 | 232.85 | 1 | 1 | stuk | Welcome | BE31170 | TX (Video+Stainl. steel) | stuk | M251021C-02 CameraModule | M251021C-02 Camera module | Camera module | M251021C-02 Camera module |  | 6.51
2TMA210010N0002 | M251021P3-02 | Limited | 6955891804081 | 46.22 | 1 | 1 | stuk | Welcome | BE31170 | TX (Video+Stainl. steel) | stuk | M251021P3-02 3/6 pushbuttonsModule | module 3/6 bouttons | 3/6 pushbuttons module | M251021P3-02 3/6 pushbuttons module |  | 6.51
2TMA210010N0003 | M251021P4-02 | Limited | 6955891804098 | 46.22 | 1 | 1 | stuk | Welcome | BE31170 | TX (Video+Stainl. steel) | stuk | M251021P4-02 4/8 pushbuttonsModule | module 4/8 bouttons | 4/8 pushbuttons module | M251021P4-02 4/8 pushbuttons module |  | 6.51
2TMA210010N0004 | 51021DN-02 | Active | 6955891804142 | 36.54 | 1 | 1 | stuk | Welcome | BE31170 | TX (Video+Stainl. steel) | stuk | 51021DN-02 NameplateModule | 51021DN-02 Nameplate module | Nameplate module | 51021DN-02 Nameplate module |  | 6.51
2TMA210010N0005 | M251021CR-02 | Limited | 6955891804159 | 208.03 | 1 | 1 | stuk | Welcome | BE31170 | TX (Video+Stainl. steel) | stuk | disp.ModuleID card reader | Module Display avec lecteur ID card | Display module with ID card reader | M251021CR-02 Display module with ID card reader |  | 6.51
2TMA210010N0006 | M251022CR-02 | Limited | 6955891804166 | 166.67 | 1 | 1 | stuk | Welcome | BE31170 | TX (Video+Stainl. steel) | stuk | disp.ModuleIC card reader | Module Display avec lecteur IC card | Display module with IC card reader | M251022CR-02 Display module with IC card reader |  | 6.51
2TMA210010N0007 | 41021F-02 | Limited | 6955891804319 | 30.49 | 1 | 1 | stuk | Welcome | BE31170 | TX (Video+Stainl. steel) | stuk | Inbouw bak 1 module,maat 1/1 | Boîte encastrée 1 module,taille 1/1 | Flush-mounted box 1 module,size 1/1 | 41021F-02 Flush-mounted box, 1 module,size 1/1
2TMA210010N0009 | 41023F-02 | Limited | 6955891804333 | 40.18 | 1 | 1 | stuk | Welcome | BE31170 | TX (Video+Stainl. steel) | stuk | Inbouw bak 3 modules,maat 1/3 | Boîte encastrée 3 modules,taille 1/3 | Flush-mounted box 3 modules,size 1/3 | 41023F-02 Flush-mounted box, 3 modules,size 1/3
2TMA210010N0010 | 41024F-02 | Limited | 6955891804340 | 45.03 | 1 | 1 | stuk | Welcome | BE31170 | TX (Video+Stainl. steel) | stuk | Inbouw bak 4 modules,maat 1/4 | Boîte encastrée 4 modules,taille 1/4 | Flush-mounted box 4 modules,size 1/4 | 41024F-02 Flush-mounted box, 4 modules,size 1/4
2TMA210010N0011 | 41025F-02 | Limited | 6955891804357 | 54.85 | 1 | 1 | stuk | Welcome | BE31170 | TX (Video+Stainl. steel) | stuk | Inbouw bak 6 modules,maat 2/3 | Boîte encastrée 6 modules,taille 2/3 | Flush-mounted box 6 modules,size 2/3 | 41025F-02 Flush-mounted box, 6 modules,size 2/3
2TMA210010N0012 | 41026F-02 | Active | 6955891804364 | 62.06 | 1 | 1 | stuk | Welcome | BE31170 | TX (Video+Stainl. steel) | stuk | Inbouw bak 8 modules,maat 2/4 | Boîte encastrée 8 modules,taille 2/4 | Flush-mounted box 8 modules,size 2/4 | 41026F-02 Flush-mounted box, 8 modules,size 2/4
2TMA210010N0013 | 41028F-02 | Limited | 6955891804371 | 57.2 | 1 | 1 | stuk | Welcome | BE31170 | TX (Video+Stainl. steel) | stuk | Inbouw bak 5 modules,maat 1/5 | Boîte encastrée 5 modules,taille 1/5 | Flush-mounted box 5 modules,size 1/5 | 41028F-02 Flush-mounted box, 5 modules,size 1/5
2TMA210010N0014 | 41029F-02 | Limited | 6955891804388 | 110.75 | 1 | 1 | stuk | Welcome | BE31170 | TX (Video+Stainl. steel) | stuk | Inbouw bak 10 modules, maat 2/5 | Boîte encastrée 10 modules, taille 2/5 | Flush-mounted box 10 modules, size 2/5 | 41029F-02 Flush-mounted box, 10 modules, size 2/5
2TMA210010N0037 | 83110-500-02 | Active | 6955891805019 | 134.74 | 1 | 1 | stuk | Welcome | BE31170 | TX (Video+Stainl. steel) | stuk | Audio integratie unit | Unité d'intégration audio | Audio integration unit | 83110-500-02 Audio Integration Unit |  | 6.51
2TMA210010N0038 | 83111-500-02 | Active | 6955891805026 | 63.35 | 1 | 1 | stuk | Welcome | BE31170 | TX (Video+Stainl. steel) | stuk | uitbreidingsunit 8 drukknoppen | Unit Extension bouttons 8 bouttons | Extension unit | 83111-500-02 Extension Unit |  | 6.51
2TMA210010N0039 | 83501-101-500-02 | Active | 6955891805033 | 284.84 | 1 | 1 | stuk | Welcome | BE31170 | TX (Video+Stainl. steel) | stuk | Camera integratie unit | Unité d'intégration de caméra | Camera integration unit | 83501-101-500-02 Camera Module |  | 6.51
2TMA210010N0040 | 51021CS-02 | Active | 6955891805477 | 29.19 | 1 | 1 | stuk | Welcome | BE31170 | TX (Video+Stainl. steel) | stuk | Hollewand set buitenpost en 4.3" video | ensemble de mur creux pour boite extérieure | Cavity wall set for outdoor station and 4.3" video handsfree | 51021CS-02 Cavity wall set for outdoor station and 4.3" video handsfree
2TMA210010W0015 | 51023F-W-02 | Active | 6955891804937 | 5.57 | 1 | 5 | stuk | Welcome | BE31170 | TW (Audio White steel) | stuk | WelcomePRoximity key fob ID tag wit | Welcome, Porte-clés Proximity, étiquette d'identification, blanc | Welcome Proximity key fob, ID tag, white | 51023F-W-02 New Proximity key fob, ID card, white |  | 6.51
2TMA210050A0001 | 42311F-02 | Active | 6955891805255 | 17.03 | 1 | 1 | stuk | Welcome | BE31170 | TX (Video+Stainl. steel) | stuk | bak 4.3 video h,s-free | Boîte encastrée pour 4.3" video libres mains | Flush-mounted box for 4.3" video hands-free | 42311F-02 Flush-mounted box for 4.3" video hands-free
2TMA210050A0002 | 42311D-02 | Active | 6955891805262 | 70.56 | 1 | 1 | stuk | Welcome | BE31170 | TX (Video+Stainl. steel) | stuk | 42311D-02 Desktop bracket | 42311D-02 Desktop bracket | Desktop bracket | 42311D-02 Desktop bracket
2TMA210050B0001 | M22311-B-02 | Active | 6955891805118 | 312.03 | 1 | 1 | stuk | Welcome | BE31170 | TX (Video+Stainl. steel) | stuk | 4.3 Video h,s-free binnen zw | 4.3" Video libres mains interieur Black | 4.3" Video hands-free indoor station Black | M22311-B-02 4.3" Video hands-free indoor station,Black |  | 6.51
2TMA210050B0003 | 52311FC-B-02 | Active | 6955891805170 | 32.85 | 1 | 1 | stuk | Welcome | BE31170 | TX (Video+Stainl. steel) | stuk | Afdekraam voor4.3 video h,s-free zw | Couverture pour 4.3" video libres mains Black | Front cover for 4.3" video hands-free Black | 52311FC-B-02 Front cover for 4.3" video hands-free,Black
2TMA210050B0004 | 52313FC-B-02 | Active | 6955891805224 | 32.85 | 1 | 1 | stuk | Welcome | BE31170 | TX (Video+Stainl. steel) | stuk | Afdekraam voor4.3 video h,s-free zwringleiding | Couverture pour 4.3" video libres mains Black avec induction loop | Front cover for 4.3" video hands-free Black with induction loop | 52313FC-B-02 Front cover for 4.3" video hands-free with induction loop,Black
2TMA210050B0005 | 83210 AP-681-500-02 | Active | 6955891805347 | 132.37 | 1 | 1 | stuk | Welcome | BE31170 | TX (Video+Stainl. steel) | stuk | Audio h,sfree binnen zw 4 drukknoppen | Audio libres mains interieur Black 4 buttons | Audio handsfree indoor station Black 4 buttons | 83210 AP-681-500-02 Audio handsfree indoor station, 4 buttons,Black |  | 6.51
2TMA210050G0001 | 52311FC-G-02 | Active | 6955891805187 | 32.85 | 1 | 1 | stuk | Welcome | BE31170 | TX (Video+Stainl. steel) | stuk | Afdekraam voor4.3 video h,s-free Goudkleur | Couverture pour 4.3" video libres mains Golden | Front cover for 4.3" video hands-free Golden | 52311FC-G-02 Front cover for 4.3" video hands-free,Golden
2TMA210050G0002 | 52313FC-G-02 | Active | 6955891805231 | 32.85 | 1 | 1 | stuk | Welcome | BE31170 | TX (Video+Stainl. steel) | stuk | Welcome 52313FC-G-02 | Couverture pour 4.3" video libres mains Golden avec induction loop | Front cover for 4.3" video hands-free Golden with induction loop | 52313FC-G-02 Front cover for 4.3" video hands-free with induction loop,Golden
2TMA210050L0001 | 52311FC-L-02 | Active | 6955891805194 | 32.85 | 1 | 1 | stuk | Welcome | BE31170 | TX (Video+Stainl. steel) | stuk | Afdekraam voor4.3 video h,s-free Lichtblauw | Couverture pour 4.3" video libres mains Light blue | Front cover for 4.3" video hands-free Light blue | 52311FC-L-02 Front cover for 4.3" video hands-free,Light blue
2TMA210050L0002 | 52313FC-L-02 | Active | 6955891805248 | 32.85 | 1 | 1 | stuk | Welcome | BE31170 | TX (Video+Stainl. steel) | stuk | Welcome 52313FC-L-02 | Couverture pour 4.3" video libres mains Light blue avec induction loop | Front cover for 4.3" video hands-free Light blue with induction loop | 52313FC-L-02 Front cover for 4.3" video hands-free with induction loop,Light blue
2TMA210050S0002 | 52311FC-S-02 | Active | 6955891805163 | 32.85 | 1 | 1 | stuk | Welcome | BE31170 | TX (Video+Stainl. steel) | stuk | Afdekraam voor4.3 video h,s-free Zilver | Couverture pour 4.3" video libres mains Silver | Front cover for 4.3" video hands-free Silver | 52311FC-S-02 Front cover for 4.3" video hands-free,Silver
2TMA210050S0003 | 52313FC-S-02 | Active | 6955891805217 | 32.85 | 1 | 1 | stuk | Welcome | BE31170 | TX (Video+Stainl. steel) | stuk | Welcome 52313FC-S-02 | Couverture pour 4.3" video libres mains Silver avec induction loop | Front cover for 4.3" video hands-free Silver with induction loop | 52313FC-S-02 Front cover for 4.3" video hands-free with induction loop,Silver
2TMA210050S0004 | 83210 AP-683-500-02 | Active | 6955891805354 | 133.56 | 1 | 1 | stuk | Welcome | BE31170 | TX (Video+Stainl. steel) | stuk | Audio h,sfree binnen Zilver 4 drukknoppen | Audio libres mains interieur Silver 4 buttons | Audio handsfree indoor station Silver 4 buttons | 83210 AP-683-500-02 Audio handsfree indoor station, 4 buttons,Silver |  | 6.51
2TMA210050W0001 | M22002-W-02 | Active | 6955891805040 | 64.54 | 1 | 1 | stuk | Welcome | BE31170 | TX (Video+Stainl. steel) | stuk | Audio Set binnen Wit 3 knoppen | Audio handset interieur White 3 bouttons | Audio handset indoor station, 3 buttons White | M22002-W-02 Audio handset indoor station, 3 buttons,White |  | 6.51
2TMA210050W0002 | M22003-W-02 | Active | 6955891805057 | 49.88 | 1 | 1 | stuk | Welcome | BE31170 | TX (Video+Stainl. steel) | stuk | Audio Set binnen Wit 3 knoppenringleiding | Audio handset interieur White avec induction loop, 3 bouttons | Audio handset indoor station White with induction loop, 3 buttons | M22003-W-02 Audio handset indoor station with induction loop, 3 buttons,White |  | 6.51
2TMA210050W0003 | M22001-W-02 | Active | 6955891805064 | 70.56 | 1 | 1 | stuk | Welcome | BE31170 | TX (Video+Stainl. steel) | stuk | Audio Set binnen Wit 6 knoppen | Audio handset interieur White 6 bouttons | Audio handset indoor station, 6 buttons White | M22001-W-02 Audio handset indoor station, 6 buttons,White |  | 6.51
2TMA210050W0005 | M22302-W-02 | Active | 6955891805088 | 217.48 | 1 | 1 | stuk | Welcome | BE31170 | TX (Video+Stainl. steel) | stuk | 4.3 kleuren video Set binnen Wit | 4.3" Colour video handset interieur White | 4.3" Colour video handset indoor station White | M22302-W-02 4.3" Colour video handset indoor station,White |  | 6.51
2TMA210050W0006 | M22303-W-02 | Active | 6955891805095 | 230.48 | 1 | 1 | stuk | Welcome | BE31170 | TX (Video+Stainl. steel) | stuk | 4.3 kleuren video Set binnen Witringleiding | 4.3" Colour video handset interieur White avec induction loop | 4.3''Colour video handset indoor station White with induction loop | M22303-W-02 4.3" Colour video handset indoor station with induction loop,White |  | 6.51
2TMA210050W0007 | M22311-W-02 | Active | 6955891805101 | 312.03 | 1 | 1 | stuk | Welcome | BE31170 | TX (Video+Stainl. steel) | stuk | 4.3 Video h,s-free binnen Wit | 4.3" Video libres mains interieur White | 4.3" Video hands-free indoor station White | M22311-W-02 4.3" Video hands-free indoor station,White |  | 6.51
2TMA210050W0008 | M22313-W-02 | Active | 6955891805125 | 323.85 | 1 | 1 | stuk | Welcome | BE31170 | TX (Video+Stainl. steel) | stuk | 4.3 Video h,s-free binnen Witringleiding | 4.3" Video libres mains interieur White avec induction loop | 4.3" Video hands-free indoor station White with induction loop | M22313-W-02 4.3" Video hands-free indoor station with induction loop,White |  | 6.51
2TMA210050W0010 | 52311FC-W-02 | Active | 6955891805156 | 32.85 | 1 | 1 | stuk | Welcome | BE31170 | TX (Video+Stainl. steel) | stuk | Afdekraam voor4.3 video h,s-free Wit | Couverture pour 4.3" video libres mains White | Front cover for 4.3" video hands-free White | 52311FC-W-02 Front cover for 4.3" video hands-free,White
2TMA210050W0011 | 52313FC-W-02 | Active | 6955891805200 | 32.85 | 1 | 1 | stuk | Welcome | BE31170 | TX (Video+Stainl. steel) | stuk | Afdekraam voor4.3 video h,s-free Witringleiding | Couverture pour 4.3" video libres mains White avec induction loop | Front cover for 4.3" video hands-free White with induction loop | 52313FC-W-02 Front cover for 4.3" video hands-free with induction loop,White
2TMA210050W0013 | M22341-W-02 | Active | 6955891805309 | 208.03 | 1 | 1 | stuk | Welcome | BE31170 | TX (Video+Stainl. steel) | stuk | Basis 4.3 video h,s-free ind.st.Wit | Basic 4.3" video libres mains interieur White | Basic 4.3" video hands-free ind. st. White | M22341-W-02 Basic 4.3" video hands-free indoor station,White |  | 6.51
2TMA210050W0014 | M22343-W-02 | Active | 6955891805316 | 218.65 | 1 | 1 | stuk | Welcome | BE31170 | TX (Video+Stainl. steel) | stuk | Basis 4.3 video h,s-free ind.st.Witringleiding | Basic 4.3" video libres mains interieur White avec induction loop | Basic 4.3" video hands-free ind. st. White with induction loop | M22343-W-02 Basic 4.3" video hands-free indoor station, with induction loop,White |  | 6.51
2TMA210050W0016 | 83210 AP-624-500-02 | Active | 6955891805330 | 128.84 | 1 | 1 | stuk | Welcome | BE31170 | TX (Video+Stainl. steel) | stuk | Audio h,sfree binnen Wit 4 drukknoppen | Audio libres mains interieur White 4 buttons | Audio handsfree indoor station White 4 buttons | 83210 AP-624-500-02 Audio handsfree indoor station, 4 buttons,White |  | 6.51
2TMA210050W0018 | M2303-02 | Active | 6955891805415 | 512.96 | 1 | 1 | stuk | Welcome | BE31170 | TX (Video+Stainl. steel) | stuk | M2303-02 Guard unitWhite | M2303-02 Guard unit,White | Guard unit | M2303-02 Guard unit,White |  | 6.51
2TMA210160B0001 | M2304-02 | Active | 6955891805422 | 35.35 | 1 | 1 | stuk | Welcome | BE31170 | TX (Video+Stainl. steel) | stuk | Video distributeur | M2304-02 Video distributor | Video distributor | M2304-02 Video distributor |  | 6.51
2TMA210160B0002 | M2305-02 | Active | 6955891805439 | 59.69 | 1 | 1 | stuk | Welcome | BE31170 | TX (Video+Stainl. steel) | stuk | M2305-02 Switch Act. | M2305-02 Switch actuator | Switch actuator | M2305-02 Switch actuator |  | 6.51
2TMA210160B0003 | 83327-500-02 | Active | 6955891805453 | 158.38 | 1 | 1 | stuk | Welcome | BE31170 | TX (Video+Stainl. steel) | stuk | Analoge camera interface 4- | Interface analog camera 4 canaux | 4-way Analog camera interface | 83327-500-02 4-way Analog camera interface |  | 6.51
2TMA210160H0001 | M2300-02 | Active | 6955891805385 | 153.66 | 1 | 1 | stuk | Welcome | BE31170 | TX (Video+Stainl. steel) | stuk | Systeem ctrllerMDRC | System controller, MDRC | System controller, MDRC | M2300-02 System controller, MDRC |  | 6.51
2TMA210160H0002 | M2301-02 | Active | 6955891805392 | 88.88 | 1 | 1 | stuk | Welcome | BE31170 | TX (Video+Stainl. steel) | stuk | Mini-systeem ctrllerMDRC | Mini-system controller, MDRC | Mini-system controller, MDRC | M2301-02 Mini-system controller, MDRC |  | 6.51
2TMA210160H0003 | M2302-02 | Active | 6955891805408 | 122.91 | 1 | 1 | stuk | Welcome | BE31170 | TX (Video+Stainl. steel) | stuk | M2302-02 GatewayMDRC | M2302-02 Gateway, MDRC | Gateway, MDRC | M2302-02 Gateway, MDRC |  | 6.51
2TMA210160H0004 | 83325/2-500-02 | Active | 6955891805446 | 52.36 | 1 | 1 | stuk | Welcome | BE31170 | TX (Video+Stainl. steel) | stuk | Video buiten distributeur | Video distributeur extérieure | Video outdoor distributor | 83325/2-500-02 Video outdoor distributor |  | 6.51
2TMA210160H0005 | 53001DR-02 | Active | 6955891805460 | 31.68 | 1 | 1 | stuk | Welcome | BE31170 | TX (Video+Stainl. steel) | stuk | 53001DR-02 DIN-rail adaptor | 53001DR-02 DIN-rail adaptor | DIN-rail adaptor | 53001DR-02 DIN-rail adaptor
2TMA210160H0006 | 83350-500-02 | Active | 6955891805491 | 244.66 | 1 | 1 | stuk | Welcome | BE31170 | TX (Video+Stainl. steel) | stuk | 83350-500-02 Telephone Gateway | 83350-500-02 Telephone Gateway | Telephone Gateway | 83350-500-02 Telephone Gateway |  | 6.51
2TMA210160H0007 | 83342-500-02 | Active | 6955891805507 | 399.49 | 1 | 1 | stuk | Welcome | BE31170 | TX (Video+Stainl. steel) | stuk | 83342-500-02 IP-Gateway | 83342-500-02 IP-Gateway | IP-Gateway | 83342-500-02 IP-Gateway |  | 6.51
2TMA210160N0002 | 55001BC-02 | Active | 6955891805484 | 10.93 | 1 | 1 | stuk | Welcome | BE31170 | TX (Video+Stainl. steel) | stuk | 55001BC-02 BNC Con. | 55001BC-02 BNC connector | BNC connector | 55001BC-02 BNC connector
2TMA210160N0004 | M2308-02 | Active | 6955891808362 | 260.01 | 1 | 1 | stuk | Welcome | BE31170 | TX (Video+Stainl. steel) | stuk | 2-wire adaptor WelcomeM PC Software | M2308-02 2-wire adaptor | 2-wire adaptor Welcome M PC software module | M2308-02 2-wire adaptor |  | 6.51
2TMA210310N0007 | M20313-02 | Limited | 6955891805569 | 579.38 | 1 | 1 | stuk | Welcome | BE31170 | TX (Video+Stainl. steel) | stuk | Video kit 1/2 button 4.3'' Set Color induction | M20313-02 Video 1 family kit, aluminum OS, 1/2 button + 4.3 "handset Color with induction loop | Video kit, 1/2 button, 4.3'' handset Color, induction | M20313-02 Video 1 family kit, aluminum OS, 1/2 button + 4.3 "handset Color with induction loop |  | 6.51
2TMA210310N0008 | M20323-02 | Limited | 6955891805576 | 662.8 | 1 | 1 | stuk | Welcome | BE31170 | TX (Video+Stainl. steel) | stuk | Welcome M20323-02 | M20323-02 Video 1 family kit, aluminum OS, 1/2 button + 4.3" handsfree with induction loop | Video kit, 1/2 button, 4.3'' handsfree Color, induction | M20323-02 Video 1 family kit, aluminum OS, 1/2 button + 4.3" handsfree with induction loop |  | 6.51
2TMA210310N0009 | M20322-02 | Limited | 6955891805613 | 691.81 | 1 | 1 | stuk | Welcome | BE31170 | TX (Video+Stainl. steel) | stuk | Welcome M20322-02 | M20322-02 Video 1 family kit, aluminum OS, 1/2 button + 4.3" handsfree, with rainhood | Video kit, 1/2 button, 4.3'' handsfree Color, induction, rainhood | M20322-02 Video 1 family kit, aluminum OS, 1/2 button + 4.3" handsfree, with rainhood |  | 6.51
2TMA210311N0002 | M20481 | Active | 6955891818057 | 630.37 | 1 | 10 | stuk | Welcome | BE31170 | TW (Audio White steel) | stuk | Video kitMini outdoor +4.3 disp.VIS | Video kit, Mini OS(SM)+ 4.3"WiFi VIS | Video kit, Mini OS(SM)+ 4.3"WiFi VIS | M20481 Video kit, Mini OS(SM)+ 4.3"WiFi VIS |  | 5.14
2TMA220050W0016 | M22381-W-03 | Active | 6955891810105 | 834 | 1 | 1 | stuk | Welcome | BE31170 | TX (Video+Stainl. steel) | stuk | Video binnen 7 BJ Welcome wit | Poste Interieur 7" Busch Welcome blanc | Video indoor station 7" Busch Welcome white | M22381-W-03 ABB-Welcome Video indoor station 7, white |  | 6.51
2TMA220050W0022 | M22401-W | Active | 6955891817692 | 373.12 | 1 | 20 | stuk | Welcome | BE31170 | TW (Audio White steel) | stuk | WelcomeM 4.3 video binnen WIFI DES+APP | 4.3" video indoor station, DES+APP, WiFi | 4.3" video indoor station, DES+APP, WiFi | M22401-W Video indoor station 4.3, WiFi, white |  | 5.14
2TMA220050W0024 | M22403-W | Active | 6955891817708 | 398.61 | 1 | 20 | stuk | Welcome | BE31170 | TW (Audio White steel) | stuk | Welcome M22403-W | .4,3" video indoor station, DES+APP, WiFi, T-loop | 4.3" video indoor station, DES+APP, WiFi, T-loop | M22403-W Video indoor station 4.3, WiFi, T-loop, white |  | 5.14
2TMA220160W0004 | 42381S-W-03 | Active | 6955891813823 | 43.26 | 1 | 1 | stuk | Welcome | BE31170 | TX (Video+Stainl. steel) | stuk | bak 7 inch scherm Welcome Wit | boite montage apparent ecran 7" Welcome Blanc | Surfacemounting plate 7" screen Welcome white | 42381S-W-03 Surface mounted box for video indoor station 7, white
2TMA400260W0007 | D04012-03 | Active | 6955891811348 | 586.46 | 1 | 1 | stuk | Welcome IP | BE31170 | TX (Video+Stainl. steel) | stuk | D04012-03 Smart Access Point Lite | Welcome IP Smart Access Point Lite Manage Welcome IP en Video Control | D04012-03 Smart Access Point Lite | D04012-03 Smart Access Point Lite |  | 6.51
1SL1946A00 | 1SL1946A00 | Active | 8000126100518 | 4 | 1 | 20 | stuk | Accessoiries Consumer Units (A3xx/A6xx/UKxxx/AN/AI/UA) | BE31190 | SF (LUCA,HAF&Striebel) | stuk | FOR65 Afdekplaat 12mod | FOR65 plastron 12mod | FOR65 Afdekplaat 12mod | FOR65 plastron 12mod
1SL2402A00 | 1SL2402A00 | Active | 8000126210071 | 7.1 | 1 | 45 | stuk | Europa switchboard | BE31190 | SF (LUCA,HAF&Striebel) | stuk | Luca IP 40 2Mod.RAL9016 | Coffret de distribution Lucas IP40, 2 mod., RAP90161 | Consumer unit wall-mounting 2mod, IP40, RAL9016, Dim. 50x140x65 | IP40 WALL-MOUNTING COVER 2M R9016
1SL2404A00 | 1SL2404A00 | Active | 8000126211368 | 11.73 | 1 | 20 | stuk | Europa switchboard | BE31190 | SF (LUCA,HAF&Striebel) | stuk | Luca IP40 4mod RAL9016 | Coffret de distribution Luca IP40, 4mod, RAL9016 | Enclosure Luca IP40 Wall mounting, 1 row, 4 modules, without door, RAL9016 | IP40 WALL-MOUNTING COVER 4M R9016
1SL2406A00 | 1SL2406A00 | Active | 8000126211399 | 15.62 | 1 | 12 | stuk | Europa switchboard | BE31190 | SF (LUCA,HAF&Striebel) | stuk | Luca 1 rij 6M zonder deur R | Coffret Luca Apparent, 1 rangée, 6 modules, sans port | Enclosure Luca Wall mounting, 1 row, 6 modules, without | IP40 WALL-MOUNTING COVER 6M R9016
1SLM004100A1953 | 1SLM004100A1953 | Active | 8000126289770 | 5.94 | 1 | 12 | stuk | Terminal block carriers | BE31190 | SF (LUCA,HAF&Striebel) | stuk | Mistral41F Drager 8M | Support pour 8 modules | Terminal holder 8 modules MISTRAL | Terminal carrier 8M Mistral basic
1SLM004100A1954 | 1SLM004100A1954 | Active | 8000126289800 | 7.9 | 1 | 12 | stuk | Terminal block carriers | BE31190 | SF (LUCA,HAF&Striebel) | stuk | Mistral41F Drager 12M | Support pour 12 modules | Terminal holder 12 modules MISTRAL | Terminal carrier 12M Mistral basic
1SLM004100A1955 | 1SLM004100A1955 | Active | 8000126289831 | 10.16 | 1 | 12 | stuk | Terminal block carriers | BE31190 | SF (LUCA,HAF&Striebel) | stuk | Mistral41F Drager 18M | Support pour 18 modules | Terminal holder 18 modules MISTRAL | Terminal carrier 18M Mistral basic
1SLM006500A1951 | 41Z125 | Active | 8000126303131 | 56.49 | 1 | 1 | stuk | Accessoiries Consumer Units (A3xx/A6xx/UKxxx/AN/AI/UA) | BE31190 | SF (LUCA,HAF&Striebel) | stuk | Metal base plate 3x12 sizeMISTRAL65/65H | Metal base plate 3x12 size MISTRAL65/65H | Metal base plate 3x12 size MISTRAL65/65H | Metal base plate 3x12 size MISTRAL65/65H
1SLM006500A1952 | 41Z126 | Active | 8000126303148 | 69.16 | 1 | 5 | stuk | Accessoiries Consumer Units (A3xx/A6xx/UKxxx/AN/AI/UA) | BE31190 | SF (LUCA,HAF&Striebel) | stuk | Metal base plate 3x18 sizeMISTRAL65/65H | Metal base plate 3x18 size MISTRAL65/65H | Metal base plate 3x18 size MISTRAL65/65H | Metal base plate 3x18 size MISTRAL65/65H
1SLM006500A1953 | 41Z127 | Active | 8000126303155 | 48.68 | 1 | 5 | stuk | Accessoiries Consumer Units (A3xx/A6xx/UKxxx/AN/AI/UA) | BE31190 | SF (LUCA,HAF&Striebel) | stuk | Plastic base plate 2x12 sizeMISTRAL65/6 | Plastic base plate 2x12 size MISTRAL65/6 | Plastic base plate 2x12 size MISTRAL65/6 | Plastic base plate 2x12 size MISTRAL65/65H
1SLM006500A1954 | 41Z128 | Active | 8000126303162 | 63.06 | 1 | 5 | stuk | Accessoiries Consumer Units (A3xx/A6xx/UKxxx/AN/AI/UA) | BE31190 | SF (LUCA,HAF&Striebel) | stuk | Plastic base plate 2x18 sizeMISTRAL65/6 | Plastic base plate 2x18 size MISTRAL65/6 | Plastic base plate 2x18 size MISTRAL65/6 | Plastic base plate 2x18 size MISTRAL65/65H
1SLM006500A1955 | 41Z129 | Active | 8000126283938 | 63.35 | 1 | 1 | stuk | Accessoiries Consumer Units (A3xx/A6xx/UKxxx/AN/AI/UA) | BE31190 | SF (LUCA,HAF&Striebel) | stuk | Plastic base plate 3x12 sizeMISTRAL65/6 | Plastic base plate 3x12 size MISTRAL65/6 | Plastic base plate 3x12 size MISTRAL65/6 | Plastic base plate 3x12 size MISTRAL65/65H
1SLM006500A1956 | 41Z130 | Active | 8000126283945 | 86.58 | 1 | 1 | stuk | Accessoiries Consumer Units (A3xx/A6xx/UKxxx/AN/AI/UA) | BE31190 | SF (LUCA,HAF&Striebel) | stuk | Plastic base plate 3x18 sizeMISTRAL65/6 | Plastic base plate 3x18 size MISTRAL65/6 | Plastic base plate 3x18 size MISTRAL65/6 | Plastic base plate 3x18 size MISTRAL65/65H
1SPA007110F0650 | CHP60 | Active | 8712507451576 | 7.06 | 1 | 60 | stuk | HAF | BE31190 | BD (LMH Hafoplast 71) | stuk | Centraaldoos voor gebruik in holle plafonds 12 x 16/19/20 buisinvoer | Boite centrale parois creuses | No DE description available | No ENG description available
1SPA007120F0110 | MD4050 | Active | 8712507082206 | 4.17 | 1 | 100 | stuk | Wall Box | BE31190 | BD (LMH Hafoplast 71) | stuk | HAFMulti 76mm 50mm diepte | Boîte d' encastrement HAF Multi boîte, 76mm, 50mm profondeur | Multifunctional wall junction box 40/50mm 16/19mm | Round; 1 electric fitting
1SPA007126F0100 | HW40-F | Active | 8712507083227 | 13.95 | 1 | 50 | stuk | HAF | BE31190 | BD (LMH Hafoplast 71) | stuk | Hollewanddoos 40 mm 1x16 mm, boormaat 76 mm voor buisinvoer | Boîtier d'installation parois creuses | No DE description available | No ENG description available
1SPA007130F0422 | MP | Active | 8712507120786 | 6.13 | 1 | 100 | stuk | HAF | BE31190 | BD (LMH Hafoplast 71) | stuk | Montageplaat voor kabeldoos 3640 | Platine de montage boite 3640 | No DE description available | No ENG description available
2CPX041675R9999 | MBG305 | Active | 4011617416753 | 323.09 | 1 | 1 | stuk | CombiLine N | BE31190 | SF (LUCA,HAF&Striebel) | stuk | MBG305 Set DIN RailMount.Dev.Mod. | MBG305 Set DIN Rail Mount. Dev. Mod. | MBG305 Set DIN Rail Mount. Dev. Mod. | MBG305 Set DIN Rail Mount. Dev. Mod.
2CPX052190R9999 | CA34V | Active | 4011617521907 | 638.81 | 1 | 1 | stuk | ComfortLine Compact CA | BE31190 | SF (LUCA,HAF&Striebel) | stuk | CA34V - Kast 650x800x160 4R DIN125 | CA34V - Arm 650x800x160 4R DIN125 | CA34V Comp.DB 3PW 4R IP44 | CA34V Comp.DB 3PW 4R IP44
2CPX060253R9999 | ZK1451P50 | Active | 4011617602538 | 442.06 | 1 | 1 | pak | Assembly Modules - accessories | BE31190 | SF (LUCA,HAF&Striebel) | pak | ZK1451P50 Terminal 64-70mm | ZK1451P50 Terminal 64-70mm | ZK1451P50 Terminal 64-70mm | ZK1451P50 Terminal 64-70mm
2CPX061180R9999 | ZX287P10 | Active | 4011617611806 | 3.55 | 1 | 1 | pak | Accessoiries Consumer Units (A3xx/A6xx/UKxxx/AN/AI/UA) | BE31190 | SF (LUCA,HAF&Striebel) | pak | Schroef AL ZX287P10 | ZX287P10 Vis 3,9x13 (10pc) | Screws AL range ZX287P10 | ZX287P10 screw 3,9x13 self trapping
2CPX062385R9999 | ZA3P5 | Active | 4011617623854 | 22.01 | 1 | 1 | pak | Accessoiries Consumer Units (A3xx/A6xx/UKxxx/AN/AI/UA) | BE31190 | SF (LUCA,HAF&Striebel) | pak | Blindplaat AT/U 12M (set=5st) | Obturateur AT/U 12 modules (set=5pcs) | Module cover AT/U 12 modules (set=5pcs) | ZA3P5 Slot Cover 12PLE(Set=5pc)
2CPX062760R9999 | ZK144G | Active | 4011617627609 | 14.68 | 1 | 1 | stuk | Accessoiries Consumer Units (A3xx/A6xx/UKxxx/AN/AI/UA) | BE31190 | SF (LUCA,HAF&Striebel) | stuk | aansluitklem ZK PE 14x4+4x25qmm | ZK144G PE Bornes rapides 14x4+4x25qmm | ZK144G PE-termin.blocks 14x4+4x25mm² | ZK144G PE-termin.blocks 14x4+4x25qmm |  | 5.14
4TBA831000C0100 | ARACCB03 | Active | 5411815233654 | 26.09 | 1 | 1 | stuk | ARIA | BE31190 | 2B (L31 ARIA CABINETS) | stuk | ARIA bevestigingsvoetjes Inox (set 4st.) | Jeu de pattes de fix inox | ARIA S/S FIXING LUGS SET OF 4 | ARIA S/S FIXING LUGS SET OF 4
4TBA831001C0100 | ARACCB13 | Active | 5411815233661 | 24.74 | 1 | 1 | stuk | ARIA | BE31190 | 2B (L31 ARIA CABINETS) | stuk | ARIA bev.voetjes kunststof (set 4st.) | Jeu de pattes de fix en polyamide | ARIA NM FIXING LUGS SET OF 4 | ARIA NM FIXING LUGS SET OF 4
4TBA831003R0100 | AR831003 | Active | 4022903013396 | 22.67 | 1 | 1 | stuk | ARIA | BE31190 | 2B (L31 ARIA CABINETS) | stuk | ARIA h,greep neutraal | Poignée borgne (sans Serr) | HANDLE NEUTRAL | HANDLE NEUTRAL
4TBA831004R0100 | AR831004 | Active | 4022903013402 | 38.45 | 1 | 1 | stuk | ARIA | BE31190 | 2B (L31 ARIA CABINETS) | stuk | ARIA h,greepslot,2 sl.V2432E | Poignée borgne avec Serr et 2 clefs V | HANDLE 2432 E | HANDLE 2432 E
4TBA831005C0100 | AR831005 | Active | 5411815233708 | 5.05 | 1 | 1 | stuk | ARIA | BE31190 | 2B (L31 ARIA CABINETS) | stuk | ARIA slotdoorn vierkant 8mm | Noyau interchangable 8mm carrée | LOCKINSERT SQ 8 | LOCKINSERT SQ 8
4TBA831006C0100 | AR831006 | Active | 5411815233715 | 5.05 | 1 | 1 | stuk | ARIA | BE31190 | 2B (L31 ARIA CABINETS) | stuk | ARIA slotdoorn driehoek 8mm | Noyau interchangable 8mm triangulaire | LOCKINSERT TRIA 8 | LOCKINSERT TRIA 8
4TBA831007C0100 | AR831007 | Active | 5411815233722 | 5.05 | 1 | 1 | stuk | ARIA | BE31190 | 2B (L31 ARIA CABINETS) | stuk | ARIA slotdoorn driehoek 11mm | Noyau interchangable 11mm triangulaire | LOCKSHAFT TRIA 11 | LOCKSHAFT TRIA 11
4TBA831008C0100 | AR831008 | Active | 5411815233739 | 5.05 | 1 | 1 | stuk | ARIA | BE31190 | 2B (L31 ARIA CABINETS) | stuk | ARIA slotdoorn dubb.baard 3mm | Noyau interchangable 3mm double pan | LOCKSHAFT DB 3MM | LOCKSHAFT DB 3MM
4TBA831009C0100 | AR831009 | Active | 5411815233746 | 10.12 | 1 | 1 | stuk | ARIA | BE31190 | 2B (L31 ARIA CABINETS) | stuk | ARIA luchtinlaat IP44 (set 2st.) | Aérateur ARIA (jeu de 2 pieces) | SET VENTILATION GRID | SET VENTILATION GRID
4TBA831010C0100 | AR831010 | Active | 5411815233753 | 7.98 | 1 | 1 | stuk | ARIA | BE31190 | 2B (L31 ARIA CABINETS) | stuk | ARIA scharnierbeugels afdekpl.(set 2st.) | Brides-charnieres ARIA (jeu de 2 pieces) | ARIA HINGE SUP. (FOR COVERPLATE) | ARIA HINGE SUP. (FOR COVERPLATE)
4TBA831025C0100 | AR032P13 | Active | 5411815233838 | 76.29 | 1 | 1 | stuk | ARIA | BE31190 | 2B (L31 ARIA CABINETS) | stuk | ARIA 32 1 punt sluiting DB 3mm | arm. ARIA 32 fermeture a 1 point ser | ARIA 32 | ARIA 32
4TBA831026C0100 | AR032M03 | Active | 5411815233845 | 4.89 | 1 | 1 | stuk | ARIA | BE31190 | 2B (L31 ARIA CABINETS) | stuk | ARIA 32Mont.plaat (staal) | Plaque de mont ARIA 32 tôle d#ac élec | ARIA 32 MOUNT.PL.(STEEL) | ARIA 32 MOUNT.PL.(STEEL)
4TBA831027C0100 | AR032I03 | Active | 5411815233852 | 14.93 | 1 | 1 | stuk | ARIA | BE31190 | 2B (L31 ARIA CABINETS) | stuk | ARIA 32 montageplaat (pertinax) | Plaque de mont ARIA 32 pertinax 5mm | ARIA 32 MOUNT.PLATE (Pertinax) | ARIA 32 MOUNT.PLATE (Pertinax)
4TBA831028C0100 | AR032C03 | Active | 5411815233869 | 24.7 | 1 | 1 | stuk | ARIA | BE31190 | 2B (L31 ARIA CABINETS) | stuk | ARIA 32 afdekplaat (vol) | PLASTRON PLEIN ARIA 32 | ARIA 32 COVER PLATE (PLAIN) | ARIA 32 COVER PLATE (PLAIN)
4TBA831029C0100 | AR032S03 | Active | 5411815233876 | 30.96 | 1 | 1 | stuk | ARIA | BE31190 | 2B (L31 ARIA CABINETS) | stuk | ARIA 32 afdekplaat (12M) | Plastron pr appareillage mod. ARIA | ARIA 32 COVER PLATE (PUNCHED) | ARIA 32 COVER PLATE (PUNCHED)
4TBA831030C0100 | AR032D03 | Active | 5411815233883 | 50.93 | 1 | 1 | stuk | ARIA | BE31190 | 2B (L31 ARIA CABINETS) | stuk | ARIA 32Mont.frame (12M) | Châssis de mont ARIA 32 12 mod. | ARIA 32 MOUNT.FRAME | ARIA 32 MOUNT.FRAME
4TBA831034C0100 | AR043H33 | Active | 5411815233906 | 237.67 | 1 | 1 | stuk | ARIA | BE31190 | 2B (L31 ARIA CABINETS) | stuk | ARIA 43 3 punt kastsluiting met handgreep | arm. ARIA 43 avec poignée pr Serr | ARIA 43 WITH HANDLE | ARIA 43 WITH HANDLE
4TBA831035C0100 | AR043P23 | Active | 5411815233913 | 126.33 | 1 | 1 | stuk | ARIA | BE31190 | 2B (L31 ARIA CABINETS) | stuk | ARIA 43 1 punt kastsluiting DB 3mm | arm. ARIA 43 fermeture a 1 point ser | ARIA 43 | ARIA 43
4TBA831036C0100 | AR043P33 | Active | 5411815233920 | 194.33 | 1 | 1 | stuk | ARIA | BE31190 | 2B (L31 ARIA CABINETS) | stuk | ARIA 43 3 punt kastsluiting DB 3mm | arm. ARIA 43 fermeture a 3 points ave | ARIA 43 (3-POINT LOCKING SYSTEM) | ARIA 43 (3-POINT LOCKING SYSTEM)
4TBA831037C0100 | AR043M03 | Active | 5411815233937 | 7.62 | 1 | 1 | stuk | ARIA | BE31190 | 2B (L31 ARIA CABINETS) | stuk | ARIA 43Mont.plaat (staal) | Plaque de mont ARIA 43 tôle d#ac élec | ARIA 43 MOUNT.PL.(STEEL) | ARIA 43 MOUNT.PL.(STEEL)
4TBA831038C0100 | AR043I03 | Active | 5411815233944 | 22.23 | 1 | 1 | stuk | ARIA | BE31190 | 2B (L31 ARIA CABINETS) | stuk | ARIA 43 montageplaat (pertinax) | Plaque de mont ARIA 43 pertinax 5mm | ARIA 43 MOUNT.PL.(Pertinax) | ARIA 43 MOUNT.PL.(Pertinax)
4TBA831039C0100 | AR043C03 | Active | 5411815233951 | 36.8 | 1 | 1 | stuk | ARIA | BE31190 | 2B (L31 ARIA CABINETS) | stuk | ARIA 43 afdekplaat (vol) | PLASTRON PLEIN ARIA 43 | ARIA 43 COVER PLATE (PLAIN) | ARIA 43 COVER PLATE (PLAIN)
4TBA831040C0100 | AR043S03 | Active | 5411815233968 | 47.63 | 1 | 1 | stuk | ARIA | BE31190 | 2B (L31 ARIA CABINETS) | stuk | ARIA 43 afdekplaat (24M) | Plastron pr appareillage mod. ARIA | ARIA 43 COVER PLATE (PUNCHED) | ARIA 43 COVER PLATE (PUNCHED)
4TBA831041C0100 | AR043D03 | Active | 5411815233975 | 67.61 | 1 | 1 | stuk | ARIA | BE31190 | 2B (L31 ARIA CABINETS) | stuk | ARIA 43Mont.frame (24M) | Chassis de mont ARIA 43 24 mod. | ARIA 43 MOUNT.FRAME | ARIA 43 MOUNT.FRAME
4TBA831050N0100 | AR831050 | Active | 5411815233982 | 157.73 | 1 | 1 | stuk | ARIA | BE31190 | 2B (L31 ARIA CABINETS) | stuk | ARIA 54 DOOR C/W LOCK | ARIA 54 DOOR C/W LOCK | ARIA 54 DOOR C/W LOCK | ARIA 54 DOOR C/W LOCK
4TBA831051C0100 | AR054H33 | Active | 5411815233999 | 354.7 | 1 | 1 | stuk | ARIA | BE31190 | 2B (L31 ARIA CABINETS) | stuk | ARIA 54 kast3 punt sluiting h,gr. | arm. ARIA 54 avec poignée pr Serr | ARIA 54 + HANDLE | ARIA 54 + HANDLE
4TBA831052C0100 | AR054P33 | Active | 5411815234002 | 180.5 | 1 | 1 | stuk | ARIA | BE31190 | 2B (L31 ARIA CABINETS) | stuk | ARIA 54 kast3 punt sluiting DB 3mm | arm. ARIA 54 fermeture a 3 pointsave | ARIA 54 | ARIA 54
4TBA831053C0100 | AR054M03 | Active | 5411815234019 | 16.11 | 1 | 1 | stuk | ARIA | BE31190 | 2B (L31 ARIA CABINETS) | stuk | ARIA 54Mont.plaat (staal) | Plaque de mont ARIA 54 tôle d#ac élec | ARIA 54 MOUNT.PL.(STEEL) | ARIA 54 MOUNT.PL.(STEEL)
4TBA831054C0100 | AR054I03 | Active | 5411815234026 | 30.18 | 1 | 1 | stuk | ARIA | BE31190 | 2B (L31 ARIA CABINETS) | stuk | ARIA 54 montageplaat (pertinax) | Plaque de mont ARIA 54 pertinax 5mm | ARIA 54 MOUNT.PL.(PERTINAX) | ARIA 54 MOUNT.PL.(PERTINAX)
4TBA831055C0100 | AR054C03 | Active | 5411815234033 | 54.55 | 1 | 1 | stuk | ARIA | BE31190 | 2B (L31 ARIA CABINETS) | stuk | ARIA 54 afdekplaat (vol) | PLASTRON PLEIN ARIA 54 | ARIA 54 COVER PLATE (PLAIN) | ARIA 54 COVER PLATE (PLAIN)
4TBA831056C0100 | AR054S03 | Active | 5411815234040 | 68.23 | 1 | 1 | stuk | ARIA | BE31190 | 2B (L31 ARIA CABINETS) | stuk | ARIA 54 afdekplaat (54M) | Plastron pr appareillage mod. ARIA | ARIA 54 COVER PLATE (PUNCHED) | ARIA 54 COVER PLATE (PUNCHED)
4TBA831057C0100 | AR054D03 | Active | 5411815234057 | 99.35 | 1 | 1 | stuk | ARIA | BE31190 | 2B (L31 ARIA CABINETS) | stuk | ARIA 54Mont.frame (54M) | Châssis de mont ARIA 54 54 mod. | ARIA 54 MOUNT.FRAME | ARIA 54 MOUNT.FRAME
4TBA831059C0100 | AR086P23 | Active | 5411815234064 | 366.71 | 1 | 1 | stuk | ARIA | BE31190 | 2B (L31 ARIA CABINETS) | stuk | ARIA 86 kast2 punt sluiting DB 3mm | ARIA 86 COFFRET FA2P DP 3MM | ARIA 86 CABINET WITH 2-POINT LOCK DB 3MM | ARIA 86 CABINET WITH 2-POINT LOCK DB 3MM
4TBA831063N0100 | AR831063 | Active | 5411815234071 | 170.68 | 1 | 1 | stuk | ARIA | BE31190 | 2B (L31 ARIA CABINETS) | stuk | ARIA 64 DOOR C/W LOCK | ARIA 64 DOOR C/W LOCK | ARIA 64 DOOR C/W LOCK | ARIA 64 DOOR C/W LOCK
4TBA831064C0100 | AR064H33 | Active | 5411815234088 | 335.78 | 1 | 1 | stuk | ARIA | BE31190 | 2B (L31 ARIA CABINETS) | stuk | ARIA 64 kast3 punt sluiting h,gr. | arm. ARIA 64 avec poignée pr Serr | ARIA 64 WITH HANDLE | ARIA 64 WITH HANDLE
4TBA831065C0100 | AR064P33 | Active | 5411815234095 | 197.8 | 1 | 1 | stuk | ARIA | BE31190 | 2B (L31 ARIA CABINETS) | stuk | ARIA 64 kast3 punt sluiting DB 3mm | arm. ARIA 64 fermeture a 3 points ave | ARIA 64 | ARIA 64
4TBA831066C0100 | AR064M03 | Active | 5411815234101 | 19.36 | 1 | 1 | stuk | ARIA | BE31190 | 2B (L31 ARIA CABINETS) | stuk | ARIA 64Mont.plaat (staal) | Plaque de mont ARIA 64 tôle d#ac élec | ARIA 64 MOUNT.PLATE (STEEL) | ARIA 64 MOUNT.PLATE (STEEL)
4TBA831067C0100 | AR064I03 | Active | 5411815234118 | 35.35 | 1 | 1 | stuk | ARIA | BE31190 | 2B (L31 ARIA CABINETS) | stuk | ARIA 64 montageplaat (pertinax) | Plaque de mont ARIA 64 pertinax 5mm | ARIA 64 MOUNT.PL.(PERTINAX) | ARIA 64 MOUNT.PL.(PERTINAX)
4TBA831068C0100 | AR064C03 | Active | 5411815234125 | 65.85 | 1 | 1 | stuk | ARIA | BE31190 | 2B (L31 ARIA CABINETS) | stuk | ARIA 64 afdekplaat (vol) | PLASTRON PLEIN ARIA 64 | ARIA 64 COVER PLATE (PLAIN) | ARIA 64 COVER PLATE (PLAIN)
4TBA831069C0100 | AR064S03 | Active | 5411815234132 | 84.22 | 1 | 1 | stuk | ARIA | BE31190 | 2B (L31 ARIA CABINETS) | stuk | ARIA 64 afdekplaat (54M) | Plastron pr appareillage mod. ARIA | ARIA 64 COVER PLATE (PUNCHED) | ARIA 64 COVER PLATE (PUNCHED)
4TBA831070C0100 | AR064D03 | Active | 5411815234149 | 100.33 | 1 | 1 | stuk | ARIA | BE31190 | 2B (L31 ARIA CABINETS) | stuk | ARIA 64Mont.frame (54M) | Châssis de mont ARIA 64 54 mod. | ARIA 64 MOUNT.FRAME | ARIA 64 MOUNT.FRAME
4TBA831073C0100 | AR108P23 | Active | 5411815234156 | 704.78 | 1 | 1 | stuk | ARIA | BE31190 | 2B (L31 ARIA CABINETS) | stuk | ARIA 108 kast2 punt sluiting DB 3mm | ARIA 108 COFFRET FA2P DP 3MM | ARIA 108 CABINET WITH2-POINT LOCK DB 3MM | ARIA 108 CABINET WITH2-POINT LOCK DB 3MM
4TBA831079N0100 | AR831079 | Active | 5411815234163 | 235.18 | 1 | 1 | stuk | ARIA | BE31190 | 2B (L31 ARIA CABINETS) | stuk | ARIA 75 DOOR C/W LOCK | ARIA 75 DOOR C/W LOCK | ARIA 75 DOOR C/W LOCK | ARIA 75 DOOR C/W LOCK
4TBA831080C0100 | AR075H33 | Active | 5411815234170 | 475.1 | 1 | 1 | stuk | ARIA | BE31190 | 2B (L31 ARIA CABINETS) | stuk | ARIA 75 kast3 punt sluiting h,gr. | arm. ARIA 75 avec poignée pr Serr | ARIA 75 WITH HANDLE | ARIA 75 WITH HANDLE
4TBA831081C0100 | AR075P33 | Active | 5411815234187 | 275.91 | 1 | 1 | stuk | ARIA | BE31190 | 2B (L31 ARIA CABINETS) | stuk | ARIA 75 kast3 punt sluiting DB 3mm | arm. ARIA 75 fermeture a 3 points ave | ARIA 75 | ARIA 75
4TBA831082C0100 | AR075M03 | Active | 5411815234194 | 29.25 | 1 | 1 | stuk | ARIA | BE31190 | 2B (L31 ARIA CABINETS) | stuk | ARIA 75Mont.plaat (staal) | Plaque de mont ARIA 75 tôle d#ac élec | ARIA 75 MOUNT.PL.(STEEL) | ARIA 75 MOUNT.PL.(STEEL)
4TBA831083C0100 | AR075I03 | Active | 5411815234200 | 48.66 | 1 | 1 | stuk | ARIA | BE31190 | 2B (L31 ARIA CABINETS) | stuk | ARIA 75 montageplaat (pertinax) | Plaque de mont ARIA 75 pertinax 5mm | ARIA 75 MOUNT.PL.(PERTINAX) | ARIA 75 MOUNT.PL.(PERTINAX)
4TBA831084C0100 | AR075C03 | Active | 5411815234217 | 79.01 | 1 | 1 | stuk | ARIA | BE31190 | 2B (L31 ARIA CABINETS) | stuk | ARIA 75 afdekplaat (vol) | PLASTRON PLEIN ARIA 75 | ARIA 75 COVER PLATE (PLAIN) | ARIA 75 COVER PLATE (PLAIN)
4TBA831085C0100 | AR075S03 | Active | 5411815234224 | 92.77 | 1 | 1 | stuk | ARIA | BE31190 | 2B (L31 ARIA CABINETS) | stuk | ARIA 75 afdekplaat (88M) | Plastron pr appareillage mod. ARIA | ARIA 75 COVER PLATE (PUNCHED) | ARIA 75 COVER PLATE (PUNCHED)
4TBA831086C0100 | AR075D03 | Active | 5411815234231 | 111.35 | 1 | 1 | stuk | ARIA | BE31190 | 2B (L31 ARIA CABINETS) | stuk | ARIA 75Mont.frame (88M) | Châssis de mont ARIA 75 88 mod. | ARIA 75 MOUNT.FRAME | ARIA 75 MOUNT.FRAME
4TBA831096C0100 | AR831096 | Active | 5411815234255 | 302.74 | 1 | 1 | stuk | ARIA | BE31190 | 2B (L31 ARIA CABINETS) | stuk | ARIA 86 DOOR C/W LOCK | ARIA 86 DOOR C/W LOCK | ARIA 86 DOOR C/W LOCK | ARIA 86 DOOR C/W LOCK
4TBA831097C0100 | AR086H33 | Active | 5411815234262 | 617.45 | 1 | 1 | stuk | ARIA | BE31190 | 2B (L31 ARIA CABINETS) | stuk | ARIA 86 kast3 punt sluiting h,gr. | arm. ARIA 86 avec poignée pr Serr | ARIA 86 WITH HANDLE | ARIA 86 WITH HANDLE
4TBA831098C0100 | AR086P33 | Active | 5411815234279 | 366.71 | 1 | 1 | stuk | ARIA | BE31190 | 2B (L31 ARIA CABINETS) | stuk | ARIA 86 kast3 punt sluiting DB 3mm | arm. ARIA 86 fermeture a 3 points ave | ARIA 86 | ARIA 86
4TBA831099C0100 | AR086M03 | Active | 5411815234286 | 40.23 | 1 | 1 | stuk | ARIA | BE31190 | 2B (L31 ARIA CABINETS) | stuk | ARIA 86Mont.plaat (staal) | Plaque de mont ARIA 86 tôle d#ac élec | ARIA 86 MOUNT.PL.(STEEL) | ARIA 86 MOUNT.PL.(STEEL)
4TBA831100C0100 | AR086I03 | Active | 5411815234293 | 63.08 | 1 | 1 | stuk | ARIA | BE31190 | 2B (L31 ARIA CABINETS) | stuk | ARIA 86 montageplaat (pertinax) | Plaque de mont ARIA 86 pertinax 5mm | ARIA 86 MOUNT.PL.(PERTINAX) | ARIA 86 MOUNT.PL.(PERTINAX)
4TBA831101C0100 | AR086C03 | Active | 5411815234309 | 118.04 | 1 | 1 | stuk | ARIA | BE31190 | 2B (L31 ARIA CABINETS) | stuk | ARIA 86 afdekplaat (vol) | PLASTRON PLEIN ARIA 86 | ARIA 86 COVER PLATE (PLAIN) | ARIA 86 COVER PLATE (PLAIN)
4TBA831102C0100 | AR086S03 | Active | 5411815234316 | 127.32 | 1 | 1 | stuk | ARIA | BE31190 | 2B (L31 ARIA CABINETS) | stuk | ARIA 86 afdekplaat (112M) | Plastron pr appareillage mod. ARIA | ARIA 86 COVER PLATE (PUNCHED) | ARIA 86 COVER PLATE (PUNCHED)
4TBA831103C0100 | AR086D03 | Active | 5411815234323 | 128.3 | 1 | 1 | stuk | ARIA | BE31190 | 2B (L31 ARIA CABINETS) | stuk | ARIA 86Mont.frame (112M) | Chassis de mont ARIA 86 112 mod. | ARIA 86 MOUNT.FRAME | ARIA 86 MOUNT.FRAME
4TBA831111C0100 | AR108H33 | Active | 5411815234347 | 1060.65 | 1 | 1 | stuk | ARIA | BE31190 | 2B (L31 ARIA CABINETS) | stuk | ARIA 108 kast3 punt sluiting h,gr | arm. ARIA 108 avec poignée Serr a | ARIA 108 WITH HANDLE | ARIA 108 WITH HANDLE
4TBA831112C0100 | AR108P33 | Active | 5411815234354 | 717.34 | 1 | 1 | stuk | ARIA | BE31190 | 2B (L31 ARIA CABINETS) | stuk | ARIA 108 kast3 punt sluiting DB 3mm | arm. ARIA 108 fermeture a 3 points av | ARIA 108 | ARIA 108
4TBA831113C0100 | AR108M03 | Active | 5411815234361 | 58.43 | 1 | 1 | stuk | ARIA | BE31190 | 2B (L31 ARIA CABINETS) | stuk | ARIA 108Mont.plaat (staal) | Plaque de mont ARIA 108 tôle d#ac éle | ARIA 108 MOUNT.PL.(STEEL) | ARIA 108 MOUNT.PL.(STEEL)
4TBA831114C0100 | AR108I03 | Active | 5411815234378 | 98.06 | 1 | 1 | stuk | ARIA | BE31190 | 2B (L31 ARIA CABINETS) | stuk | ARIA 108 montageplaat (pertinax) | Plaque de mont ARIA 108 pertinax 5mm | ARIA 108 MOUNT.PL.(PERTINAX) | ARIA 108 MOUNT.PL.(PERTINAX)
4TBA831115C0100 | AR108C03 | Active | 5411815234385 | 165.82 | 1 | 1 | stuk | ARIA | BE31190 | 2B (L31 ARIA CABINETS) | stuk | ARIA 108 afdekplaat (vol) | Plastron plein ARIA 108 | ARIA 108 COVER PLATE (PLAIN) | ARIA 108 COVER PLATE (PLAIN)
4TBA831116C0100 | AR108S03 | Active | 5411815234392 | 175.11 | 1 | 1 | stuk | ARIA | BE31190 | 2B (L31 ARIA CABINETS) | stuk | ARIA 108 afdekplaat (180M) | Plastron pr appareillage mod. ARIA | ARIA 108 COVER PLATE(PUNCHED) | ARIA 108 COVER PLATE(PUNCHED)
4TBA831117C0100 | AR108D03 | Active | 5411815234408 | 143.57 | 1 | 1 | stuk | ARIA | BE31190 | 2B (L31 ARIA CABINETS) | stuk | ARIA 108Mont.frame (180M) | Châssis de mont ARIA 108 180 mod. | ARIA 108 MOUNT.FRAME | ARIA 108 MOUNT.FRAME
4TBA831128C0100 | AR043T33 | Active | 5411815234415 | 204.04 | 1 | 1 | stuk | ARIA | BE31190 | 2B (L31 ARIA CABINETS) | stuk | ARIA 43 1 punt kast + deur sluiting DB 3mm | arm. avec fenetre ARIA 43 | ARIA 43 + WINDOW | ARIA 43 + WINDOW
4TBA831129C0100 | AR054T33 | Active | 5411815234422 | 245.51 | 1 | 1 | stuk | ARIA | BE31190 | 2B (L31 ARIA CABINETS) | stuk | ARIA 54 kast+zichtdeur 3 p.sl.DB 3mm | arm. avec fenetre ARIA 54 | ARIA 54 + WINDOW | ARIA 54 + WINDOW
4TBA831130C0100 | AR064T33 | Active | 5411815234439 | 271.57 | 1 | 1 | stuk | ARIA | BE31190 | 2B (L31 ARIA CABINETS) | stuk | ARIA 64 kast+zichtdeur 3 p.sl.DB 3mm | arm. avec fenetre ARIA 64 | ARIA 64 + WINDOW | ARIA 64 + WINDOW
4TBA831131C0100 | AR075T33 | Active | 5411815234446 | 363.06 | 1 | 1 | stuk | ARIA | BE31190 | 2B (L31 ARIA CABINETS) | stuk | ARIA 75 kast+zichtdeur 3 p.sl.DB 3mm | arm. avec fenetre ARIA 75 | ARIA 75 + WINDOW | ARIA 75 + WINDOW
4TBA831132C0100 | AR086T33 | Active | 5411815234453 | 455.76 | 1 | 1 | stuk | ARIA | BE31190 | 2B (L31 ARIA CABINETS) | stuk | ARIA 86 kast+zichtdeur 3 p.sl.DB 3mm | arm. avec fenetre ARIA 86 | ARIA86 + WINDOW | ARIA86 + WINDOW
4TBA831133C0100 | AR108T33 | Active | 5411815234460 | 840.41 | 1 | 1 | stuk | ARIA | BE31190 | 2B (L31 ARIA CABINETS) | stuk | ARIA 108 kast+zichtdeur 3 p.sl.DB 3mm | arm. avec fenetre ARIA 108 | ARIA108 + WINDOW | ARIA108 + WINDOW
4TBA831152C0100 | AR831152 | Active | 4022903014447 | 37.56 | 1 | 1 | stuk | ARIA | BE31190 | 2B (L31 ARIA CABINETS) | stuk | ARIA h,greepslot+ 2 sleutels 405E | POIGNEE RONIS 405E ARIA | HANDLE 405E | HANDLE 405E
4TBA831153C0100 | AR831153 | Active | 4022903014454 | 37.56 | 1 | 1 | stuk | ARIA | BE31190 | 2B (L31 ARIA CABINETS) | stuk | ARIA h,greepslot+ 2 sleutels 455E | POIGNEE RONIS 455E ARIA | HANDLE 455E | HANDLE 455E
4TBA831180R0100 | AR831180 | Active | 4022903013389 | 38.86 | 1 | 1 | stuk | ARIA | BE31190 | 2B (L31 ARIA CABINETS) | stuk | ARIA h,greepslot+ 2sleutels 1242E | POI.RON.ARIA1242E(AR831151) | HANDLE 1242 E | HANDLE 1242 E
4TBA831287C0100 | AR086TH3 | Active | 5411815234620 | 524.13 | 1 | 1 | stuk | ARIA | BE31190 | 2B (L31 ARIA CABINETS) | stuk | ARIA 86 kast+zichtdeur+h,greep GE | arm. avec fenetre/poignée ARIA 86 | ARIA 86 glazed door+ swinghandle 800X600 | ARIA 86 glazed door+ swinghandle 800X600
4TBA831288C0100 | AR108TH3 | Active | 5411815234637 | 966.47 | 1 | 1 | stuk | ARIA | BE31190 | 2B (L31 ARIA CABINETS) | stuk | ARIA 108 kast+zichtdeur+h,greep GE | arm. avec fenetre/poignée ARIA 108 | ARIA 1000X800 SCHEIBE SCHWENK. | ARIA 1000X800 SCHEIBE SCHWENK.
4TBA831328C0100 | AR831328 | Active | 5411815234668 | 0.79 | 1 | 50 | stuk | ARIA | BE31190 | 2B (L31 ARIA CABINETS) | stuk | ARIA glijmoerM4 geperf.Mont.plaat | Ecrou coulissant plaque de mont perforée | NUTS M4 | NUTS M4
4TBA831329C0100 | AR831329 | Active | 5411815234675 | 0.79 | 1 | 50 | stuk | ARIA | BE31190 | 2B (L31 ARIA CABINETS) | stuk | ARIA glijmoerM5 geperf.Mont.plaat | Ecrou coulissant plaque de mont perforée | NUTS M5 | NUTS M5
4TBA831330C0100 | AR831330 | Active | 5411815234682 | 0.79 | 1 | 50 | stuk | ARIA | BE31190 | 2B (L31 ARIA CABINETS) | stuk | ARIA glijmoerM6 geperf.Mont.plaat | Ecrou coulissant plaque de mont perforée | NUTS M6 | NUTS M6
4TBA831332C0100 | AR032Q03 | Active | 5411815234705 | 12.99 | 1 | 1 | stuk | ARIA | BE31190 | 2B (L31 ARIA CABINETS) | stuk | ARIA 32Mont.pl.(staal geperforeerd) | Plaque de mont ARIA 32 tôle perforée 15 | ARIA 32 MOUNT.PL.(STEEL) PERFORATED | ARIA 32 MOUNT.PL.(STEEL) PERFORATED
4TBA831333C0100 | AR043Q03 | Active | 5411815234712 | 25.78 | 1 | 1 | stuk | ARIA | BE31190 | 2B (L31 ARIA CABINETS) | stuk | ARIA 43Mont.pl.(staal geperforeerd) | Plaque de mont ARIA 43 tôle perforée | ARIA 43 MOUNT.PL.(STEEL) PERFORATED | ARIA 43 MOUNT.PL.(STEEL) PERFORATED
4TBA831334C0100 | AR054Q03 | Active | 5411815234729 | 43.16 | 1 | 1 | stuk | ARIA | BE31190 | 2B (L31 ARIA CABINETS) | stuk | ARIA 54Mont.pl.(staal geperforeerd) | Plaque de mont ARIA 54 tôle perforée 15 | ARIA 54 MOUNT.PL.(STEEL) PERFORATED | ARIA 54 MOUNT.PL.(STEEL) PERFORATED
4TBA831335C0100 | AR064Q03 | Active | 5411815234736 | 53.87 | 1 | 1 | stuk | ARIA | BE31190 | 2B (L31 ARIA CABINETS) | stuk | ARIA 64Mont.pl.(staal geperforeerd) | Plaque de mont ARIA 64 tôle perforée 15 | ARIA 64 MOUNT.PL.(STEEL) PERFORATED | ARIA 64 MOUNT.PL.(STEEL) PERFORATED
4TBA831336C0100 | AR075Q03 | Active | 5411815234743 | 90.5 | 1 | 1 | stuk | ARIA | BE31190 | 2B (L31 ARIA CABINETS) | stuk | ARIA 75Mont.pl.(staal geperforeerd) | Plaque de mont ARIA 75 tôle perforée 15 | ARIA 75 MOUNT.PLATE (PERFORATED) | ARIA 75 MOUNT.PLATE (PERFORATED)
4TBA831337C0100 | AR086Q03 | Active | 5411815234750 | 86.39 | 1 | 1 | stuk | ARIA | BE31190 | 2B (L31 ARIA CABINETS) | stuk | ARIA 86Mont.pl.(staal geperforeerd) | Plaque de mont ARIA 86 tôle perforée 15 | ARIA 86 MOUNT.PL.(STEEL PERFORATED)) | ARIA 86 MOUNT.PL.(STEEL PERFORATED))
4TBA831338C0100 | AR108Q03 | Active | 5411815234767 | 139.2 | 1 | 1 | stuk | ARIA | BE31190 | 2B (L31 ARIA CABINETS) | stuk | ARIA 108Mont.pl.(staal geperforeerd) | Plaque de mont ARIA 108 tôle perforée 1 | ARIA 108 MOUNT.PL.(STEEL PERFORATED) | ARIA 108 MOUNT.PL.(STEEL PERFORATED)
4TBA831533C0100 | AR831533 | Active | 5411815234835 | 11.67 | 1 | 1 | stuk | ARIA | BE31190 | 2B (L31 ARIA CABINETS) | stuk | ARIA CANOPY REPLACEMENT 75-86-108 | ARIA CANOPY REPLACEMENT 75-86-108 | ARIA CANOPY REPLACEMENT 75-86-108 | ARIA CANOPY REPLACEMENT 75-86-108
4TBA831790C0100 | AR043E03 | Active | 5411815234927 | 33.01 | 1 | 1 | stuk | ARIA Equipped | BE31190 | 2B (L31 ARIA CABINETS) | stuk | ARIA 43 afdekpl.v.indiv.Mod.afdekpl | Aria 43 support plastron (2 R) pr plastr | ARIA 43 COVER PLATE FOR IND MOD COVER PL | ARIA 43 COVER PLATE FOR IND MOD COVER PL
4TBA831791C0100 | AR054E03 | Active | 5411815234934 | 40.95 | 1 | 1 | stuk | ARIA Equipped | BE31190 | 2B (L31 ARIA CABINETS) | stuk | ARIA 54 afdekpl.v.indiv.Mod.afdekpl | Aria 54 support plastron (3 R) pr plastr | ARIA 54 COVER PLATE FOR IND MOD COVER PL | ARIA 54 COVER PLATE FOR IND MOD COVER PL
4TBA831792C0100 | AR064E03 | Active | 5411815234941 | 43.17 | 1 | 1 | stuk | ARIA Equipped | BE31190 | 2B (L31 ARIA CABINETS) | stuk | ARIA 64 afdekpl.v.indiv.Mod.afdekpl | Aria 64 support plastron (3 R) pr plastr | ARIA 64 COVER PLATE FOR IND MOD COVER PL | ARIA 64 COVER PLATE FOR IND MOD COVER PL
4TBA831793C0100 | AR075E03 | Active | 5411815234958 | 58.42 | 1 | 1 | stuk | ARIA Equipped | BE31190 | 2B (L31 ARIA CABINETS) | stuk | ARIA 75 afdekpl.v.indiv.Mod.afdekpl | Aria 75 support plastron (4 R) pr plastr | ARIA 75 COVER PLATE FOR IND MOD COVER PL | ARIA 75 COVER PLATE FOR IND MOD COVER PL
4TBA831794C0100 | AR086E03 | Active | 5411815234965 | 84.8 | 1 | 1 | stuk | ARIA Equipped | BE31190 | 2B (L31 ARIA CABINETS) | stuk | ARIA 86 afdekpl.v.indiv.Mod.Afdekpl | Aria 86 support plastron (2x4 R) pr plas | ARIA 86 COVER PLATE FOR IND MOD COVER PL | ARIA 86 COVER PLATE FOR IND MOD COVER PL
4TBA831795C0100 | AR108E03 | Active | 5411815234972 | 110.94 | 1 | 1 | stuk | ARIA Equipped | BE31190 | 2B (L31 ARIA CABINETS) | stuk | ARIA 108 afdekpl.v.indiv.Mod.Afdekpl | Aria 108 support plastron (2x5 R) pr pla | ARIA 108 COVER PL FOR IND MOD COVER PL | ARIA 108 COVER PL FOR IND MOD COVER PL
4TBA831796C0100 | AR043R03 | Active | 5411815234989 | 32.07 | 1 | 1 | stuk | ARIA Equipped | BE31190 | 2B (L31 ARIA CABINETS) | stuk | ARIA 43-86 indiv.Mod.afdekplaat(12mod) | Aria 43/86 plastron individuel 1 R pr ap | ARIA 43/86 IND MOD COVER PLATE 12 MOD | ARIA 43/86 IND MOD COVER PLATE 12 MOD
4TBA831797C0100 | AR043N03 | Active | 5411815234996 | 32.83 | 1 | 1 | stuk | ARIA Equipped | BE31190 | 2B (L31 ARIA CABINETS) | stuk | ARIA 43-86 indiv.Mod.afdekplaat blind | Aria 43/86 plastron plein individuel 1 R | ARIA 43/86 IND MOD COVER PLATE BLIND | ARIA 43/86 IND MOD COVER PLATE BLIND
4TBA831798C0100 | AR054R03 | Active | 5411815235009 | 36.21 | 1 | 1 | stuk | ARIA Equipped | BE31190 | 2B (L31 ARIA CABINETS) | stuk | ARIA 54 indiv.Mod.afdekplaat (17Mod.) | Aria 54 plastron individuel 1 R pr app.m | ARIA 54 IND MOD COVER PLATE 17 MODULES | ARIA 54 IND MOD COVER PLATE 17 MODULES
4TBA831799C0100 | AR054N03 | Active | 5411815235016 | 35.45 | 1 | 1 | stuk | ARIA Equipped | BE31190 | 2B (L31 ARIA CABINETS) | stuk | ARIA 54 indiv.Mod.afdekplaat blind | Aria 54 plastron plein individuel 1R | ARIA 54 IND MOD COVER PLATE BLIND | ARIA 54 IND MOD COVER PLATE BLIND
4TBA831800C0100 | AR064R03 | Active | 5411815235023 | 35.58 | 1 | 1 | stuk | ARIA Equipped | BE31190 | 2B (L31 ARIA CABINETS) | stuk | ARIA 64-108 indiv.Mod.afdekplaat(18mod) | Aria 64/108 plastron individuel 1 R pr a | ARIA 64/108 IND MOD COVER PLATE 18 MOD | ARIA 64/108 IND MOD COVER PLATE 18 MOD
4TBA831801C0100 | AR064N03 | Active | 5411815235030 | 35.35 | 1 | 1 | stuk | ARIA Equipped | BE31190 | 2B (L31 ARIA CABINETS) | stuk | ARIA 64-108 indiv.Mod.afdekplaat blind | Aria 64 plastron plein individuel 1R | ARIA 64/108 PVC IND MOD COV PLATE BLIND | ARIA 64/108 PVC IND MOD COV PLATE BLIND
4TBA831802C0100 | AR075R03 | Active | 5411815235047 | 36.13 | 1 | 1 | stuk | ARIA Equipped | BE31190 | 2B (L31 ARIA CABINETS) | stuk | ARIA 75 indiv.Mod.afdekplaat (22Mod.) | Aria 75 plastron individuel 1 R pr app.m | ARIA 75 IND MOD COVER PLATE 22 MODULES | ARIA 75 IND MOD COVER PLATE 22 MODULES
4TBA831803C0100 | AR075N03 | Active | 5411815235054 | 36.6 | 1 | 1 | stuk | ARIA Equipped | BE31190 | 2B (L31 ARIA CABINETS) | stuk | ARIA 75 indiv.Mod.afdekplaat blind | Aria 75 plastron plein individuel 1 R | ARIA 75 IND MOD COVER PLATE BLIND | ARIA 75 IND MOD COVER PLATE BLIND
4TBA831809C0100 | AR054P23 | Active | 5411815235092 | 174.17 | 1 | 1 | stuk | ARIA Equipped | BE31190 | 2B (L31 ARIA CABINETS) | stuk | ARIA 54 CABINET 2PLS DB 3MM | arm. ARIA 54 fermeture a 2 points ave | ARIA 54 CABINET 2PLS DB 3MM | ARIA 54 CABINET 2PLS DB 3MM
4TBA831810C0100 | AR064P23 | Active | 5411815235108 | 191.49 | 1 | 1 | stuk | ARIA Equipped | BE31190 | 2B (L31 ARIA CABINETS) | stuk | ARIA 64 CABINET 2PLS DB 3MM | ARIA 64 COFFRET FA2P DP 3MM | ARIA 64 CABINET 2PLS DB 3MM | ARIA 64 CABINET 2PLS DB 3MM
4TBA831811C0100 | AR075P23 | Active | 5411815235115 | 267.82 | 1 | 1 | stuk | ARIA Equipped | BE31190 | 2B (L31 ARIA CABINETS) | stuk | ARIA 75 CABINET 2PLS DB 3MM | ARIA 75 COFFRET FA2P DP 3MM | ARIA 75 CABINET 2PLS DB 3MM | ARIA 75 CABINET 2PLS DB 3MM
4TBA831812C0100 | AR054T23 | Active | 5411815235122 | 240.41 | 1 | 1 | stuk | ARIA Equipped | BE31190 | 2B (L31 ARIA CABINETS) | stuk | ARIA 54 CABINET+WINDOW 2PLS DB 3MM | ARIA 54 COFFRET+VISUEL FA2P DP 3MM | ARIA 54 CABINET+WINDOW 2PLS DB 3MM | ARIA 54 CABINET+WINDOW 2PLS DB 3MM
4TBA831813C0100 | AR064T23 | Active | 5411815235139 | 265.93 | 1 | 1 | stuk | ARIA Equipped | BE31190 | 2B (L31 ARIA CABINETS) | stuk | ARIA 64 CABINET+WINDOW 2PLS DB 3MM | ARIA 64 COFFRET+VISUEL FA2P DP 3MM | ARIA 64 CABINET+WINDOW 2PLS DB 3MM | ARIA 64 CABINET+WINDOW 2PLS DB 3MM
4TBA831814C0100 | AR075T23 | Active | 5411815235146 | 355.48 | 1 | 1 | stuk | ARIA Equipped | BE31190 | 2B (L31 ARIA CABINETS) | stuk | ARIA 75 CABINET+WINDOW 2PLS DB 3MM | ARIA 75 COFFRET+VISUEL FA2P DP 3MM | ARIA 75 CABINET+WINDOW 2PLS DB 3MM | ARIA 75 CABINET+WINDOW 2PLS DB 3MM
4TBA831815C0100 | AR043T23 | Active | 5411815235153 | 226.94 | 1 | 1 | stuk | ARIA Equipped | BE31190 | 2B (L31 ARIA CABINETS) | stuk | ARIA 43 CABINET+WINDOW 3PLS DB 3MM | ARIA 43 COFFRET+VISUEL FA3P DP 3MM | ARIA 43 CABINET+WINDOW 3PLS DB 3MM | ARIA 43 CABINET+WINDOW 3PLS DB 3MM
4TBA831821C0100 | AR831821 | Active | 5411815235160 | 53.54 | 1 | 1 | stuk | ARIA Equipped | BE31190 | 2B (L31 ARIA CABINETS) | stuk | ARIA Handgreep 40mm | HANDLE FOR LOCK 40 MM | HANDLE FOR LOCK 40 MM | HANDLE FOR LOCK 40 MM
4TBA831822C0100 | AR831822 | Active | 5411815235177 | 99.34 | 1 | 1 | stuk | ARIA Equipped | BE31190 | 2B (L31 ARIA CABINETS) | stuk | ARIA Handgreep hangslot Vergr. 40mm | Poignée Serr Cadenas 40 mm | Handle for lock 40 mm with padlocking | Handle for lock 40 mm with padlocking
4TBA831953C0100 | AR831953 | Active | 5411815235283 | 3.01 | 1 | 10 | stuk | ARIA | BE31190 | 2B (L31 ARIA CABINETS) | stuk | ARIA75-86-108 Scharnierpin Lengte 131,5mm (10St) | Scharnierpin ARIA 75-86-108 Lengte 131,5mm (10St) | Scharnierpin ARIA 75-86-108 Lengte 131,5mm (10St) | Scharnierpin ARIA 75-86-108 Lengte 131,5mm (10St)
4TBA891601N0100 | AR064FR | Active | 5411815235429 | 200.7 | 1 | 1 | stuk | ARIA Equipped | BE31190 | 2K (L41 ARIA CABINETS EQ) | stuk | ARIA 64 buizensokkel | SOCLE METAL.TUBULAIRE ARIA 64 | TUB.SUPP.FRAME FR ARIA 64 | TUB.SUPP.FRAME FR ARIA 64
4TBA891608C0100 | AR891608 | Active | 5411815235436 | 76.31 | 1 | 1 | stuk | ARIA Equipped | BE31190 | 2K (L41 ARIA CABINETS EQ) | stuk | ARIA 64 paalbevestiging | Pole mount. ARIA 64 | Pole mount. ARIA 64 | Pole mount. ARIA 64
4TBA891663N2100 | AR891663 | Active | 5411815235481 | 1146.1 | 1 | 1 | stuk | ARIA Equipped | BE31190 | 2K (L41 ARIA CABINETS EQ) | stuk | ARIA 75 Bouwwerfkast 32A (type1) | Coffret de chantier ARIA75-32A(type1) | Tempory service enc ARIA75-32A | Tempory service enc ARIA75-32A
4TBA891664N2100 | AR891664 | Active | 5411815235498 | 1203.57 | 1 | 1 | stuk | ARIA Equipped | BE31190 | 2K (L41 ARIA CABINETS EQ) | stuk | ARIA 75 Bouwwerfkast 63A (type2) | Coffret de chantier ARIA75-63A(type2) | Tempory service enc ARIA75-63A | Tempory service enc ARIA75-63A
4TBA891666N2100 | AR891666 | Active | 5411815235511 | 1266.77 | 1 | 1 | stuk | ARIA Equipped | BE31190 | 2K (L41 ARIA CABINETS EQ) | stuk | ARIA 75 Bouwwerfkast 32A (type1) | Coffr.de chant. ARIA75-32A(type1) | Tempory service enc ARIA75-32A | Tempory service enc ARIA75-32A
4TBA891667N2100 | AR891667 | Active | 5411815235528 | 1324.23 | 1 | 1 | stuk | ARIA Equipped | BE31190 | 2K (L41 ARIA CABINETS EQ) | stuk | ARIA 75 Bouwwerfkast 63A (type2) | Cof.de chant. ARIA75-63A(type2) | Tempory service enc ARIA75-63A | Tempory service enc ARIA75-63A
4TBB600346C0200 | FOBCGM2 | Active | 5411815235610 | 0.98 | 1 | 25 | stuk | Flex-O-box | BE31190 | 1V (F23 JUNCT.BOX6-10MM2) | stuk | Flex-O-Box invoer M20 en M16 | Entrée M 20 tubes M20 et M16 | TUBE M 20 FOR TUBE DIA. 20 & 16 MM | TUBE M 20 FOR TUBE DIA. 20 & 16 MM
4TBB600650C0200 | FOBT6L | Active | 5411815235627 | 4.15 | 1 | 20 | stuk | Flex-O-box | BE31190 | 1V (F23 JUNCT.BOX6-10MM2) | stuk | Flex-O-Box steun m 5 schroefklemmen 6mm² | Support a 5 bornes a vis 6mm2 | TERMINAL STRIP 6 MM2 - 500V HOLE-TYPE | TERMINAL STRIP 6 MM2 - 500V HOLE-TYPE
4TBB600651C0200 | FOB6MM | Active | 5411815235634 | 4.83 | 1 | 10 | stuk | Flex-O-box | BE31190 | 1V (F23 JUNCT.BOX6-10MM2) | stuk | Flex-O-Box JB6 6mm2 ledig | Flex-o-Box JB6 - boîte de dérivation 6mm | 6MM2 JUNCTION BOX SERIES FLEX O BOX | 6MM2 JUNCTION BOX SERIES FLEX O BOX
4TBB600656C0200 | FOB25MM | Active | 5411815235658 | 3.9 | 1 | 10 | stuk | Flex-O-box | BE31190 | 1U (F21 JUNCT.BOX 2.5MM2) | stuk | Flex-o-Box Junior 2.5mm² | Flex-o-Box Junior - boîte de dérivation | 2.5MM2 JUNCTION BOX SERIES FLEX O BOX | 2.5MM2 JUNCTION BOX SERIES FLEX O BOX
4TBB600931C0200 | FOB61TUB1 | Active | 5411815235672 | 0.98 | 1 | 100 | stuk | Flex-O-box | BE31190 | 1V (F23 JUNCT.BOX6-10MM2) | stuk | Flex-O-Box buisinvoer grijs | Entrée de tube gris | ENTRY SOCKET | ENTRY SOCKET
4TBB600933C0200 | FOB61TUB3 | Active | 5411815235689 | 0.98 | 1 | 25 | stuk | Flex-O-box | BE31190 | 1V (F23 JUNCT.BOX6-10MM2) | stuk | Flex-O-Box PG16 voor buis 5/8" | Entrée PG16 pr tube 5/8'' | PG16 ENTRY SOCKET | PG16 ENTRY SOCKET
4TBB600934C0200 | FOB61TUB4 | Active | 5411815235696 | 0.78 | 1 | 25 | stuk | Flex-O-box | BE31190 | 1V (F23 JUNCT.BOX6-10MM2) | stuk | Flex-O-Box PG16 voor buis 3/4'' | Entrée PG16 pr tube 3/4'' | PG16 ENTRY SOCKET | PG16 ENTRY SOCKET
4TBB600945C0200 | FOB61CAP | Active | 5411815235702 | 0.71 | 1 | 25 | stuk | Flex-O-box | BE31190 | 1V (F23 JUNCT.BOX6-10MM2) | stuk | Flex-O-Box PG16 stopmoer | Bouchon d#obturation PG16 gris | PG16 INSULATED CAP | PG16 INSULATED CAP
4TBB600946C0200 | FOB61PG16 | Active | 5411815235719 | 2.25 | 1 | 25 | stuk | Flex-O-box | BE31190 | 1V (F23 JUNCT.BOX6-10MM2) | stuk | Flex-O-Box pakkingsbus PG16 | GLAND PG16 | GLAND PG16 | GLAND PG16
4TBB600948C0200 | FOBSCIP54 | Active | 5411815235726 | 7.15 | 1 | 8 | stuk | Flex-O-box | BE31190 | 1V (F23 JUNCT.BOX6-10MM2) | stuk | Flex-O-Box 6-10mm² ledig IP54 7 x PG16 | Boîte de dérivation 6-10mm2 vide IP54 av | JUNCTION BOX 6-10MM2-IP54 | JUNCTION BOX 6-10MM2-IP54
4TBB600951C0200 | FOB61G16 | Active | 5411815235740 | 2.21 | 1 | 25 | stuk | Flex-O-box | BE31190 | 1V (F23 JUNCT.BOX6-10MM2) | stuk | Flex-O-Box PG16 pakkingsbus | Presse-étoupe PG16 gris | GLAND PG16 | GLAND PG16
4TBB600952C0200 | FOB61CR | Active | 5411815235757 | 0.59 | 1 | 100 | stuk | Flex-O-box | BE31190 | 1V (F23 JUNCT.BOX6-10MM2) | stuk | Flex-O-Box kabelinvoer 4-16mm2 | Passe-câble 4-16mm2 | Cable entry 4-16mm2 | Cable entry 4-16mm2
4TBB600953C0200 | FOB61IP54 | Active | 5411815235764 | 5.46 | 1 | 1 | stuk | Flex-O-box | BE31190 | 1V (F23 JUNCT.BOX6-10MM2) | stuk | Flex-O-Box 6-10mm2 IP54 7 x PG16 | Boîte de dérivation 6-10mm2 IP54 7 entr. | JUNCTION BOX 6-10MM2 IP54 | JUNCTION BOX 6-10MM2 IP54
4TBB600954C0200 | FOB25IV | Active | 5411815235771 | 4.4 | 1 | 15 | stuk | Flex-O-box | BE31190 | 1U (F21 JUNCT.BOX 2.5MM2) | stuk | Flex-O-Box 25mm2 ivoor met klemmensteun | Boîte de dérivation 25mm2 IP54 ivoire a | JUNCTION BOX IP30+TERMINAL STRIP | JUNCTION BOX IP30+TERMINAL STRIP
4TBB600955C0200 | FOB25GR | Active | 5411815235788 | 4.45 | 1 | 15 | stuk | Flex-O-box | BE31190 | 1U (F21 JUNCT.BOX 2.5MM2) | stuk | Flex-O-Box 25mm2 grijs met klemmensteun | Boîte de dérivation 25mm2 IP54 grise av | JUNCTION BOX IP30+TERMINAL STRIP | JUNCTION BOX IP30+TERMINAL STRIP
4TBC610017C0100 | ACC610017 | Active | 5411815235887 | 91.91 | 1 | 1 | stuk | ELIS terminals | BE31190 | 16 (C26 CONNEC.TECH.TERM) | stuk | Rail 12x550 klem,schroeven | Barre 12x5 avec 50 cavaliers | EARTH BAR L = 1,2 M | EARTH BAR L = 1,2 M
4TBC610018C0100 | ACC610018 | Active | 5411815235894 | 12.43 | 1 | 1 | stuk | ELIS terminals | BE31190 | 16 (C26 CONNEC.TECH.TERM) | stuk | Railsteun 4x(12x5) DIN-rail bevest. | Support de barres rail DIN | BUSBAR SUPPORT | BUSBAR SUPPORT
4TBC610065C0100 | ACC610065 | Active | 5411815235924 | 11.1 | 1 | 1 | stuk | ELIS terminals | BE31190 | 16 (C26 CONNEC.TECH.TERM) | stuk | VERDEELKLEM 14X16MM2 | Barrette raccordement 14x16mm2 | CONN.TERM.14 X 16 MM2 | CONN.TERM.14 X 16 MM2
4TBC610312C0100 | ACC610312 | Active | 5411815235931 | 2.26 | 1 | 1 | stuk | ELIS terminals | BE31190 | 16 (C26 CONNEC.TECH.TERM) | stuk | Ophoogstut symm.DIN-rail h=21mm | Rehausse DINRAIL 21mm | HEIGHT EXTENSION | HEIGHT EXTENSION
4TBC779201C0100 | ACC779201 | Active | 5411815235962 | 34.69 | 1 | 1 | stuk | Series 55 | BE31190 | 35 (W11 CONN.ENERGY DIST) | stuk | klemstrook 35mm² | TERMINAL STRIP | TERMINAL STRIP | TERMINAL STRIP
4TBC779202C0100 | ACC779202 | Active | 5411815235979 | 44.97 | 1 | 1 | stuk | Accessories for General Purpose Enclosures | BE31190 | 35 (W11 CONN.ENERGY DIST) | stuk | klemstrook 35mm² 2Moeren | REG BORNES 35MM2 2ECROU | TERMINAL STRIP 25/35SQ 4P | TERMINAL STRIP 25/35SQ 4P
4TBC779203C0100 | ACC779203 | Active | 5411815235986 | 15.73 | 1 | 1 | stuk | Accessories for General Purpose Enclosures | BE31190 | 35 (W11 CONN.ENERGY DIST) | stuk | Drukmoerenset 35mm² st | SET 4 ECROUS SERR 35MM2 | SET OF 4 CLAMPING NUTS | SET OF 4 CLAMPING NUTS
4TBC779204C0100 | ACC779204 | Active | 5411815235993 | 55.64 | 1 | 1 | stuk | Accessories for General Purpose Enclosures | BE31190 | 35 (W11 CONN.ENERGY DIST) | stuk | klemSTR 35MM2 DD | REG BORNES 35MM2 DP COIFFE | TERMINAL 25/35MM2 4P | TERMINAL 25/35MM2 4P
4TBC779205C0100 | ACC779205 | Active | 5411815236006 | 57.83 | 1 | 1 | stuk | Accessories for General Purpose Enclosures | BE31190 | 35 (W11 CONN.ENERGY DIST) | stuk | klemSTR 35MM2 K+2M+DIN | REG BORNES 35MM2 C+2E+DIN | TERMINAL 25/35MM2 W/ CAP | TERMINAL 25/35MM2 W/ CAP
4TBC779212C0100 | ACC779212 | Active | 5411815236013 | 26.59 | 1 | 1 | stuk | Accessories for General Purpose Enclosures | BE31190 | 35 (W11 CONN.ENERGY DIST) | stuk | klemSTEUN 16MM2 ZA | ROSACE BORNES 16MM2 ST | TERMINAL BLOCK 10-16MM2 | TERMINAL BLOCK 10-16MM2
4TBC779213C0100 | ACC779213 | Active | 5411815236020 | 31.79 | 1 | 1 | stuk | Accessories for General Purpose Enclosures | BE31190 | 35 (W11 CONN.ENERGY DIST) | stuk | klemSTEUN 16MM2 DZA | ROSACE BORNES 16MM2 DST | TERMINAL BLOCK 10-16MM2 | TERMINAL BLOCK 10-16MM2
4TBC779214C0100 | ACC779214 | Active | 5411815236037 | 32.45 | 1 | 1 | stuk | Accessories for General Purpose Enclosures | BE31190 | 35 (W11 CONN.ENERGY DIST) | stuk | klemSTEUN 16MM2+A | ROCACE BORNES 16MM2+T | TERMINAL BLOCK 10-16MM2 | TERMINAL BLOCK 10-16MM2
4TBC779215C0100 | ACC779215 | Active | 5411815236044 | 36.86 | 1 | 1 | stuk | Accessories for General Purpose Enclosures | BE31190 | 35 (W11 CONN.ENERGY DIST) | stuk | klemSTEUN 16MM2+A+DIN | ROSACE BORNES 16MM2+T+DIN | TERMINAL BLOCK 10-16MM2 | TERMINAL BLOCK 10-16MM2
4TBC779216C0100 | ACC779216 | Active | 5411815236051 | 11.25 | 1 | 1 | stuk | Accessories for General Purpose Enclosures | BE31190 | 35 (W11 CONN.ENERGY DIST) | stuk | SET 4 DRUKMOER 16MM2 | ECROU DE SERRAGE 16MM2 | SET OF 4 CLAMPING NUTS | SET OF 4 CLAMPING NUTS
4TBC779218C0100 | ACC779218 | Active | 5411815236075 | 56.95 | 1 | 1 | stuk | Accessories for General Purpose Enclosures | BE31190 | 35 (W11 CONN.ENERGY DIST) | stuk | AFTAKKLEM 2 DRUKSTUKKEN 90/150MM2 | BORNE DERIV 2 BUTEE 90/150MM2 | BUSBAR CLAMP | BUSBAR CLAMP
4TBC779219C0100 | ACC779219 | Active | 5411815236082 | 73.35 | 1 | 1 | stuk | Accessories for General Purpose Enclosures | BE31190 | 35 (W11 CONN.ENERGY DIST) | stuk | AFTAKKLEM 3 DRUKSTUKKEN 90/150MM2 | BORNE DERIV 3 BUTEE 90/150MM2 | BUSBAR CLAMP | BUSBAR CLAMP
4TBC779221C0100 | ACC779221 | Active | 5411815236099 | 41.57 | 1 | 1 | stuk | Accessories for General Purpose Enclosures | BE31190 | 35 (W11 CONN.ENERGY DIST) | stuk | AFTAKKLEM 2 DRUKSTUKKEN 35/70MM2 | BORNE DERIV 2 BUTEE 35/70MM2 | BUSBAR CLAMP | BUSBAR CLAMP
4TBC779222C0100 | ACC779222 | Active | 5411815236105 | 51.06 | 1 | 1 | stuk | Accessories for General Purpose Enclosures | BE31190 | 35 (W11 CONN.ENERGY DIST) | stuk | AFTAKKLEM 3 DRUKSTUKKEN 35/70MM2 | BORNE DERIV 3 BUTEE 35/70MM2 | BUSBAR CLAMP | BUSBAR CLAMP
4TBC779223C0100 | ACC779223 | Active | 5411815236112 | 15.5 | 1 | 1 | stuk | Accessories for General Purpose Enclosures | BE31190 | 35 (W11 CONN.ENERGY DIST) | stuk | Rubber isolatie klem 90-150mm2 | RUBBER ISOL.CAP (95-150 sq.mm) | RUBBER ISOL.CAP (95-150 sq.mm) | RUBBER ISOL.CAP (95-150 sq.mm)
4TBC779224C0100 | ACC779224 | Active | 5411815236129 | 13.13 | 1 | 1 | stuk | Accessories for General Purpose Enclosures | BE31190 | 35 (W11 CONN.ENERGY DIST) | stuk | Rubber isolatie klem 35-70mm2 | RUBBER ISOL.CAP (35-70 sq.mm) | RUBBER ISOL.CAP (35-70 sq.mm) | RUBBER ISOL.CAP (35-70 sq.mm)
4TBC811096C0100 | ACC811096 | Active | 5411815236136 | 213.56 | 1 | 1 | stuk | Accessories for General Purpose Enclosures | BE31190 | 2O (L52 CAS.CABIN&POWERF) | stuk | Afdekplaat kunststof 1900X900x3mm oranje | PLAQ RECOUV 1900X900 | COVER PLATE 1900X900 | COVER PLATE 1900X900
4TBC811336C0100 | ACC811336 | Active | 4022903013136 | 2.92 | 1 | 1 | stuk | Accessories for General Purpose Enclosures | BE31190 | 2O (L52 CAS.CABIN&POWERF) | stuk | Ophoogstuk M4-M6 L=15MM | Pilier de rehaussement 10 M4-M6 L15mm t | STUDS M4-M6 L=15MM | STUDS M4-M6 L=15MM
4TBC811337C0100 | ACC811337 | Active | 4022903013143 | 2.56 | 1 | 1 | stuk | Accessories for General Purpose Enclosures | BE31190 | 2O (L52 CAS.CABIN&POWERF) | stuk | Ophoogstuk M6 L=15MM (100) | Pilier de rehaussement 10 M6-M6 L15mm t | STUT M6-M6 L=15MM (100) | STUT M6-M6 L=15MM (100)
4TBC811338C0100 | ACC811338 | Active | 4022903013150 | 2.56 | 1 | 1 | stuk | Accessories for General Purpose Enclosures | BE31190 | 2O (L52 CAS.CABIN&POWERF) | stuk | Ophoogstuk M6 L=20MM (100) | Pilier de rehaussement 10 M6-M6 L20mm t | STUT M6-M6 L=20MM (100) | STUT M6-M6 L=20MM (100)
4TBC811339C0100 | ACC811339 | Active | 4022903013167 | 2.56 | 1 | 1 | stuk | Accessories for General Purpose Enclosures | BE31190 | 2O (L52 CAS.CABIN&POWERF) | stuk | Ophoogstuk M6 L=30MM (100) | Pilier de rehaussement 10 M6-M6 L30mm t | STUT M6-M6 L=30MM (100) | STUT M6-M6 L=30MM (100)
4TBC811340C0100 | ACC811340 | Active | 4022903013174 | 3.58 | 1 | 1 | stuk | Accessories for General Purpose Enclosures | BE31190 | 2O (L52 CAS.CABIN&POWERF) | stuk | Ophoogstuk M6 L=70MM (100) | Pilier de rehaussement 10 M6-M6 L70mm t | STUT M6-M6 L=70MM (100) | STUT M6-M6 L=70MM (100)
4TBC811341C0100 | ACC811341 | Active | 4022903013181 | 5.87 | 1 | 1 | stuk | Accessories for General Purpose Enclosures | BE31190 | 2O (L52 CAS.CABIN&POWERF) | stuk | Ophoogstuk M6 L=120MM (100) | Pilier de rehaussement 10 M6-M6 L120mmt | STUD M6-M6 L=120MM (100) | STUD M6-M6 L=120MM (100)
4TBC811342C0100 | ACC811342 | Active | 4022903013198 | 3.08 | 1 | 1 | stuk | Accessories for General Purpose Enclosures | BE31190 | 2O (L52 CAS.CABIN&POWERF) | stuk | Ophoogstuk M6 L=60MM (100) | Pilier de rehaussement 10 M6-M6 L60mm t | STUT M6-M6 L=60MM (100) | STUT M6-M6 L=60MM (100)
4TBC811343C0100 | ACC811343 | Active | 4022903013204 | 2.99 | 1 | 1 | stuk | Accessories for General Purpose Enclosures | BE31190 | 2O (L52 CAS.CABIN&POWERF) | stuk | Ophoogstuk M6 L=30MM (100) | Pilier de rehaussement 10mm M6-M6 L30 t | STUT M6-M6 L=30MM (100) | STUT M6-M6 L=30MM (100)
4TBC811362C0100 | ACC811362 | Active | 5411815236280 | 1.42 | 1 | 1 | stuk | Accessories for General Purpose Enclosures | BE31190 | 2O (L52 CAS.CABIN&POWERF) | stuk | GLIJMOER M8 MET VEER (50) | ECROU A RESSORT M8 (50) | M8 SLIDING NUT 30x15 | M8 SLIDING NUT 30x15
4TBC811363C0100 | ACC811363 | Active | 5411815236297 | 1.42 | 1 | 1 | stuk | Accessories for General Purpose Enclosures | BE31190 | 2O (L52 CAS.CABIN&POWERF) | stuk | Glijmoer M6 voor c-prof. 30x15 (25 st.) | Ecrou mobile profilés C30x15x15 M6 | SLIDING NUT M6 MET VEER (25) | SLIDING NUT M6 MET VEER (25)
4TBC811365C0100 | ACC811365 | Active | 5411815236303 | 1 | 1 | 1 | stuk | Accessories for General Purpose Enclosures | BE31190 | 2O (L52 CAS.CABIN&POWERF) | stuk | GLIJMOER M6 (50) | Ecrou mobile profilés C25x10x1 M6 | M6 SLIDING NUT 25x10 | M6 SLIDING NUT 25x10
4TBC811421C0100 | ACC811421 | Active | 5411815236327 | 18.12 | 1 | 1 | stuk | Accessories for General Purpose Enclosures | BE31190 | 2O (L52 CAS.CABIN&POWERF) | stuk | PROFIEL 25X15 N10.1(L=3M) | alu PROFIEL 25X15 N10.1( | ALUMINIUM PROFILE 25X15 N10.1(L=3M) | ALUMINIUM PROFILE 25X15 N10.1(L=3M)
4TBC811446C0100 | ACC811446 | Active | 4022903014249 | 0.67 | 1 | 100 | stuk | Accessories for General Purpose Enclosures | BE31190 | 2O (L52 CAS.CABIN&POWERF) | stuk | MOERM6 18X18X4 (100) | Nut M6 18X18X4 (100) | Nut M6 18X18X4 (100) | Nut M6 18X18X4 (100)
4TBC811451R0100 | ACC811451 | Active | 4022903014256 | 1.7 | 1 | 100 | stuk | Accessories for General Purpose Enclosures | BE31190 | 2O (L52 CAS.CABIN&POWERF) | stuk | DRUKSCHROEFM6 PVC | Vis de fix M6 en PVC | SCREWS M6 IN PVC FOR COVERPLATE SEALABLE | SCREWS M6 IN PVC FOR COVERPLATE SEALABLE
4TBC811454R0100 | ACC811454 | Active | 4022903014263 | 2.35 | 1 | 100 | stuk | Accessories for General Purpose Enclosures | BE31190 | 2O (L52 CAS.CABIN&POWERF) | stuk | OPHOOGSTUT H=25 (100) | Pilier de rehaussement 9 H25mm | STUDS WITH KEY WID M6-M6 H=25 (100) | STUDS WITH KEY WID M6-M6 H=25 (100)
4TBC811455R0100 | ACC811455 | Active | 4022903014270 | 2.54 | 1 | 100 | stuk | Accessories for General Purpose Enclosures | BE31190 | 2O (L52 CAS.CABIN&POWERF) | stuk | OPHOOGSTUT H=35 (100) | Pilier de rehaussement 9 H35mm | STUDS WITH KEY WIDTH 9 M6-M6 H=35 (100) | STUDS WITH KEY WIDTH 9 M6-M6 H=35 (100)
4TBC811457R0100 | ACC811457 | Active | 4022903014294 | 3.17 | 1 | 100 | stuk | Accessories for General Purpose Enclosures | BE31190 | 2O (L52 CAS.CABIN&POWERF) | stuk | OPHOOGSTUT H=55 (100) | Pilier de rehaussement 9 H55mm | STUDS KEY WIDTH 9 M6-M6 H=55 (100) | STUDS KEY WIDTH 9 M6-M6 H=55 (100)
4TBC811458R0100 | ACC811458 | Active | 4022903014300 | 3.5 | 1 | 100 | stuk | Accessories for General Purpose Enclosures | BE31190 | 2O (L52 CAS.CABIN&POWERF) | stuk | OPHOOGSTUT H=65 (100) | Pilier de rehaussement 9 H65mm | STUDS FEY WIDTH 0 M6-M6 L=65 (100) | STUDS FEY WIDTH 0 M6-M6 L=65 (100)
4TBC811460R0100 | ACC811460 | Active | 4022903014317 | 4.1 | 1 | 100 | stuk | Accessories for General Purpose Enclosures | BE31190 | 2O (L52 CAS.CABIN&POWERF) | stuk | OPHOOGSTUT H=80 (100) | Pilier de rehaussement 9 H80mm | STUDS KEY WIDTH 9 M6-M6 H=80 (100) | STUDS KEY WIDTH 9 M6-M6 H=80 (100)
4TBC811461R0100 | ACC811461 | Active | 4022903014324 | 4.67 | 1 | 100 | stuk | Accessories for General Purpose Enclosures | BE31190 | 2O (L52 CAS.CABIN&POWERF) | stuk | OPHOOGSTUT H=100 (100) | Pilier de rehaussement 9 H100mm | STUDS KEY WIDTH 9 M6-M6 H=100 (100) | STUDS KEY WIDTH 9 M6-M6 H=100 (100)
4TBC811478R0100 | ACC811478 | Active | 4022903014348 | 2.37 | 1 | 100 | stuk | Accessories for General Purpose Enclosures | BE31190 | 2O (L52 CAS.CABIN&POWERF) | stuk | GETANDE WINKELHAAK 40MM | BRACKETS (100) | BRACKETS (100) | BRACKETS (100)
4TBC811479R0100 | ACC811479 | Active | 4022903014355 | 3.17 | 1 | 100 | stuk | Accessories for General Purpose Enclosures | BE31190 | 2O (L52 CAS.CABIN&POWERF) | stuk | GETANDE WINKELHAAK 80MM | BRACKETS (100) | BRACKETS (100) | BRACKETS (100)
4TBC811480C0100 | ACC811480 | Active | 4022903014362 | 4.9 | 1 | 100 | stuk | Accessories for General Purpose Enclosures | BE31190 | 2O (L52 CAS.CABIN&POWERF) | stuk | GETANDE WINKELHAAK 120MM | Equerre dentée l120 | BRACKETS (100) | BRACKETS (100)
4TBC811483C0100 | ACC811483 | Active | 4022903014379 | 0.48 | 1 | 100 | stuk | Accessories for General Purpose Enclosures | BE31190 | 2O (L52 CAS.CABIN&POWERF) | stuk | SCREWSM6Flang (100) | SCREWS M6 WITH FLANGE (100) | SCREWS M6 WITH FLANGE (100) | SCREWS M6 WITH FLANGE (100)
4TBC811619C0100 | ACC811619 | Active | 5411815236525 | 9.67 | 1 | 1 | stuk | Accessories for General Purpose Enclosures | BE31190 | 2O (L52 CAS.CABIN&POWERF) | stuk | C PROFILE 30-L=3M | C PROFILE 30-L=3M | C PROFILE 30-L=3M | C PROFILE 30-L=3M
4TBC890704C0100 | ACC890704 | Active | 5411815236860 | 2.61 | 1 | 1 | stuk | Series 55 | BE31190 | 35 (W11 CONN.ENERGY DIST) | stuk | Isolatiekap KIM rubber KL16 | PROTECTIVE TERMINAL CAP | PROTECTIVE TERMINAL CAP | PROTECTIVE TERMINAL CAP
4TBC890705C0100 | ACC890705 | Active | 5411815236877 | 30.61 | 1 | 1 | stuk | Series 55 | BE31190 | 35 (W11 CONN.ENERGY DIST) | stuk | klemsteun KIM klemSTEUN 16MM2 ZA | ROSACE A BORNES 16MM2 ST | TERMINAL BLOCK 10-16MM2 | TERMINAL BLOCK 10-16MM2
4TBC890838C0100 | ACC890838 | Active | 5411815236952 | 2.81 | 1 | 1 | stuk | Series 55 | BE31190 | 35 (W11 CONN.ENERGY DIST) | stuk | Isolatiekap KIM | COIFFE ISOLA BORN 25MM2 | Insulated cap | Insulated cap
4TBE783032R0100 | EH3AEECH | Active | 4022903016267 | 4.16 | 1 | 1 | stuk | EH - PEDESTALS | BE31190 | 2E (L34 EH 3 PEDESTALS) | stuk | EH3 Blindstop Dubb. swingh,le | Dummy Serr poignée double fermeture | BLINDSTOPFEN PROFILHALBZYLINDE | BLINDSTOPFEN PROFILHALBZYLINDE
4TBE783042C0100 | EH3AEEDH | Active | 5411815237416 | 166.19 | 1 | 1 | stuk | EH - PEDESTALS | BE31190 | 2E (L34 EH 3 PEDESTALS) | stuk | EH3 h,greepDubb. sluiting | Poignée a double fermeture | SCHWENKHEBELGRIFF DOPPELSCHL. | SCHWENKHEBELGRIFF DOPPELSCHL.
4TBE841037C0100 | EH1C14VHNA | Active | 5411815237508 | 235.11 | 1 | 1 | stuk | EH - PEDESTALS | BE31190 | 2C (L32 EH 1 PEDESTALS) | stuk | EH1 geventileerde voetpadkast | EH1 arm. trottoir ventilée click | EH1 PEDESTAL VENTILATED CLICK LOCK | EH1 PEDESTAL VENTILATED CLICK LOCK
4TBE841038C0100 | EH1C14NH | Active | 5411815237515 | 206.86 | 1 | 1 | stuk | EH - PEDESTALS | BE31190 | 2C (L32 EH 1 PEDESTALS) | stuk | EH1 niet-geventileerde voetpadkast | EH1 arm.trottoir non-ventilée click | EH1 PEDESTAL NON VENTILATED CLICK LOCK | EH1 PEDESTAL NON VENTILATED CLICK LOCK
4TBE841039N0100 | EH1AEEV3 | Active | 5411815237522 | 113.86 | 1 | 1 | stuk | EH - PEDESTALS | BE31190 | 2C (L32 EH 1 PEDESTALS) | stuk | EH1 geventileerd deksel | EH1 coiffe ventilée click | EH1 SPARE POLYESTER HOOD VENT. CLICK | EH1 SPARE POLYESTER HOOD VENT. CLICK
4TBE841040N0100 | EH1AEEN4 | Active | 5411815237539 | 85.59 | 1 | 1 | stuk | EH - PEDESTALS | BE31190 | 2C (L32 EH 1 PEDESTALS) | stuk | EH1 niet-geventileerd deksel | EH1 coiffe non-ventilée click | EH1 SPARE POLYESTER HOOD NO VENT. CLICK | EH1 SPARE POLYESTER HOOD NO VENT. CLICK
4TBE841041N0100 | EH1AEEEI | Active | 5411815237546 | 35.44 | 1 | 1 | stuk | EH - PEDESTALS | BE31190 | 2C (L32 EH 1 PEDESTALS) | stuk | EH1 set click slot voor basis | EH1 SPARE SET FIXATION LOCK TO BASE | EH1 SPARE SET FIXATION LOCK TO BASE | EH1 SPARE SET FIXATION LOCK TO BASE
4TBE842000C0100 | EH2M35EH | Active | 5411815237553 | 59.59 | 1 | 1 | stuk | EH - PEDESTALS | BE31190 | 2D (L33 EH 2 PEDESTALS) | stuk | EH2-BMOUNT.PL.(Pertinax) | Plaque de mont pertinax EH2-B | EH2-B MOUNT.PL.(Pertinax) | EH2-B MOUNT.PL.(Pertinax)
4TBE842001C0100 | EH2M45EH | Active | 5411815237560 | 98.48 | 1 | 1 | stuk | EH - PEDESTALS | BE31190 | 2D (L33 EH 2 PEDESTALS) | stuk | EH2 C+DMont.plaat | Plaque de mont pertinax EH2-C+D | EH2-C MOUNT.PL.(Pertinax) | EH2-C MOUNT.PL.(Pertinax)
4TBE842002C0100 | EH2M25EH | Active | 5411815237577 | 54.04 | 1 | 1 | stuk | EH - PEDESTALS | BE31190 | 2D (L33 EH 2 PEDESTALS) | stuk | EH2-AMOUNT.PLATE (Pertinax) | Plaque de mont pertinax EH2-A | EH2-A MOUNT.PLATE (Pertinax) | EH2-A MOUNT.PLATE (Pertinax)
4TBE842004C0100 | EH2OE5EG | Active | 5411815237584 | 25.42 | 1 | 1 | stuk | EH - PEDESTALS | BE31190 | 2D (L33 EH 2 PEDESTALS) | stuk | EH2 KABELTREKONTLASTING | Support pr fix de câbles EH2 | CABLE RELEASE SUPPORT | CABLE RELEASE SUPPORT
4TBE842072C0100 | EH2C25CH | Active | 5411815237652 | 585.62 | 1 | 1 | stuk | EH - PEDESTALS | BE31190 | 2D (L33 EH 2 PEDESTALS) | stuk | EH2-NA voetpadkast | arm. de trottoir EH2-NA | EH 2-NA PEDESTAL | EH 2-NA PEDESTAL
4TBE842073C0100 | EH2C35CH | Active | 5411815237669 | 710.35 | 1 | 1 | stuk | EH - PEDESTALS | BE31190 | 2D (L33 EH 2 PEDESTALS) | stuk | EH2-NB voetpadkast | arm. de trottoir EH2-NB | Pedestal enclosure EH-2 NB | Pedestal enclosure EH-2 NB
4TBE842074C0100 | EH2C45CH | Active | 5411815237676 | 778.86 | 1 | 1 | stuk | EH - PEDESTALS | BE31190 | 2D (L33 EH 2 PEDESTALS) | stuk | EH2-NC voetpadkast | arm. de trottoir EH2-NC | EH 2-NC PEDESTAL | EH 2-NC PEDESTAL
4TBE842075N0100 | EH2C55CH | Active | 5411815237683 | 873.66 | 1 | 1 | stuk | EH - PEDESTALS | BE31190 | 2D (L33 EH 2 PEDESTALS) | stuk | EH2-ND voetpadkast | arm. de trottoir EH2-ND | EH 2-ND PEDESTAL | EH 2-ND PEDESTAL
4TBE842099R0100 | EH3SE0EH | Active | 4022903014898 | 428.19 | 1 | 1 | stuk | EH - PEDESTALS | BE31190 | 2E (L34 EH 3 PEDESTALS) | stuk | EH3 polyestersokkel DIN 0 bouwpakket | EH socle en polyester kit taille DIN0 | EH polyester DIN base size 0, kit | EH polyester DIN base size 0, kit
4TBE842100R0100 | EH3SE1EH | Active | 4022903014904 | 470.18 | 1 | 1 | stuk | EH - PEDESTALS | BE31190 | 2E (L34 EH 3 PEDESTALS) | stuk | EH3 polyestersokkel DIN 1 bouwpakket | EH socle en polyester kit taille DIN1 | EH POLYESTER DIN BASE SIZE 1, KIT | EH POLYESTER DIN BASE SIZE 1, KIT
4TBE842101R0100 | EH3SE2EH | Active | 4022903014911 | 523.49 | 1 | 1 | stuk | EH - PEDESTALS | BE31190 | 2E (L34 EH 3 PEDESTALS) | stuk | EH3 polyestersokkel DIN 2 bouwpakket | EH socle en polyester kit taille DIN2 | EH polyester DIN base size 2, kit | EH polyester DIN base size 2, kit
4TBE843000C0100 | EH3EEESHN | Active | 4022903012559 | 55.24 | 1 | 1 | stuk | EH - PEDESTALS | BE31190 | 2E (L34 EH 3 PEDESTALS) | stuk | EH handgreep EMKA-JUMBO 45mm | HANDLE EMKA-JUMBO | HANDLE EMKA-JUMBO | HANDLE EMKA-JUMBO
4TBE843001C0100 | EH3AEECIN | Active | 4022903012702 | 52.61 | 1 | 1 | stuk | EH - PEDESTALS | BE31190 | 2E (L34 EH 3 PEDESTALS) | stuk | EHPRofielhalfcilinder V2432E | Serr sémi-cylind V2432-E 2 clés | 1/2 CYL PROFILE LOCK | 1/2 CYL PROFILE LOCK
4TBE843002C0100 | EH3AEEQHN | Active | 4022903012719 | 46.27 | 1 | 1 | stuk | EH - PEDESTALS | BE31190 | 2E (L34 EH 3 PEDESTALS) | stuk | EHPRofielhalfcilinder vierkant 8mm | Serr sémi-cylind creuse carrée 8mm | 1/2 CYL PROFILE LOCK SQ-8 | 1/2 CYL PROFILE LOCK SQ-8
4TBE843003C0100 | EH3AEETHN | Active | 4022903012726 | 46.48 | 1 | 1 | stuk | EH - PEDESTALS | BE31190 | 2E (L34 EH 3 PEDESTALS) | stuk | EHPRofielhalfcilinder driehoek 8mm | Serr sémi-cylind creuse triangul. 8mm | 1/2 CYL PROFILE LOCK TR 8 | 1/2 CYL PROFILE LOCK TR 8
4TBE843024C0100 | EH3M80EH | Active | 5411815237973 | 99.75 | 1 | 1 | stuk | EH - PEDESTALS | BE31190 | 2E (L34 EH 3 PEDESTALS) | stuk | EH3 EH3-0Mont.plaat (Pertinax) | EH3/0nPlaque de mont pertinax | EH3/0 MOUNT.PL.(Pertinax) | EH3/0 MOUNT.PL.(Pertinax)
4TBE843035N0100 | EH3A80E1 | Active | 5411815237997 | 368.82 | 1 | 1 | stuk | EH - PEDESTALS | BE31190 | 2E (L34 EH 3 PEDESTALS) | stuk | EH3 EH3/0 deurh,greep (H875) | EH3/0 Porte EH3-1 poignée (H875) | EH3 Door Size0 F 875 w handle NEW | EH3 Door Size0 F 875 w handle NEW
4TBE843044C0100 | EH3M81EH | Active | 5411815238024 | 114.67 | 1 | 1 | stuk | EH - PEDESTALS | BE31190 | 2E (L34 EH 3 PEDESTALS) | stuk | EH3 EH3/1Mont.plaat (Pertinax) | EH3/1 Plaque de mont pertinax | EH3/1 MOUNT.PL.(Pertinax) | EH3/1 MOUNT.PL.(Pertinax)
4TBE843049N0100 | EH3A81SH | Active | 5411815238048 | 412.65 | 1 | 1 | stuk | EH - PEDESTALS | BE31190 | 2E (L34 EH 3 PEDESTALS) | stuk | EH3 EH3/1 deurh,greep (H875) | EH3/1 Porte EH3-1 poignée (H875) | EH3 Door Size1 F 875 w handle NEW | EH3 Door Size1 F 875 w handle NEW
4TBE843057C0100 | EH3M82EH | Active | 5411815238079 | 236.83 | 1 | 1 | stuk | EH - PEDESTALS | BE31190 | 2E (L34 EH 3 PEDESTALS) | stuk | EH3 EH3/2Mont.plaat (Pertinax) | EH3/2 Plaque de mont pertinax | PLATTE / PLATE | PLATTE / PLATE
4TBE843063N0100 | EH3A82SH | Active | 5411815238086 | 397.53 | 1 | 1 | stuk | EH - PEDESTALS | BE31190 | 2E (L34 EH 3 PEDESTALS) | stuk | EH3 EH3/2 deurh,greep | EH3/2 porte poignée | EH3 Door Size2 F 875 right w handle NEW | EH3 Door Size2 F 875 right w handle NEW
4TBE843067C0100 | EH3M83EI | Active | 5411815238116 | 349.97 | 1 | 1 | stuk | EH - PEDESTALS | BE31190 | 2E (L34 EH 3 PEDESTALS) | stuk | EH3 EH3/3Mont.plaat (Pertinax) | EH3/3 Plaque de mont pertinax | EH3/3 MOUNT.PL.(Pertinax) | EH3/3 MOUNT.PL.(Pertinax)
4TBE843070C0100 | EH3M90EH | Active | 5411815238130 | 115.64 | 1 | 1 | stuk | EH - PEDESTALS | BE31190 | 2E (L34 EH 3 PEDESTALS) | stuk | EH3 EH3/20Mont.plaat (Pertinax) | Plaque de mont pertinax EH3/AP-20 | EH3/20 MOUNT.PL.(Pertinax) | EH3/20 MOUNT.PL.(Pertinax)
4TBE843071C0100 | EH3M91EH | Active | 5411815238147 | 144.1 | 1 | 1 | stuk | EH - PEDESTALS | BE31190 | 2E (L34 EH 3 PEDESTALS) | stuk | EH3 EH3/21Mont.plaat (Pertinax) | Plaque de mont pertinax EH3/AP-21 | EH3/21 MOUNT.PL.(Pertinax) | EH3/21 MOUNT.PL.(Pertinax)
4TBE843072C0100 | EH3M92EH | Active | 5411815238154 | 277.16 | 1 | 1 | stuk | EH - PEDESTALS | BE31190 | 2E (L34 EH 3 PEDESTALS) | stuk | EH3 EH3/22Mont.plaat (Pertinax) | Plaque de mont pertinax EH3/AP-22 | EH3/22 MOUNT.PL.(PERTINAX) | EH3/22 MOUNT.PL.(PERTINAX)
4TBE843080C0100 | EH3A9EE6 | Active | 5411815238185 | 78.24 | 1 | 1 | stuk | EH - PEDESTALS | BE31190 | 2E (L34 EH 3 PEDESTALS) | stuk | EH3 deurstijl (H1125) | EH3 trav AVANT H1125 | EH3 Doorpost H1125 | EH3 Doorpost H1125
4TBE843101C0100 | EH3A80S2 | Active | 5411815238222 | 393.23 | 1 | 1 | stuk | EH - PEDESTALS | BE31190 | 2E (L34 EH 3 PEDESTALS) | stuk | EH3/AP-0 deurhandgreep | EH3/AP-0 porte poignée | EH3 Door Size0 AP 875 w handle NEW | EH3 Door Size0 AP 875 w handle NEW
4TBE843104C0100 | EH3A81S2 | Active | 5411815238253 | 422.51 | 1 | 1 | stuk | EH - PEDESTALS | BE31190 | 2E (L34 EH 3 PEDESTALS) | stuk | EH3 EH3/AP-1 deurh,greep | EH3/AP-1 porte poignée | EH3 Door Size1 AP 875 w handle NEW | EH3 Door Size1 AP 875 w handle NEW
4TBE843117N0100 | EH3A90S1 | Active | 5411815238369 | 426.01 | 1 | 1 | stuk | EH - PEDESTALS | BE31190 | 2E (L34 EH 3 PEDESTALS) | stuk | EH3 AP20 deurh,greep | EH3/AP-20 porte poignée | EH3 Door Size0 AP 1125 w handle NEW | EH3 Door Size0 AP 1125 w handle NEW
4TBE843120C0100 | EH3A91S1 | Active | 5411815238383 | 438.61 | 1 | 1 | stuk | EH - PEDESTALS | BE31190 | 2E (L34 EH 3 PEDESTALS) | stuk | EH3 AP21 deurh,greep | EH3/AP-21 porte poignée | EH3 DOOR SIZE1 AP 1125 W HANDLE NEW | EH3 DOOR SIZE1 AP 1125 W HANDLE NEW
4TBE843122N0100 | EH3A92S1 | Active | 5411815238406 | 442.37 | 1 | 1 | stuk | EH - PEDESTALS | BE31190 | 2E (L34 EH 3 PEDESTALS) | stuk | EH3 AP22 deurh,greep | EH3/AP-22 porte poignée | EH3 Door Size2 AP 1125 right w handleNEW | EH3 Door Size2 AP 1125 right w handleNEW
4TBE843124N0100 | EH3A93S1 | Active | 5411815238420 | 458.76 | 1 | 1 | stuk | EH - PEDESTALS | BE31190 | 2E (L34 EH 3 PEDESTALS) | stuk | EH3 EH3/AP-23 deurh,greep | EH3/AP-23 porte poignée | EH3 Door Size3 AP 1125 right w handleNEW | EH3 Door Size3 AP 1125 right w handleNEW
4TBE843144R0100 | EH3SE3EH | Active | 4022903014928 | 1298.51 | 1 | 1 | stuk | EH - PEDESTALS | BE31190 | 2E (L34 EH 3 PEDESTALS) | stuk | EH3 polyestersokkel DIN 3 gemonteerd | EH3 EH6 Socle en polyester DIN 3 | BASE EH SIZE 3 | BASE EH SIZE 3
4TBE843152N0100 | EH3K82S2 | Active | 5411815238543 | 1292.84 | 1 | 1 | stuk | EH - PEDESTALS | BE31190 | 2E (L34 EH 3 PEDESTALS) | stuk | EH3 AP DIN 2 875x1115x320mm kit | EH3 AP Coff DIN 2 875x1115x320mm kit | EH3 AP pedestal DIN 2 875x1115x320mm kit | EH3 AP pedestal DIN 2 875x1115x320mm kit
4TBE843158C0100 | EH3C80S1 | Active | 5411815238604 | 763.25 | 1 | 1 | stuk | EH - PEDESTALS | BE31190 | 2E (L34 EH 3 PEDESTALS) | stuk | EH3 voetpadkast DIN0 875x590x320mm gemonteerd | arm. de trottoir EH3/F-0 | CABINET EH3/0 | CABINET EH3/0
4TBE843160C0100 | EH3C81S1 | Active | 5411815238611 | 901.22 | 1 | 1 | stuk | EH - PEDESTALS | BE31190 | 2E (L34 EH 3 PEDESTALS) | stuk | EH3 F DIN1 875x785x320mm gemonteerd | arm. de trottoir EH3/F-1 | CABINET EH3/1 | CABINET EH3/1
4TBE843162C0100 | EH3C82S1 | Active | 5411815238628 | 1292.91 | 1 | 1 | stuk | EH - PEDESTALS | BE31190 | 2E (L34 EH 3 PEDESTALS) | stuk | EH3 F DIN2 875x1115x320mm gemont. | arm. de trottoir EH3/F-2 | CABINET EH3/2 | CABINET EH3/2
4TBE843176C0100 | EH3C80S2 | Active | 5411815238659 | 604.57 | 1 | 1 | stuk | EH - PEDESTALS | BE31190 | 2E (L34 EH 3 PEDESTALS) | stuk | EH3 voetpadkast DIN0 875x590x320mm gemont. | arm. de trottoir EH3/AP-0 | PEDESTAL EH3/AP-0 | PEDESTAL EH3/AP-0
4TBE843177C0100 | EH3C81S2 | Active | 5411815238666 | 713.83 | 1 | 1 | stuk | EH - PEDESTALS | BE31190 | 2E (L34 EH 3 PEDESTALS) | stuk | EH3 AP DIN1 875x785x320mm gemont. | arm. de trottoir EH3/AP-1 | EH3/1 AF | EH3/1 AF
4TBE843178C0100 | EH3C82S2 | Active | 5411815238673 | 1024.09 | 1 | 1 | stuk | EH - PEDESTALS | BE31190 | 2E (L34 EH 3 PEDESTALS) | stuk | EH3 AP DIN2 875x1115x320mm gemont. | arm. de trottoir EH3/AP-2 | PEDESTAL EH3/AP-2 | PEDESTAL EH3/AP-2
4TBE843179C0100 | EH3C83S2 | Active | 5411815238680 | 1170.91 | 1 | 1 | stuk | EH - PEDESTALS | BE31190 | 2E (L34 EH 3 PEDESTALS) | stuk | EH3 AP DIN3 875x1445x320mm gemont. | arm. de trottoir EH3/AP-3 | PEDESTAL EH3/AP-3 | PEDESTAL EH3/AP-3
4TBE843180C0100 | EH3C90S2 | Active | 5411815238697 | 698.48 | 1 | 1 | stuk | EH - PEDESTALS | BE31190 | 2E (L34 EH 3 PEDESTALS) | stuk | EH3 AP2 DIN0 1125x590x320mm gemont. | arm. de trottoir EH3/AP-20 | PEDESTAL EH3/AP-20 | PEDESTAL EH3/AP-20
4TBE843181C0100 | EH3C91S2 | Active | 5411815238703 | 858.92 | 1 | 1 | stuk | EH - PEDESTALS | BE31190 | 2E (L34 EH 3 PEDESTALS) | stuk | EH3 AP2 DIN1 1125x785x320mm gemont. | arm. de trottoir EH3/AP-21 | EH3/21 ANTI POSTER | EH3/21 ANTI POSTER
4TBE843182C0100 | EH3C92S2 | Active | 5411815238710 | 1202.2 | 1 | 1 | stuk | EH - PEDESTALS | BE31190 | 2E (L34 EH 3 PEDESTALS) | stuk | EH3 AP2 DIN2 1125x1115x320mm gem. | arm. de trottoir EH3/AP-22 | EH3/22 ANTI POSTER | EH3/22 ANTI POSTER
4TBE843183C0100 | EH3C93S2 | Active | 5411815238727 | 1370.53 | 1 | 1 | stuk | EH - PEDESTALS | BE31190 | 2E (L34 EH 3 PEDESTALS) | stuk | EH3 AP2 DIN3 1445x1115x320mm gem. | arm. de trottoir EH3/AP-23 | PEDESTAL EH3/AP-23 | PEDESTAL EH3/AP-23
4TBE843205R0100 | EH3SE0EI | Active | 4022903014935 | 423.96 | 1 | 1 | stuk | EH - PEDESTALS | BE31190 | 2E (L34 EH 3 PEDESTALS) | stuk | EH BASE DIN0 POLYESTER KIT-FORM RAL7035 | EH BASE DIN0 POLYESTER KIT-FORM RAL7035 | EH BASE DIN0 POLYESTER KIT-FORM RAL7035 | EH BASE DIN0 POLYESTER KIT-FORM RAL7035
4TBE843206R0100 | EH3SE1EI | Active | 4022903014423 | 465.91 | 1 | 1 | stuk | EH - PEDESTALS | BE31190 | 2E (L34 EH 3 PEDESTALS) | stuk | EH3 polyestersokkel DIN1 RAL7035 | EH BASE DIN1 POLYESTER KIT-FORM RAL7035 | EH BASE DIN1 POLYESTER KIT-FORM RAL7035 | EH BASE DIN1 POLYESTER KIT-FORM RAL7035
4TBE843208R0100 | EH3SE3EI | Active | 4022903014942 | 973.23 | 1 | 1 | stuk | EH - PEDESTALS | BE31190 | 2E (L34 EH 3 PEDESTALS) | stuk | EH3 polyestersokkel DIN3 RAL7035 | EH BASE DIN3 POLYESTER KIT-FORM RAL7035 | EH BASE DIN3 POLYESTER KIT-FORM RAL7035 | EH BASE DIN3 POLYESTER KIT-FORM RAL7035
4TBE843245C0100 | EHUAEECH | Active | 5411815238819 | 70.5 | 1 | 1 | stuk | EH - PEDESTALS | BE31190 | 2E (L34 EH 3 PEDESTALS) | stuk | EH3PRofielhalfcilinder YALE 5 | Serr PROF 1/2 CYL YALE 5 | 1/2 CYL PROFILE LOCK YALE 5 | 1/2 CYL PROFILE LOCK YALE 5
4TBE843248C0100 | EH3UAECI | Active | 5411815238840 | 44.08 | 1 | 1 | stuk | EH - PEDESTALS | BE31190 | 2E (L34 EH 3 PEDESTALS) | stuk | EH3PRofielhalfcilinder A434 | Serr sémi-cylindrique 2 clés A434 | PROF. 1/2 CYL.A434 | PROF. 1/2 CYL.A434
4TBE843251C0100 | EH3AEEEK | Active | 5411815238857 | 39.26 | 1 | 1 | stuk | EH - PEDESTALS | BE31190 | 2E (L34 EH 3 PEDESTALS) | stuk | EH3 deurstopper | Arret porte pr arm. EH3 | DOOR BLOCKER | DOOR BLOCKER
4TBE843256C0100 | EH3M93EI | Active | 5411815238871 | 409.52 | 1 | 1 | stuk | EH - PEDESTALS | BE31190 | 2E (L34 EH 3 PEDESTALS) | stuk | EH3 -23Mont.plaat (Pertinax) | Plaque de mont pertinax EH3/AP-23 | EH3/AP23 MOUNT.PL.(Pertinax) | EH3/AP23 MOUNT.PL.(Pertinax)
4TBE843300C0100 | EH3PE0EH | Active | 4022903012764 | 198.18 | 1 | 1 | stuk | EH - PEDESTALS | BE31190 | 2E (L34 EH 3 PEDESTALS) | stuk | EH3 bodemplaat DIN 0 | Plaque infe pr EH3 et EH6 taille 0 | EH3 bottom plate DIN 0 | EH3 bottom plate DIN 0
4TBE843301C0100 | EH3PE1EH | Active | 5411815238970 | 266.88 | 1 | 1 | stuk | EH - PEDESTALS | BE31190 | 2E (L34 EH 3 PEDESTALS) | stuk | EH3 bodemplaat DIN 1 | Plaque infe pr EH3 et EH6 taille 1 | PLATTE / PLATE | PLATTE / PLATE
4TBE843302C0100 | EH3PE2EH | Active | 5411815238987 | 382.87 | 1 | 1 | stuk | EH - PEDESTALS | BE31190 | 2E (L34 EH 3 PEDESTALS) | stuk | EH3 bodemplaat EH3/EH6 DIN 2 | Plaque infe pr EH3 et EH6 taille 2 | Anschlu_, oben / upper connector | Anschlu_, oben / upper connector
4TBE843303C0100 | EH3PE3EH | Active | 5411815238994 | 499.21 | 1 | 1 | stuk | EH - PEDESTALS | BE31190 | 2E (L34 EH 3 PEDESTALS) | stuk | EH3 bodemplaat EH3/EH6 DIN 3 | Plaque infe pr EH3 et EH6 taille 3 | Anschlu_ / connector | Anschlu_ / connector
4TBE843313C0100 | EH3C80SH | Active | 5411815239021 | 792.68 | 1 | 1 | stuk | EH - PEDESTALS | BE31190 | 2E (L34 EH 3 PEDESTALS) | stuk | EH3/AP-0 voetpadkast DIN0 dubbele sluiting | EH3/AP-0 coffret trottoir Serr double | EH3 Enclosure DIN0 AP 875x590x320 SHDL | EH3 Enclosure DIN0 AP 875x590x320 SHDL
4TBE843314C0100 | EH3C81SH | Active | 5411815239038 | 930.59 | 1 | 1 | stuk | EH - PEDESTALS | BE31190 | 2E (L34 EH 3 PEDESTALS) | stuk | EH3 /AP-1 voetpadDubb. sluiting | EH3/AP-1 coffret trottoir Serr double | EH3 Enclosure DIN1 AP 875x785x320 SHDL | EH3 Enclosure DIN1 AP 875x785x320 SHDL
4TBE843315C0100 | EH3C82D1 | Active | 5411815239045 | 1322.31 | 1 | 1 | stuk | EH - PEDESTALS | BE31190 | 2E (L34 EH 3 PEDESTALS) | stuk | EH3 /AP-2 voetpadDubb. sluiting | EH3/AP-2 coffret trottoir Serr double | EH3 DIN2 875 AP Schrank DS | EH3 DIN2 875 AP Schrank DS
4TBE843316C0100 | EH3C83D1 | Active | 5411815239052 | 1507.65 | 1 | 1 | stuk | EH - PEDESTALS | BE31190 | 2E (L34 EH 3 PEDESTALS) | stuk | EH3 /AP-3 voetpadDubb. sluiting | EH3/AP-3 coffret trottoir Serr double | EH3 DIN3 875 AP Schrank DS | EH3 DIN3 875 AP Schrank DS
4TBE843317C0100 | EH3C90D1 | Active | 5411815239069 | 911.23 | 1 | 1 | stuk | EH - PEDESTALS | BE31190 | 2E (L34 EH 3 PEDESTALS) | stuk | EH3/AP-20 voetpadkast DIN0 dubbele sluiting | EH3/AP-20 coffret trottoir serr. double | EH3 DIN0 1125 AP Schrank DS | EH3 DIN0 1125 AP Schrank DS
4TBE843318C0100 | EH3C91D1 | Active | 5411815239076 | 1113.78 | 1 | 1 | stuk | EH - PEDESTALS | BE31190 | 2E (L34 EH 3 PEDESTALS) | stuk | EH3 /AP-21 voetpadDubb. sluiting | EH3/AP-21 coffret trottoir serr. double | EH3 DIN1 1125 AP Schrank DS | EH3 DIN1 1125 AP Schrank DS
4TBE843319C0100 | EH3C92D1 | Active | 5411815239083 | 1547.2 | 1 | 1 | stuk | EH - PEDESTALS | BE31190 | 2E (L34 EH 3 PEDESTALS) | stuk | EH3 /AP-22 voetpadDubb. sluiting | EH3/AP-22 coffret trottoir serr. double | EH3 DIN2 1125 AP Schrank DS | EH3 DIN2 1125 AP Schrank DS
4TBE843320C0100 | EH3C93D1 | Active | 5411815239090 | 1759.68 | 1 | 1 | stuk | EH - PEDESTALS | BE31190 | 2E (L34 EH 3 PEDESTALS) | stuk | EH3 /AP-23 voetpadDubb. sluiting | EH3/AP-23 coffret trottoir serr. double | EH3 DIN3 1125 AP Schrank DS | EH3 DIN3 1125 AP Schrank DS
4TBE843369C0100 | EH3A83SH | Active | 5411815239137 | 441.57 | 1 | 1 | stuk | EH - PEDESTALS | BE31190 | 2E (L34 EH 3 PEDESTALS) | stuk | EH3 Door Size3 AP 875 right w h,le NEW | EH3 Door Size3 AP 875 right w handle NEW | DOOR GERIBD EH3/3 | EH3 Door Size3 AP 875 right w handle NEW
4TBE843390N0100 | EH3BEXEH | Active | 5411815239199 | 435.35 | 1 | 1 | stuk | EH - PEDESTALS | BE31190 | 2E (L34 EH 3 PEDESTALS) | stuk | EH3 polyestersokkel DIN 00 gemonteerd | Socle en polyester pr EH3 et EH6 taille | SOCLE DIN 00 POL GEM | SOCLE DIN 00 POL GEM
4TBE843391N0100 | EH3BE0EH | Active | 5411815239205 | 463.91 | 1 | 1 | stuk | EH - PEDESTALS | BE31190 | 2E (L34 EH 3 PEDESTALS) | stuk | EH3 polyestersokkel DIN 0 gemonteerd | Socle en polyester pr EH3 et EH6 taille | SOCLE DIN 0-20 POL GEM | SOCLE DIN 0-20 POL GEM
4TBE843392N0100 | EH3BE1EH | Active | 5411815239212 | 509.4 | 1 | 1 | stuk | EH - PEDESTALS | BE31190 | 2E (L34 EH 3 PEDESTALS) | stuk | EH3 polyestersokkel DIN 1 gemonteerd | Socle en polyester pr EH3 et EH6 taille | SOCLE DIN 1-21 POL GEM | SOCLE DIN 1-21 POL GEM
4TBE843393C0100 | EH3BE2EH | Active | 5411815239229 | 567.19 | 1 | 1 | stuk | EH - PEDESTALS | BE31190 | 2E (L34 EH 3 PEDESTALS) | stuk | EH3 polyestersokkel DIN 2 gemonteerd | Socle en polyester pr EH3 et EH6 taille | SOCLE DIN 2-22 POL GEM | SOCLE DIN 2-22 POL GEM
4TBE843445C0100 | EH3AEEEL | Active | 5411815239281 | 4.71 | 1 | 1 | stuk | EH - PEDESTALS | BE31190 | 2E (L34 EH 3 PEDESTALS) | stuk | EH3 scharnierenstift (set 2 st.) | SET charnières EH3/0-1 | EH3 Hinge pin set 2pcs replacement | EH3 Hinge pin set 2pcs replacement
4TBE843447N0100 | EH3AE0EG | Active | 5411815239298 | 42.98 | 1 | 1 | stuk | EH - PEDESTALS | BE31190 | 2E (L34 EH 3 PEDESTALS) | stuk | EH3 set toebehoren DIN 0-1 | EH3 Accessory Set Size0 + Size1 | EH3 Accessory Set Size0 + Size1 | EH3 Accessory Set Size0 + Size1
4TBE843452C0100 | EH3AE2EG | Active | 5411815239304 | 57.73 | 1 | 1 | stuk | EH - PEDESTALS | BE31190 | 2E (L34 EH 3 PEDESTALS) | stuk | EH3 set toebehoren DIN2-3 | EH3 Accessory Set Size2 + Size3 | EH3 Accessory Set Size2 + Size3 | EH3 Accessory Set Size2 + Size3
4TBE843473N2100 | EH3E8XS2 | Active | 5411815239311 | 656.17 | 1 | 1 | stuk | EH - PEDESTALS | BE31190 | 2N (L44 EH 3 PEDESTAL EQ) | stuk | EH3/00 25D60 | EH3/00 25D60 | EH3/00 25D60 | EH3/00 25D60
4TBE843474N2100 | EH3E80S2 | Active | 5411815239328 | 688.62 | 1 | 1 | stuk | EH - PEDESTALS | BE31190 | 2N (L44 EH 3 PEDESTAL EQ) | stuk | EH3/0 25D60 | EH3/0 25D60 | EH3/0 25D60 | EH3/0 25D60
4TBE843480C2100 | EH3U80S2 | Active | 5411815239359 | 814.91 | 1 | 1 | stuk | EH - PEDESTALS | BE31190 | 2N (L44 EH 3 PEDESTAL EQ) | stuk | PEDESTAL EH3/AP-0 UV COATED | PEDESTAL EH3/AP-0 UV COATED | PEDESTAL EH3/AP-0 UV COATED | PEDESTAL EH3/AP-0 UV COATED
4TBE843481N2100 | EH3U81S2 | Active | 5411815239366 | 961.64 | 1 | 1 | stuk | EH - PEDESTALS | BE31190 | 2N (L44 EH 3 PEDESTAL EQ) | stuk | PEDESTAL EH3/AP-1 UV COATED | PEDESTAL EH3/AP-1 UV COATED | PEDESTAL EH3/AP-1 UV COATED | PEDESTAL EH3/AP-1 UV COATED
4TBE843482N2100 | EH3U82S2 | Active | 5411815239373 | 1374.37 | 1 | 1 | stuk | EH - PEDESTALS | BE31190 | 2N (L44 EH 3 PEDESTAL EQ) | stuk | PEDESTAL EH3/AP-2 UV COATED | PEDESTAL EH3/AP-2 UV COATED | PEDESTAL EH3/AP-2 UV COATED | PEDESTAL EH3/AP-2 UV COATED
4TBE843483N2100 | EH3U83S2 | Active | 5411815239380 | 1576.19 | 1 | 1 | stuk | EH - PEDESTALS | BE31190 | 2N (L44 EH 3 PEDESTAL EQ) | stuk | PEDESTAL EH3/AP-3 UV COATED | PEDESTAL EH3/AP-3 UV COATED | PEDESTAL EH3/AP-3 UV COATED | PEDESTAL EH3/AP-3 UV COATED
4TBE843484N2100 | EH3U90S2 | Active | 5411815239397 | 900.89 | 1 | 1 | stuk | EH - PEDESTALS | BE31190 | 2N (L44 EH 3 PEDESTAL EQ) | stuk | PEDESTAL EH3/AP-20 UV COATED | PEDESTAL EH3/AP-20 UV COATED | PEDESTAL EH3/AP-20 UV COATED | PEDESTAL EH3/AP-20 UV COATED
4TBE843485N2100 | EH3U91S2 | Active | 5411815239403 | 1103.69 | 1 | 1 | stuk | EH - PEDESTALS | BE31190 | 2N (L44 EH 3 PEDESTAL EQ) | stuk | PEDESTAL EH3/AP-21 UV COATED | PEDESTAL EH3/AP-21 UV COATED | PEDESTAL EH3/AP-21 UV COATED | PEDESTAL EH3/AP-21 UV COATED
4TBE843486N2100 | EH3U92S2 | Active | 5411815239410 | 1540.18 | 1 | 1 | stuk | EH - PEDESTALS | BE31190 | 2N (L44 EH 3 PEDESTAL EQ) | stuk | PEDESTAL EH3/AP-22 UV COATED | PEDESTAL EH3/AP-22 UV COATED | PEDESTAL EH3/AP-22 UV COATED | PEDESTAL EH3/AP-22 UV COATED
4TBE843487C2100 | EH3U93S2 | Active | 5411815239427 | 1839.25 | 1 | 1 | stuk | EH - PEDESTALS | BE31190 | 2N (L44 EH 3 PEDESTAL EQ) | stuk | PEDESTAL EH3/AP-23 UV COATED | PEDESTAL EH3/AP-23 UV COATED | PEDESTAL EH3/AP-23 UV COATED | PEDESTAL EH3/AP-23 UV COATED
4TBE843504C0100 | EH3A8EEB | Active | 5411815239458 | 193.65 | 1 | 1 | stuk | EH - PEDESTALS | BE31190 | 2E (L34 EH 3 PEDESTALS) | stuk | EH3 zijw, H875 Rechts st,. | EH3 Pann latéral(H875) droite | EH3 Side panel 875 right (NEW) | EH3 Side panel 875 right (NEW)
4TBE843511N0100 | EH3A9EEI | Active | 5411815239526 | 257.37 | 1 | 1 | stuk | EH - PEDESTALS | BE31190 | 2E (L34 EH 3 PEDESTALS) | stuk | EH3 zijw, H1125 Links st,. | EH3 Pann latéral(H1125) gauche | EH3 Side panel 1125 left (NEW) | EH3 Side panel 1125 left (NEW)
4TBE843515C0100 | EH3AE0EH | Active | 5411815239564 | 104.12 | 1 | 1 | stuk | EH - PEDESTALS | BE31190 | 2E (L34 EH 3 PEDESTALS) | stuk | EH3 bodemprofiel DIN 0 | EH3/0 profile de socle | EH3 BOTTOM PROFILE SIZE 0 (NEW) | EH3 BOTTOM PROFILE SIZE 0 (NEW)
4TBE843516C0100 | EH3AE1EC | Active | 5411815239571 | 121.13 | 1 | 1 | stuk | EH - PEDESTALS | BE31190 | 2E (L34 EH 3 PEDESTALS) | stuk | EH3 bodemprofiel DIN 1 | EH3/1 profile de socle | EH3 BOTTOM PROFILE SIZE 1 (NEW) | EH3 BOTTOM PROFILE SIZE 1 (NEW)
4TBE843517C0100 | EH3AE2EH | Active | 5411815239588 | 141.31 | 1 | 1 | stuk | EH - PEDESTALS | BE31190 | 2E (L34 EH 3 PEDESTALS) | stuk | EH3 bodemprofiel DIN 2 | EH3/2 profile de socle | EH3 BOTTOM PROFILE SIZE 2 (NEW) | EH3 BOTTOM PROFILE SIZE 2 (NEW)
4TBE843518C0100 | EH3AE3EI | Active | 5411815239595 | 159.22 | 1 | 1 | stuk | EH - PEDESTALS | BE31190 | 2E (L34 EH 3 PEDESTALS) | stuk | EH3 bodemprofiel DIN 3 | EH3/3 profile de socle | EH3 BOTTOM PROFILE SIZE 3 (NEW) | EH3 BOTTOM PROFILE SIZE 3 (NEW)
4TBE843519C0100 | EH3A80EI | Active | 5411815239601 | 388.86 | 1 | 1 | stuk | EH - PEDESTALS | BE31190 | 2E (L34 EH 3 PEDESTALS) | stuk | EH3 rugw, DIN 0 Vlak 875 | EH3/0 paroi arriere H875 Lisses | EH3 Rear panel Size0 F 875 | EH3 Rear panel Size0 F 875
4TBE843521C0100 | EH3A81EF | Active | 5411815239625 | 465.74 | 1 | 1 | stuk | EH - PEDESTALS | BE31190 | 2E (L34 EH 3 PEDESTALS) | stuk | EH3 rugw, DIN 1 Vlak 875 | EH3/1 paroi arriere H875 Lisses | EH3 Rear panel Size1 F 875 | EH3 Rear panel Size1 F 875
4TBE843531C0100 | EH3A83EA | Active | 5411815239724 | 302.94 | 1 | 1 | stuk | EH - PEDESTALS | BE31190 | 2E (L34 EH 3 PEDESTALS) | stuk | EH3 rugw, DIN 0 AP 875 | EH3 dos DIN 0 AP 875 | EH3 REAR PANEL SIZE0 AP 875 | EH3 REAR PANEL SIZE0 AP 875
4TBE843533C0100 | EH3A81EA | Active | 5411815239748 | 368.25 | 1 | 1 | stuk | EH - PEDESTALS | BE31190 | 2E (L34 EH 3 PEDESTALS) | stuk | EH3 rugw, DIN 1 AP 875 | EH3dos DIN 1 AP 875 | EH3 Rear panel Size1 AP 875 | EH3 Rear panel Size1 AP 875
4TBE843538N0100 | EH3A82C2 | Active | 5411815239793 | 352.03 | 1 | 1 | stuk | EH - PEDESTALS | BE31190 | 2E (L34 EH 3 PEDESTALS) | stuk | EH3 /2 deur H875 AP Links | EH3/2 porte H875 AP Gauche | EH3 Door Size2 AP 875 left (NEW) | EH3 Door Size2 AP 875 left (NEW)
4TBE843542N0100 | EH3A83CA | Active | 5411815239830 | 376.79 | 1 | 1 | stuk | EH - PEDESTALS | BE31190 | 2E (L34 EH 3 PEDESTALS) | stuk | EH3 /3 deur H875 AP Links | EH3/3 porte H875 AP Gauche | EH3 Door Size3 AP 875 left (NEW) | EH3 Door Size3 AP 875 left (NEW)
4TBE843543C0100 | EH3A90E8 | Active | 5411815239847 | 376.79 | 1 | 1 | stuk | EH - PEDESTALS | BE31190 | 2E (L34 EH 3 PEDESTALS) | stuk | EH3 rugw, DIN 0 AP 1125 | EH3/3 paroi arriere H1125 anti-affiche | EH3 REAR PANEL SIZE0 AP 1125 | EH3 REAR PANEL SIZE0 AP 1125
4TBE843545C0100 | EH3A91EA | Active | 5411815239861 | 376.79 | 1 | 1 | stuk | EH - PEDESTALS | BE31190 | 2E (L34 EH 3 PEDESTALS) | stuk | EH3 rugw, DIN 1 AP 1125 | EH3/3 paroi arriere H1125 anti-affiche | EH3 REAR PANEL SIZE1 AP 1125 | EH3 REAR PANEL SIZE1 AP 1125
4TBE843547C0100 | EH3A92E8 | Active | 5411815239885 | 376.79 | 1 | 1 | stuk | EH - PEDESTALS | BE31190 | 2E (L34 EH 3 PEDESTALS) | stuk | EH3 /22 rugw, H1125 AP Rechts | EH3/22 porte H1125 AP Droite | EH3 Rear panel Size2 AP 1125 right | EH3 Rear panel Size2 AP 1125 right
4TBE843548C0100 | EH3A92EH | Active | 5411815239892 | 376.79 | 1 | 1 | stuk | EH - PEDESTALS | BE31190 | 2E (L34 EH 3 PEDESTALS) | stuk | EH3 /22 rugw, H1125 AP Links | EH3/22 dos H1125 AP Gauche | EH3 Rear panel Size2 AP 1125 left | EH3 Rear panel Size2 AP 1125 left
4TBE843550C0100 | EH3A92C2 | Active | 5411815239915 | 421.28 | 1 | 1 | stuk | EH - PEDESTALS | BE31190 | 2E (L34 EH 3 PEDESTALS) | stuk | EH3 /22 deur H1125 AP Links | EH3/22 porte H1125 AP Gauche | EH3 Door Size2 AP 1125 left (NEW) | EH3 Door Size2 AP 1125 left (NEW)
4TBE843552N0100 | EH3A93EI | Active | 5411815239939 | 421.28 | 1 | 1 | stuk | EH - PEDESTALS | BE31190 | 2E (L34 EH 3 PEDESTALS) | stuk | EH3 /23 rugw, H1125 AP Links | EH3/23 dos H1125 AP Gauche | EH3 Rear panel Size3 AP 1125 left | EH3 Rear panel Size3 AP 1125 left
4TBE843554C0100 | EH3A93C2 | Active | 5411815239953 | 421.28 | 1 | 1 | stuk | EH - PEDESTALS | BE31190 | 2E (L34 EH 3 PEDESTALS) | stuk | EH3 /23 deur H1125 AP Links | EH3/23 porte H1125 AP Gauche | EH3 Door Size3 AP 1125 left (NEW) | EH3 Door Size3 AP 1125 left (NEW)
4TBE843566C0100 | EH3AE0EI | Active | 5411815240034 | 18.52 | 1 | 1 | stuk | EH - PEDESTALS | BE31190 | 2E (L34 EH 3 PEDESTALS) | stuk | EH3 bevestigingsset bodemplaat DIN0-1 | EH-3 FIXATION KIT MOUNT. PLATE DIN0-DIN1 | EH-3 FIXATION KIT MOUNT. PLATE DIN0-DIN1 | EH-3 FIXATION KIT MOUNT. PLATE DIN0-DIN1
4TBE843567C0100 | EH3AE2EI | Active | 5411815240041 | 24.55 | 1 | 1 | stuk | EH - PEDESTALS | BE31190 | 2E (L34 EH 3 PEDESTALS) | stuk | EH3 bevestigingsset bodemplaat DIN2-3 | EH-3 FIXATION KIT MOUNT. PLATE DIN2-DIN3 | EH-3 FIXATION KIT MOUNT. PLATE DIN2-DIN3 | EH-3 FIXATION KIT MOUNT. PLATE DIN2-DIN3
4TBE843576C0100 | EH3C92D2 | Active | 5411815240096 | 1538.86 | 1 | 1 | stuk | EH - PEDESTALS | BE31190 | 2E (L34 EH 3 PEDESTALS) | stuk | EH3 /22 AP 2deuren+2grepen+dubb sl. | EH3/22 AP double portes et fermetures | EH3 PEDESTAL 22 AP 2-DOORS, 2-DOUBLESWH | EH3 PEDESTAL 22 AP 2-DOORS, 2-DOUBLESWH
4TBE843591C0100 | EH3A8EEM | Active | 5411815240140 | 193.65 | 1 | 1 | stuk | EH - PEDESTALS | BE31190 | 2E (L34 EH 3 PEDESTALS) | stuk | EH3 n Zijw, 875 Rechts | EH3 Pann latéral(H875) droite | EH3N SIDE-PANEL 875 RIGHT | EH3N SIDE-PANEL 875 RIGHT
4TBE843592C0100 | EH3A8EEN | Active | 5411815240157 | 193.65 | 1 | 1 | stuk | EH - PEDESTALS | BE31190 | 2E (L34 EH 3 PEDESTALS) | stuk | EH3 n Zijw, 875 Links | EH3 Pann latéral(H875) gauche | EH3n Side-Panel 875 left | EH3n Side-Panel 875 left
4TBE843593C0100 | EH3A9EEL | Active | 5411815240164 | 257.4 | 1 | 1 | stuk | EH - PEDESTALS | BE31190 | 2E (L34 EH 3 PEDESTALS) | stuk | EH3 N SIDE-PANEL 1125 RIGHT | EH3N SIDE-PANEL 1125 RIGHT | EH3N SIDE-PANEL 1125 RIGHT | EH3N SIDE-PANEL 1125 RIGHT
4TBE843594C0100 | EH3A9EEM | Active | 5411815240171 | 257.4 | 1 | 1 | stuk | EH - PEDESTALS | BE31190 | 2E (L34 EH 3 PEDESTALS) | stuk | EH3 n Side-Panel 1125 left | EH3n Side-Panel 1125 left | EH3n Side-Panel 1125 left | EH3n Side-Panel 1125 left
4TBE843599C0100 | EH3AE0EJ | Active | 5411815240225 | 121.92 | 1 | 1 | stuk | EH - PEDESTALS | BE31190 | 2E (L34 EH 3 PEDESTALS) | stuk | EH3N ROOF DIN 0 | EH3N ROOF DIN 0 | EH3N ROOF DIN 0 | EH3N ROOF DIN 0
4TBE843600C0100 | EH3AE1EH | Active | 5411815240232 | 139.97 | 1 | 1 | stuk | EH - PEDESTALS | BE31190 | 2E (L34 EH 3 PEDESTALS) | stuk | EH3n Roof DIN 1 | EH3n Roof DIN 1 | EH3n Roof DIN 1 | EH3n Roof DIN 1
4TBE843601C0100 | EH3AE2EJ | Active | 5411815240249 | 160.68 | 1 | 1 | stuk | EH - PEDESTALS | BE31190 | 2E (L34 EH 3 PEDESTALS) | stuk | EH3n Roof DIN 2 | EH3n Roof DIN 2 | EH3n Roof DIN 2 | EH3n Roof DIN 2
4TBE843602C0100 | EH3AE3EJ | Active | 5411815240256 | 184.46 | 1 | 1 | stuk | EH - PEDESTALS | BE31190 | 2E (L34 EH 3 PEDESTALS) | stuk | EH3N ROOF DIN 3 | EH3N ROOF DIN 3 | EH3N ROOF DIN 3 | EH3N ROOF DIN 3
4TBE843603C0100 | EH3A8EEQ | Active | 5411815240263 | 130.62 | 1 | 1 | stuk | EH - PEDESTALS | BE31190 | 2E (L34 EH 3 PEDESTALS) | stuk | EH3 nMiddenbalk 875 | EH3n trav centrale 875 | EH3N MIDDLE-BEAM 875 | EH3N MIDDLE-BEAM 875
4TBE843604C0100 | EH3A9EEP | Active | 5411815240270 | 173.31 | 1 | 1 | stuk | EH - PEDESTALS | BE31190 | 2E (L34 EH 3 PEDESTALS) | stuk | EH3 nMiddenbalk 1125 | EH3n trav centrale 1125 | EH3N MIDDLE-BEAM 1125 | EH3N MIDDLE-BEAM 1125
4TBE843605C0100 | EH3A8EER | Active | 5411815240287 | 124.16 | 1 | 1 | stuk | EH - PEDESTALS | BE31190 | 2E (L34 EH 3 PEDESTALS) | stuk | EH3 n Deuraanslag 875 | EH3n Butée de porte 875 | EH3N DOORPOST 875 | EH3N DOORPOST 875
4TBE843606C0100 | EH3A9EEQ | Active | 5411815240294 | 151.32 | 1 | 1 | stuk | EH - PEDESTALS | BE31190 | 2E (L34 EH 3 PEDESTALS) | stuk | EH3 n Deuraanslag 1125 | EH3n Butée de porte 1125 | EH3N DOORPOST 1125 | EH3N DOORPOST 1125
4TBE843607C0100 | EH3A82EF | Active | 5411815240300 | 401.33 | 1 | 1 | stuk | EH - PEDESTALS | BE31190 | 2E (L34 EH 3 PEDESTALS) | stuk | EH3 n Rug DIN 2 Vlak 875 | EH3/2 paroi arr H875/F Droite | EH3n Back-panel Size 2 F 875 | EH3n Back-panel Size 2 F 875
4TBE843609C0100 | EH3A82EL | Active | 5411815240324 | 306.27 | 1 | 1 | stuk | EH - PEDESTALS | BE31190 | 2E (L34 EH 3 PEDESTALS) | stuk | EH3 n Rug DIN 2 AP 875 | EH3/2 paroi arr H875/AP Droite | EH3N BACK-PANEL SIZE 2 AP 875 | EH3N BACK-PANEL SIZE 2 AP 875
4TBE843610C0100 | EH3A83EL | Active | 5411815240331 | 352.03 | 1 | 1 | stuk | EH - PEDESTALS | BE31190 | 2E (L34 EH 3 PEDESTALS) | stuk | EH3 n Rug DIN 3 AP 875 | EH3/3 paroi arr H875/AP Droite | EH3n Back-panel Size 3 AP 875 | EH3n Back-panel Size 3 AP 875
4TBE843615C0100 | EH3A82EM | Active | 5411815240386 | 376.53 | 1 | 1 | stuk | EH - PEDESTALS | BE31190 | 2E (L34 EH 3 PEDESTALS) | stuk | EH3 n Deur DIN2 Vlak875 zn h,gr.links | EH3/2 porte gauche H875/F | EH3n Door Size 2 F 875 w/o handle left | EH3n Door Size 2 F 875 w/o handle left
4TBE843626C0100 | EH3A92CA | Active | 5411815240492 | 442.37 | 1 | 1 | stuk | EH - PEDESTALS | BE31190 | 2E (L34 EH 3 PEDESTALS) | stuk | EH3 n Deur DIN2 AP1125 h,gr.recht | EH3/2 porte droite poignée H1125/AP | EH3n Door Size 2 AP 1125 with handle rig | EH3n Door Size 2 AP 1125 with handle rig
4TBE843627C0100 | EH3A92EJ | Active | 5411815240508 | 421.28 | 1 | 1 | stuk | EH - PEDESTALS | BE31190 | 2E (L34 EH 3 PEDESTALS) | stuk | EH3n Deur DIN2 AP1125 zn h,greep links | EH3/2 porte gauche sans poignée H1125/AP | EH3n Door Size 2 AP 1125 w/o handle left | EH3n Door Size 2 AP 1125 w/o handle left
4TBE843629C0100 | EH3A93CA | Active | 5411815240522 | 431.99 | 1 | 1 | stuk | EH - PEDESTALS | BE31190 | 2E (L34 EH 3 PEDESTALS) | stuk | EH3 n Deur DIN3 AP 1125h,gr.recht | EH3/3 porte droite poignée H1125/AP | EH3n Door Size 3 AP 1125 with handle rig | EH3n Door Size 3 AP 1125 with handle rig
4TBE843630C0100 | EH3A93EL | Active | 5411815240539 | 405.07 | 1 | 1 | stuk | EH - PEDESTALS | BE31190 | 2E (L34 EH 3 PEDESTALS) | stuk | EH3n Door Size 3 AP 1125 w/o h,le left | EH3n Door Size 3 AP 1125 w/o handle left | EH3n Door Size 3 AP 1125 w/o handle left | EH3n Door Size 3 AP 1125 w/o handle left
4TBE843631C0100 | EH3AEEES | Active | 5411815240546 | 14.6 | 1 | 1 | stuk | EH - PEDESTALS | BE31190 | 2E (L34 EH 3 PEDESTALS) | stuk | EH3N bodemprofiel voor/achter | EH3N BOTTOM-PROFILE SUPPORT FRONT-BACK | EH3N BOTTOM-PROFILE SUPPORT FRONT-BACK | EH3N BOTTOM-PROFILE SUPPORT FRONT-BACK
4TBE843634C0100 | EH3AEXE5 | Active | 5411815240577 | 110.45 | 1 | 1 | stuk | EH - PEDESTALS | BE31190 | 2E (L34 EH 3 PEDESTALS) | stuk | EH3n Roof DIN00 | EH3n Roof DIN00 | EH3n Roof DIN00 | EH3n Roof DIN00
4TBE843636C0100 | EH3A8XE7 | Active | 5411815240584 | 299.87 | 1 | 1 | stuk | EH - PEDESTALS | BE31190 | 2E (L34 EH 3 PEDESTALS) | stuk | EH3 n rugw, DIN00 F 875 | EH3n paroi arriere DIN00 F 875 | EH3n Back-panel Size 00 F 875 | EH3n Back-panel Size 00 F 875
4TBE843637C0100 | EH3A8XE8 | Active | 5411815240591 | 233.64 | 1 | 1 | stuk | EH - PEDESTALS | BE31190 | 2E (L34 EH 3 PEDESTALS) | stuk | EH3 n rugw, DIN00 AP 875 | EH3n paroi arriere DIN00 AP 875 | EH3n Back-panel Size 00 AP 875 | EH3n Back-panel Size 00 AP 875
4TBE843638C0100 | EH3A9XE8 | Active | 5411815240607 | 290.58 | 1 | 1 | stuk | EH - PEDESTALS | BE31190 | 2E (L34 EH 3 PEDESTALS) | stuk | EH3 n rugw, DIN00 AP 1125 | EH3n paroi arriere DIN00 AP 1125 | EH3n Back-panel Size 00 AP 1125 | EH3n Back-panel Size 00 AP 1125
4TBE843639N0100 | EH3A8XC1 | Active | 5411815240614 | 284.4 | 1 | 1 | stuk | EH - PEDESTALS | BE31190 | 2E (L34 EH 3 PEDESTALS) | stuk | EH3 n deur DIN00 F 875h,greep | EH3n porte DIN00 875 F avec poignée | EH3n Door Size 00 F 875 w handle | EH3n Door Size 00 F 875 w handle
4TBE843642C0100 | EH3A8XE1 | Active | 5411815240645 | 259.98 | 1 | 1 | stuk | EH - PEDESTALS | BE31190 | 2E (L34 EH 3 PEDESTALS) | stuk | EH3 n Deur DIN00 Vlak875 zn h,greep | EH3/00 porte sans poignée H875/F | EH3n Door Size 00 F 875 w/o handle | EH3n Door Size 00 F 875 w/o handle
4TBE843643C0100 | EH3A8XE2 | Active | 5411815240652 | 280.68 | 1 | 1 | stuk | EH - PEDESTALS | BE31190 | 2E (L34 EH 3 PEDESTALS) | stuk | EH3 n Deur DIN00 AP875 zn h,greep | EH3/00 porte sans poignée H875/AP | EH3n Door Size 00 AP 875 w/o handle | EH3n Door Size 00 AP 875 w/o handle
4TBE843644C0100 | EH3A9XE2 | Active | 5411815240669 | 289.73 | 1 | 1 | stuk | EH - PEDESTALS | BE31190 | 2E (L34 EH 3 PEDESTALS) | stuk | EH3 n Deur DIN00 AP1125 zn h,greep | EH3/00 porte sans poignée H1125/AP | EH3n Door Size 00 AP 1125 w/o handle | EH3n Door Size 00 AP 1125 w/o handle
4TBE843645C0100 | EH3G86C2 | Active | 5411815240676 | 1607.35 | 1 | 1 | stuk | EH - PEDESTALS | BE31190 | 2E (L34 EH 3 PEDESTALS) | stuk | EH-GD AP 875x676x541 | Arm trottoir a Gde prof AP 875x676x541 | EH3GD Cabinet DIN0 AP 875x676x541 SH | EH3GD Cabinet DIN0 AP 875x676x541 SH
4TBE843646C0100 | EH3G87C2 | Active | 5411815240683 | 1682.94 | 1 | 1 | stuk | EH - PEDESTALS | BE31190 | 2E (L34 EH 3 PEDESTALS) | stuk | EH-GD AP 875x871x541 | Arm trottoir a Gde prof AP 875x871x541 | EH3GD Cabinet DIN1 AP 875x871x541 SH | EH3GD Cabinet DIN1 AP 875x871x541 SH
4TBE843647N0100 | EH3G88C2 | Active | 5411815240690 | 2393.1 | 1 | 1 | stuk | EH - PEDESTALS | BE31190 | 2E (L34 EH 3 PEDESTALS) | stuk | EH-GD AP 875x1200x541 | Arm trottoir a Gde prof AP 875x1200x541 | EH3GD Cabinet DIN2 AP 875x1200x541 SH | EH3GD Cabinet DIN2 AP 875x1200x541 SH
4TBE843649C0100 | EH3G87CA | Active | 5411815240713 | 1969.31 | 1 | 1 | stuk | EH - PEDESTALS | BE31190 | 2E (L34 EH 3 PEDESTALS) | stuk | EH-GD AP 875x871x676 | Arm trottoir a Gde prof AP 875x871x676 | EH3GD CABINET DIN1 AP 875X871X676 SH | EH3GD CABINET DIN1 AP 875X871X676 SH
4TBE843651C0100 | EH3G96C2 | Active | 5411815240737 | 1775.07 | 1 | 1 | stuk | EH - PEDESTALS | BE31190 | 2E (L34 EH 3 PEDESTALS) | stuk | EH-GD AP 1125x676x541 | Arm trottoir a Gde prof AP 1125x676x541 | EH3GD CABINET DIN0 AP 1125X676X541 SH | EH3GD CABINET DIN0 AP 1125X676X541 SH
4TBE843652C0100 | EH3G97C2 | Active | 5411815240744 | 1928.96 | 1 | 1 | stuk | EH - PEDESTALS | BE31190 | 2E (L34 EH 3 PEDESTALS) | stuk | EH-GD AP 1125x871x541 | Arm trottoir a Gde prof AP 1125x871x541 | EH3GD CABINET DIN1 AP 1125X871X541 SH | EH3GD CABINET DIN1 AP 1125X871X541 SH
4TBE843654C0100 | EH3G96CA | Active | 5411815240768 | 2486.84 | 1 | 1 | stuk | EH - PEDESTALS | BE31190 | 2E (L34 EH 3 PEDESTALS) | stuk | EH-GD AP 1125x676x676 | Arm trottoir a Gde prof AP 1125x676x676 | EH3GD Cabinet DIN0 AP 1125x676x676 SH | EH3GD Cabinet DIN0 AP 1125x676x676 SH
4TBE843655C0100 | EH3G97CA | Active | 5411815240775 | 2673.08 | 1 | 1 | stuk | EH - PEDESTALS | BE31190 | 2E (L34 EH 3 PEDESTALS) | stuk | EH-GD AP 1125x871x676 | Arm trottoir a Gde prof AP 1125x871x676 | EH3GD Cabinet DIN1 AP 1125x871x676 SH | EH3GD Cabinet DIN1 AP 1125x871x676 SH
4TBE843656C0100 | EH3G98CA | Active | 5411815240782 | 3016.29 | 1 | 1 | stuk | EH - PEDESTALS | BE31190 | 2E (L34 EH 3 PEDESTALS) | stuk | EH-GD AP 1125x1200x676 | Arm trottoir a Gde prof AP 1125x1200x676 | EH3GD Cabinet DIN2 AP 1125x1200x676 SH | EH3GD Cabinet DIN2 AP 1125x1200x676 SH
4TBE843657C0100 | EH3PE6EH | Active | 5411815240799 | 236.4 | 1 | 1 | stuk | EH - PEDESTALS | BE31190 | 2E (L34 EH 3 PEDESTALS) | stuk | EH-GD EH/GD-031 BODEMPLAAT | PLATINE DE FOND EH/GD-031 | EH3GD BOTTOM PLATE DIN0 676X541 | EH3GD BOTTOM PLATE DIN0 676X541
4TBE843658C0100 | EH3PE7EH | Active | 5411815240805 | 318.37 | 1 | 1 | stuk | EH - PEDESTALS | BE31190 | 2E (L34 EH 3 PEDESTALS) | stuk | EH-GD EH/GD-041 BODEMPLAAT | PLATINE DE FOND EH/GD-041 | EH3GD BOTTOM PLATE DIN1 871X541 | EH3GD BOTTOM PLATE DIN1 871X541
4TBE843659C0100 | EH3PE8EH | Active | 5411815240812 | 456.81 | 1 | 1 | stuk | EH - PEDESTALS | BE31190 | 2E (L34 EH 3 PEDESTALS) | stuk | EH-GD EH/GD-051 BODEMPLAAT | PLATINE DE FOND EH/GD-051 | EH3GD BOTTOM PLATE DIN2 1200X541 | EH3GD BOTTOM PLATE DIN2 1200X541
4TBE843660C0100 | EH3PE6EI | Active | 5411815240829 | 295.56 | 1 | 1 | stuk | EH - PEDESTALS | BE31190 | 2E (L34 EH 3 PEDESTALS) | stuk | EH-GD EH/GD-033 BODEMPLAAT | PLATINE DE FOND EH/GD-033 | EH3GD BOTTOM PLATE DIN0 676X676 | EH3GD BOTTOM PLATE DIN0 676X676
4TBE843661C0100 | EH3PE7EI | Active | 5411815240836 | 382.15 | 1 | 1 | stuk | EH - PEDESTALS | BE31190 | 2E (L34 EH 3 PEDESTALS) | stuk | EH-GD EH/GD-043 BODEMPLAAT | PLATINE DE FOND EH/GD-043 | EH3GD BOTTOM PLATE DIN1 871X676 | EH3GD BOTTOM PLATE DIN1 871X676
4TBE843662C0100 | EH3PE8EI | Active | 5411815240843 | 548.21 | 1 | 1 | stuk | EH - PEDESTALS | BE31190 | 2E (L34 EH 3 PEDESTALS) | stuk | EH-GD EH/GD-053 BODEMPLAAT | PLATINE DE FOND EH/GD-053 | EH3GD BOTTOM PLATE DIN2 1200X676 | EH3GD BOTTOM PLATE DIN2 1200X676
4TBE843663C0100 | EH3BE6EH | Active | 5411815240850 | 1020.12 | 1 | 1 | stuk | EH - PEDESTALS | BE31190 | 2E (L34 EH 3 PEDESTALS) | stuk | EH-GD EH/GD 031 SOKKEL | Socle polyester Gde prof pr EH/GD 031 | EH3GD BASE DIN0 900X676X541 | EH3GD BASE DIN0 900X676X541
4TBE843664C0100 | EH3BE7EH | Active | 5411815240867 | 1161.16 | 1 | 1 | stuk | EH - PEDESTALS | BE31190 | 2E (L34 EH 3 PEDESTALS) | stuk | EH-GD EH/GD 041 SOKKEL | Socle polyester Gde prof pr EH/GD 041 | EH3GD BASE DIN1 900X871X541 | EH3GD BASE DIN1 900X871X541
4TBE843665C0100 | EH3BE8EH | Active | 5411815240874 | 1241.89 | 1 | 1 | stuk | EH - PEDESTALS | BE31190 | 2E (L34 EH 3 PEDESTALS) | stuk | EH-GD EH/GD 051 SOKKEL | Socle polyester Gde prof pr EH/GD 051 | EH3GD BASE DIN2 900X1200X541 | EH3GD BASE DIN2 900X1200X541
4TBE843666C0100 | EH3BE6EI | Active | 5411815240881 | 1100.64 | 1 | 1 | stuk | EH - PEDESTALS | BE31190 | 2E (L34 EH 3 PEDESTALS) | stuk | EH-GD EH/GD 033 233 SOKKEL | Socle polyester Gde prof EH/GD 033 233 | EH3GD BASE DIN0 900X676X676 | EH3GD BASE DIN0 900X676X676
4TBE843667C0100 | EH3BE7EI | Active | 5411815240898 | 1208.41 | 1 | 1 | stuk | EH - PEDESTALS | BE31190 | 2E (L34 EH 3 PEDESTALS) | stuk | EH-GD EH/GD 043 243 SOKKEL | Socle polyester Gde prof EH/GD 043 243 | EH3GD BASE DIN1 900X871X676 | EH3GD BASE DIN1 900X871X676
4TBE843668C0100 | EH3BE8EI | Active | 5411815240904 | 1307.29 | 1 | 1 | stuk | EH - PEDESTALS | BE31190 | 2E (L34 EH 3 PEDESTALS) | stuk | EH-GD EH/GD 053 253 SOKKEL | Socle polyester Gde prof EH/GD 053 253 | EH3GD BASE DIN2 900X1200X676 | EH3GD BASE DIN2 900X1200X676
4TBE843670C0100 | EH3C8XC1 | Active | 5411815240928 | 652.61 | 1 | 1 | stuk | EH - PEDESTALS | BE31190 | 2E (L34 EH 3 PEDESTALS) | stuk | EH3 voetpadkast DIN00 F 875x470x320mm | EH3 arm. trottoir DIN00 F 875 | EH3 Enclosure DIN00 F 875x455x320 | EH3 Enclosure DIN00 F 875x455x320
4TBE843672C0100 | EH3C8XC2 | Active | 5411815240942 | 516.9 | 1 | 1 | stuk | EH - PEDESTALS | BE31190 | 2E (L34 EH 3 PEDESTALS) | stuk | EH3 voetpadkast DIN00 AP 875x470x320mm | EH3 arm. trottoir DIN00 AP 875 | EH3 ENCLOSURE DIN00 AP 875X455X320 | EH3 ENCLOSURE DIN00 AP 875X455X320
4TBE843673N0100 | EH3U8XC2 | Active | 5411815240959 | 696.75 | 1 | 1 | stuk | EH - PEDESTALS | BE31190 | 2E (L34 EH 3 PEDESTALS) | stuk | EH3 voetpadkast DIN00 AP 875x470x320 met UV coating | EH3 arm. trottoir DIN00 AP 875 UV | EH3 Enclosure DIN00 AP 875x455x320 UV | EH3 Enclosure DIN00 AP 875x455x320 UV
4TBE843674N0100 | EH3C8XD2 | Active | 5411815240966 | 677.73 | 1 | 1 | stuk | EH - PEDESTALS | BE31190 | 2E (L34 EH 3 PEDESTALS) | stuk | EH3 voetpadkast DIN00 AP 875x470x320mm SHDL | EH3 arm. trottoir DIN00 AP 875 SHDL | EH3 Enclosure DIN00 AP 875x455x320 SHDL | EH3 Enclosure DIN00 AP 875x455x320 SHDL
4TBE843676C0100 | EH3C9XC2 | Active | 5411815240980 | 597.23 | 1 | 1 | stuk | EH - PEDESTALS | BE31190 | 2E (L34 EH 3 PEDESTALS) | stuk | EH3 DIN00 AP 1125x470x320 | EH3 arm. trottoir DIN00 AP 1125 | EH3 Enclosure DIN00 AP 1125x455x320 | EH3 Enclosure DIN00 AP 1125x455x320
4TBE843677N0100 | EH3U9XC2 | Active | 5411815240997 | 770.29 | 1 | 1 | stuk | EH - PEDESTALS | BE31190 | 2E (L34 EH 3 PEDESTALS) | stuk | EH3 DIN00 AP 1125x470x320 UV | EH3 arm. trottoir DIN00 AP 1125 UV | EH3 Enclosure DIN00 AP 1125x455x320 UV | EH3 Enclosure DIN00 AP 1125x455x320 UV
4TBE843681C0100 | EH3M8XEH | Active | 5411815241031 | 93.43 | 1 | 1 | stuk | EH - PEDESTALS | BE31190 | 2E (L34 EH 3 PEDESTALS) | stuk | EH3 DIN00Mont.plaat h875mm | EH3 DIN00 platine de mont h875mm | EH3 MOUNTINGPLATE DIN00 875 665X350X5 | EH3 MOUNTINGPLATE DIN00 875 665X350X5
4TBE843682C0100 | EH3M9XEH | Active | 5411815241048 | 108.3 | 1 | 1 | stuk | EH - PEDESTALS | BE31190 | 2E (L34 EH 3 PEDESTALS) | stuk | EH3 DIN00Mont.plaat h1125mm | EH3 DIN00 platine de mont h1125mm | EH3 Mountingplate DIN00 1125 915x350x5 | EH3 Mountingplate DIN00 1125 915x350x5
4TBE843683C0100 | EH3PEXEI | Active | 5411815241055 | 152.78 | 1 | 1 | stuk | EH - PEDESTALS | BE31190 | 2E (L34 EH 3 PEDESTALS) | stuk | EH3 DIN00 bodemplaat | EH3 DIN00 platine de fond | EH3 Bottomplate DIN00 427x285x3 | EH3 Bottomplate DIN00 427x285x3
4TBE843717N0100 | EH3DHK | Active | 4022903011743 | 12.99 | 1 | 1 | stuk | EH - PEDESTALS | BE31190 | 2E (L34 EH 3 PEDESTALS) | stuk | EH3 DOOR HOOK | EH3 DOOR HOOK | Doorstop | EH3 DOOR HOOK
4TBE843728C0100 | EH3A95P5 | Active | 4022903012801 | 69.53 | 1 | 1 | stuk | EH - PEDESTALS | BE31190 | 2E (L34 EH 3 PEDESTALS) | stuk | EH3 DC-22MOUNTING PLATE 915X445X5MM | EH3 DC-22 MOUNTING PLATE 915X445X5MM | EH3 DC-22 MOUNTING PLATE 915X445X5MM | EH3 DC-22 MOUNTING PLATE 915X445X5MM
4TBE843729C0100 | EH3A95P10 | Active | 4022903012818 | 148.79 | 1 | 1 | stuk | EH - PEDESTALS | BE31190 | 2E (L34 EH 3 PEDESTALS) | stuk | EH3 DC-22MOUNTING PLATE 915X445X10MM | EH3 DC-22 MOUNTING PLATE 915X445X10MM | EH3 DC-22 MOUNTING PLATE 915X445X10MM | EH3 DC-22 MOUNTING PLATE 915X445X10MM
4TBE844130R0100 | EH4CAECH | Active | 4022903015024 | 1029.01 | 1 | 1 | stuk | EH - PEDESTALS | BE31190 | 2F (L35 EH 6 PEDESTALS) | stuk | EH4 DIN00 behuizing met sokkel 1600x395x224 | arm. avec socle PK400 | EH4 Column cabinet DIN00 1600x395x224mm | EH4 Column cabinet DIN00 1600x395x224mm
4TBE844131R0100 | EH4CAECI | Active | 4022903015031 | 1072.12 | 1 | 1 | stuk | EH - PEDESTALS | BE31190 | 2F (L35 EH 6 PEDESTALS) | stuk | EH4 DIN0 behuizing met sokkel 1600x395x224 | arm. avec socle PK40 | EH4 Column cabinet DIN0 1600x495x224mm | EH4 Column cabinet DIN0 1600x495x224mm
4TBE844133C0100 | EH4MEXEH | Active | 5411815241482 | 80.02 | 1 | 1 | stuk | EH - PEDESTALS | BE31190 | 2F (L35 EH 6 PEDESTALS) | stuk | EH4 00Mont.plaat 90x370x8 | EH4-00 plaque mont 90x370x8 | MOUNTING PLATE FOR PK400 | MOUNTING PLATE FOR PK400
4TBE844134C0100 | EH4ME0EH | Active | 5411815241499 | 97.72 | 1 | 1 | stuk | EH - PEDESTALS | BE31190 | 2F (L35 EH 6 PEDESTALS) | stuk | EH4 0Mont.plaat 790x470x5 | EH4-0 plaque mont 790x470x5 | MOUNTING PLATE FOR PK40 | MOUNTING PLATE FOR PK40
4TBE844135N0100 | EH4ME1EH | Active | 5411815241505 | 202.83 | 1 | 1 | stuk | EH - PEDESTALS | BE31190 | 2F (L35 EH 6 PEDESTALS) | stuk | EH4 1Mont.plaat 790x720x5 | EH4-1 plaque mont 790x720x5 | EH4 Mounting plate DIN1 790x720x5mm | EH4 Mounting plate DIN1 790x720x5mm
4TBE844153R0100 | EH4CB9CH | Active | 4022903015055 | 759.94 | 1 | 1 | stuk | EH - PEDESTALS | BE31190 | 2F (L35 EH 6 PEDESTALS) | stuk | EH4 behuizing breedte 320mm | arm. trottoir EH4-S1 | Verteilersaule, 320mm Breite | Verteilersaule, 320mm Breite
4TBE844154R0100 | EH4MB9EH | Active | 4022903015062 | 56.12 | 1 | 1 | stuk | EH - PEDESTALS | BE31190 | 2F (L35 EH 6 PEDESTALS) | stuk | EH4 S1Mont.plaat pertinax | Platine de mont pertinax EH4-S1 | Mounting Plate ISO for Pedestal PK4S | Mounting Plate ISO for Pedestal PK4S
4TBE844185R0100 | EH4CC9CH | Active | 4022903015079 | 1262.96 | 1 | 1 | stuk | EH - PEDESTALS | BE31190 | 2F (L35 EH 6 PEDESTALS) | stuk | EH4 behuizing 1850x320x234 | arm. EH4 1850x320x234 | EH4 Saule 1850x320x234 | EH4 Saule 1850x320x234
4TBE844186R0100 | EH4MC9EH | Active | 4022903015086 | 181.31 | 1 | 1 | stuk | EH - PEDESTALS | BE31190 | 2F (L35 EH 6 PEDESTALS) | stuk | EH4 S2Mont.plaat pertinax | EH4 Platine de mont 950x278x5 | EH4 Montageplatte 950x278x5 fur Saule 2 | EH4 Montageplatte 950x278x5 fur Saule 2
4TBG861500C0100 | MB861500 | Active | 4022903007470 | 9.9 | 1 | 1 | stuk | Multibox | BE31190 | 6W (L20 MULTIBOX) | stuk | MultiBox 65X65X57 PCMETRIC-GREY | MB 65X65X57 PC METRIC -GREY COVER | MB 65X65X57 PC METRIC -GREY COVER | MB 65X65X57 PC METRIC -GREY COVER
4TBG861501C0100 | MB861501 | Active | 4022903007487 | 9.9 | 1 | 1 | stuk | Multibox | BE31190 | 6W (L20 MULTIBOX) | stuk | MultiBox 65x65x57 PCMETRIC-TRANSP. | MB 65x65x57 PC METRIC -TRANSP. COVER | MB 65x65x57 PC METRIC -TRANSP. COVER | MB 65x65x57 PC METRIC -TRANSP. COVER
4TBG861502C0100 | MB861502 | Active | 4022903007494 | 12.06 | 1 | 1 | stuk | Multibox | BE31190 | 6W (L20 MULTIBOX) | stuk | MultiBox 65X65X81 PCMETRIC-GREY | MB 65X65X81 PC METRIC -GREY COVER | MB 65X65X81 PC METRIC -GREY COVER | MB 65X65X81 PC METRIC -GREY COVER
4TBG861503C0100 | MB861503 | Active | 4022903007500 | 12.06 | 1 | 1 | stuk | Multibox | BE31190 | 6W (L20 MULTIBOX) | stuk | MultiBox 65X65X81 PCMETRIC-TRANSP. | MB 65X65X81 PC METRIC -TRANSP. COVER | MB 65X65X81 PC METRIC -TRANSP. COVER | MB 65X65X81 PC METRIC -TRANSP. COVER
4TBG861504C0100 | MB861504 | Active | 4022903007517 | 11.72 | 1 | 1 | stuk | Multibox | BE31190 | 6W (L20 MULTIBOX) | stuk | MultiBox 94x65x57 PCMETRIC-GREY | MB 94x65x57 PC METRIC -GREY COVER | MB 94x65x57 PC METRIC -GREY COVER | MB 94x65x57 PC METRIC -GREY COVER
4TBG861505C0100 | MB861505 | Active | 4022903007524 | 12.06 | 1 | 1 | stuk | Multibox | BE31190 | 6W (L20 MULTIBOX) | stuk | MultiBox 94x65x57 PCMETRIC-TRANSP. | MB 94x65x57 PC METRIC -TRANSP. COVER | MB 94x65x57 PC METRIC -TRANSP. COVER | MB 94x65x57 PC METRIC -TRANSP. COVER
4TBG861506C0100 | MB861506 | Active | 4022903007531 | 15.09 | 1 | 1 | stuk | Multibox | BE31190 | 6W (L20 MULTIBOX) | stuk | MultiBox 94x65x81 PCMETRIC-GREY | MB 94x65x81 PC METRIC -GREY COVER | MB 94x65x81 PC METRIC -GREY COVER | MB 94x65x81 PC METRIC -GREY COVER
4TBG861507C0100 | MB861507 | Active | 4022903007548 | 15.09 | 1 | 1 | stuk | Multibox | BE31190 | 6W (L20 MULTIBOX) | stuk | MultiBox 94x65x81 PCMETRIC-TRANSP. | MB 94x65x81 PC METRIC -TRANSP. COVER | MB 94x65x81 PC METRIC -TRANSP. COVER | MB 94x65x81 PC METRIC -TRANSP. COVER
4TBG861508C0100 | MB861508 | Active | 4022903007555 | 13.72 | 1 | 1 | stuk | Multibox | BE31190 | 6W (L20 MULTIBOX) | stuk | MultiBox 94X94X57 PCMETRIC-GREY | MB 94X94X57 PC METRIC -GREY COVER | MB 94X94X57 PC METRIC -GREY COVER | MB 94X94X57 PC METRIC -GREY COVER
4TBG861509C0100 | MB861509 | Active | 4022903007562 | 13.72 | 1 | 1 | stuk | Multibox | BE31190 | 6W (L20 MULTIBOX) | stuk | MultiBox 94x94x57 PCMETRIC-TRANSP. | MB 94x94x57 PC METRIC -TRANSP. COVER | MB 94x94x57 PC METRIC -TRANSP. COVER | MB 94x94x57 PC METRIC -TRANSP. COVER
4TBG861510C0100 | MB861510 | Active | 4022903007579 | 17.26 | 1 | 1 | stuk | Multibox | BE31190 | 6W (L20 MULTIBOX) | stuk | MultiBox 94x94x81 PCMETRIC-GREY | MB 94x94x81 PC METRIC -GREY COVER | MB 94x94x81 PC METRIC -GREY COVER | MB 94x94x81 PC METRIC -GREY COVER
4TBG861511C0100 | MB861511 | Active | 4022903007586 | 17.26 | 1 | 1 | stuk | Multibox | BE31190 | 6W (L20 MULTIBOX) | stuk | MultiBox 94x94x81 PCMETRIC-TRANSP. | MB 94x94x81 PC METRIC -TRANSP. COVER | MB 94x94x81 PC METRIC -TRANSP. COVER | MB 94x94x81 PC METRIC -TRANSP. COVER
4TBG861512C0100 | MB861512 | Active | 4022903007593 | 18.46 | 1 | 1 | stuk | Multibox | BE31190 | 6W (L20 MULTIBOX) | stuk | MultiBox 110x110x66 PCMETRIC-GREY | MB 110x110x66 PC METRIC -GREY COVER | MB 110x110x66 PC METRIC -GREY COVER | MB 110x110x66 PC METRIC -GREY COVER
4TBG861513C0100 | MB861513 | Active | 4022903007609 | 18.46 | 1 | 1 | stuk | Multibox | BE31190 | 6W (L20 MULTIBOX) | stuk | MultiBox 110x110x66 PCMETRIC-TRANSP. | MB 110x110x66 PC METRIC -TRANSP. COVER | MB 110x110x66 PC METRIC -TRANSP. COVER | MB 110x110x66 PC METRIC -TRANSP. COVER
4TBG861514C0100 | MB861514 | Active | 4022903007616 | 21.91 | 1 | 1 | stuk | Multibox | BE31190 | 6W (L20 MULTIBOX) | stuk | MultiBox 110x110x90 PCMETRIC-GREY | MB 110x110x90 PC METRIC -GREY COVER | MB 110x110x90 PC METRIC -GREY COVER | MB 110x110x90 PC METRIC -GREY COVER
4TBG861515C0100 | MB861515 | Active | 4022903007623 | 21.91 | 1 | 1 | stuk | Multibox | BE31190 | 6W (L20 MULTIBOX) | stuk | MultiBox 110x110x90 PCMETRIC-TRANSP. | MB 110x110x90 PC METRIC -TRANSP. COVER | MB 110x110x90 PC METRIC -TRANSP. COVER | MB 110x110x90 PC METRIC -TRANSP. COVER
4TBG861516C0100 | MB861516 | Active | 4022903007630 | 17.26 | 1 | 1 | stuk | Multibox | BE31190 | 6W (L20 MULTIBOX) | stuk | MultiBox 130x94x57 PCMETRIC-GREY | MB 130x94x57 PC METRIC -GREY COVER | MB 130x94x57 PC METRIC -GREY COVER | MB 130x94x57 PC METRIC -GREY COVER
4TBG861517C0100 | MB861517 | Active | 4022903007647 | 17.26 | 1 | 1 | stuk | Multibox | BE31190 | 6W (L20 MULTIBOX) | stuk | MultiBox 130x94x57 PCMETRIC-TRANSP. | MB 130x94x57 PC METRIC -TRANSP. COVER | MB 130x94x57 PC METRIC -TRANSP. COVER | MB 130x94x57 PC METRIC -TRANSP. COVER
4TBG861518R0100 | MB861518 | Active | 4022903007654 | 20.91 | 1 | 1 | stuk | Multibox | BE31190 | 6W (L20 MULTIBOX) | stuk | MultiBox 130x94x81 PCMETRIC-GREY | MB 130x94x81 PC METRIC -GREY COVER | MB 130x94x81 PC METRIC -GREY COVER | MB 130x94x81 PC METRIC -GREY COVER
4TBG861519C0100 | MB861519 | Active | 4022903007661 | 20.91 | 1 | 1 | stuk | Multibox | BE31190 | 6W (L20 MULTIBOX) | stuk | MultiBox 130x94x81 PCMETRIC-TRANSP. | MB 130x94x81 PC METRIC -TRANSP. COVER | MB 130x94x81 PC METRIC -TRANSP. COVER | MB 130x94x81 PC METRIC -TRANSP. COVER
4TBG861520R0100 | MB861520 | Active | 4022903007678 | 21.41 | 1 | 1 | stuk | Multibox | BE31190 | 6W (L20 MULTIBOX) | stuk | MultiBox 130x130x75 PCMETRIC-GREY | MB 130x130x75 PC METRIC -GREY COVER | MB 130x130x75 PC METRIC -GREY COVER | MB 130x130x75 PC METRIC -GREY COVER
4TBG861521C0100 | MB861521 | Active | 4022903007685 | 21.41 | 1 | 1 | stuk | Multibox | BE31190 | 6W (L20 MULTIBOX) | stuk | MultiBox 130x130x75 PCMETRIC-TRANSP. | MB 130x130x75 PC METRIC -TRANSP. COVER | MB 130x130x75 PC METRIC -TRANSP. COVER | MB 130x130x75 PC METRIC -TRANSP. COVER
4TBG861522R0100 | MB861522 | Active | 4022903007692 | 25.52 | 1 | 1 | stuk | Multibox | BE31190 | 6W (L20 MULTIBOX) | stuk | MultiBox 130x130x99 PCMETRIC-GREY | MB 130x130x99 PC METRIC -GREY COVER | MB 130x130x99 PC METRIC -GREY COVER | MB 130x130x99 PC METRIC -GREY COVER
4TBG861523C0100 | MB861523 | Active | 4022903007708 | 25.52 | 1 | 1 | stuk | Multibox | BE31190 | 6W (L20 MULTIBOX) | stuk | MultiBox 130x130x99 PCMETRIC-TRANSP. | MB 130x130x99 PC METRIC -TRANSP. COVER | MB 130x130x99 PC METRIC -TRANSP. COVER | MB 130x130x99 PC METRIC -TRANSP. COVER
4TBG861524C0100 | MB861524 | Active | 4022903007715 | 23 | 1 | 1 | stuk | Multibox | BE31190 | 6W (L20 MULTIBOX) | stuk | MultiBox 180X94X57 PCMETRIC-GREY | MB 180X94X57 PC METRIC -GREY COVER | MB 180X94X57 PC METRIC -GREY COVER | MB 180X94X57 PC METRIC -GREY COVER
4TBG861525C0100 | MB861525 | Active | 4022903007722 | 23 | 1 | 1 | stuk | Multibox | BE31190 | 6W (L20 MULTIBOX) | stuk | MultiBox 180x94x57 PCMETRIC-TRANSP. | MB 180x94x57 PC METRIC -TRANSP. COVER | MB 180x94x57 PC METRIC -TRANSP. COVER | MB 180x94x57 PC METRIC -TRANSP. COVER
4TBG861526C0100 | MB861526 | Active | 4022903007739 | 27.42 | 1 | 1 | stuk | Multibox | BE31190 | 6W (L20 MULTIBOX) | stuk | MultiBox 180x94x81 PCMETRIC-GREY | MB 180x94x81 PC METRIC -GREY COVER | MB 180x94x81 PC METRIC -GREY COVER | MB 180x94x81 PC METRIC -GREY COVER
4TBG861527C0100 | MB861527 | Active | 4022903007746 | 27.42 | 1 | 1 | stuk | Multibox | BE31190 | 6W (L20 MULTIBOX) | stuk | MultiBox 180x94x81 PCMETRIC-TRANSP. | MB 180x94x81 PC METRIC -TRANSP. COVER | MB 180x94x81 PC METRIC -TRANSP. COVER | MB 180x94x81 PC METRIC -TRANSP. COVER
4TBG861528C0100 | MB861528 | Active | 4022903007753 | 28.54 | 1 | 1 | stuk | Multibox | BE31190 | 6W (L20 MULTIBOX) | stuk | MultiBox 180x110x90 PCMETRIC-GREY | MB 180x110x90 PC METRIC -GREY COVER | MB 180x110x90 PC METRIC -GREY COVER | MB 180x110x90 PC METRIC -GREY COVER
4TBG861529C0100 | MB861529 | Active | 4022903007760 | 28.54 | 1 | 1 | stuk | Multibox | BE31190 | 6W (L20 MULTIBOX) | stuk | MultiBox 180x110x90 PCMETRIC-TRANSP. | MB 180x110x90 PC METRIC -TRANSP. COVER | MB 180x110x90 PC METRIC -TRANSP. COVER | MB 180x110x90 PC METRIC -TRANSP. COVER
4TBG861530R0100 | MB861530 | Active | 4022903007777 | 31.53 | 1 | 1 | stuk | Multibox | BE31190 | 6W (L20 MULTIBOX) | stuk | MultiBox 180x110x111 PCMETRIC-GREY | MB 180x110x111 PC METRIC -GREY COVER | MB 180x110x111 PC METRIC -GREY COVER | MB 180x110x111 PC METRIC -GREY COVER
4TBG861531R0100 | MB861531 | Active | 4022903007784 | 31.53 | 1 | 1 | stuk | Multibox | BE31190 | 6W (L20 MULTIBOX) | stuk | MultiBox 180x110x111 PCMETRIC-TRANSP. | MB 180x110x111 PC METRIC -TRANSP. COVER | MB 180x110x111 PC METRIC -TRANSP. COVER | MB 180x110x111 PC METRIC -TRANSP. COVER
4TBG861532C0100 | MB861532 | Active | 4022903007791 | 31.83 | 1 | 1 | stuk | Multibox | BE31190 | 6W (L20 MULTIBOX) | stuk | MultiBox 180x110x165 PCMETRIC-GREY | MB 180x110x165 PC METRIC -GREY COVER | MB 180x110x165 PC METRIC -GREY COVER | MB 180x110x165 PC METRIC -GREY COVER
4TBG861533C0100 | MB861533 | Active | 4022903007807 | 31.83 | 1 | 1 | stuk | Multibox | BE31190 | 6W (L20 MULTIBOX) | stuk | MultiBox 180x110x165 PCMETRIC-TRANSP. | MB 180x110x165 PC METRIC -TRANSP. COVER | MB 180x110x165 PC METRIC -TRANSP. COVER | MB 180x110x165 PC METRIC -TRANSP. COVER
4TBG861534C0100 | MB861534 | Active | 4022903007814 | 34.73 | 1 | 1 | stuk | Multibox | BE31190 | 6W (L20 MULTIBOX) | stuk | MultiBox 182x180x90 PCMETRIC-GREY | MB 182x180x90 PC METRIC -GREY COVER | MB 182x180x90 PC METRIC -GREY COVER | MB 182x180x90 PC METRIC -GREY COVER
4TBG861535C0100 | MB861535 | Active | 4022903007821 | 34.73 | 1 | 1 | stuk | Multibox | BE31190 | 6W (L20 MULTIBOX) | stuk | MultiBox 182x180x90 PCMETRIC-TRANSP. | MB 182x180x90 PC METRIC -TRANSP. COVER | MB 182x180x90 PC METRIC -TRANSP. COVER | MB 182x180x90 PC METRIC -TRANSP. COVER
4TBG861536R0100 | MB861536 | Active | 4022903007838 | 39.51 | 1 | 1 | stuk | Multibox | BE31190 | 6W (L20 MULTIBOX) | stuk | MultiBox 182x180x111 PCMETRIC-GREY | MB 182x180x111 PC METRIC -GREY COVER | MB 182x180x111 PC METRIC -GREY COVER | MB 182x180x111 PC METRIC -GREY COVER
4TBG861537R0100 | MB861537 | Active | 4022903007845 | 39.51 | 1 | 1 | stuk | Multibox | BE31190 | 6W (L20 MULTIBOX) | stuk | MultiBox 182x180x111 PCMETRIC-TRANSP. | MB 182x180x111 PC METRIC -TRANSP. COVER | MB 182x180x111 PC METRIC -TRANSP. COVER | MB 182x180x111 PC METRIC -TRANSP. COVER
4TBG861538C0100 | MB861538 | Active | 4022903007852 | 53.82 | 1 | 1 | stuk | Multibox | BE31190 | 6W (L20 MULTIBOX) | stuk | MultiBox 182x180x165 PCMETRIC-GREY | MB 182x180x165 PC METRIC -GREY COVER | MB 182x180x165 PC METRIC -GREY COVER | MB 182x180x165 PC METRIC -GREY COVER
4TBG861539C0100 | MB861539 | Active | 4022903007869 | 53.82 | 1 | 1 | stuk | Multibox | BE31190 | 6W (L20 MULTIBOX) | stuk | MultiBox 182x180x165 PCMETRIC-TRANSP. | MB 182x180x165 PC METRIC -TRANSP. COVER | MB 182x180x165 PC METRIC -TRANSP. COVER | MB 182x180x165 PC METRIC -TRANSP. COVER
4TBG861542C0100 | MB861542 | Active | 4022903007876 | 54.11 | 1 | 1 | stuk | Multibox | BE31190 | 6W (L20 MULTIBOX) | stuk | MultiBox 254x180x90 PCMETRIC-GREY | MB 254x180x90 PC METRIC -GREY COVER | MB 254x180x90 PC METRIC -GREY COVER | MB 254x180x90 PC METRIC -GREY COVER
4TBG861543C0100 | MB861543 | Active | 4022903007883 | 53.6 | 1 | 1 | stuk | Multibox | BE31190 | 6W (L20 MULTIBOX) | stuk | MultiBox 254x180x90 PCMETRIC-TRANSP. | MB 254x180x90 PC METRIC -TRANSP. COVER | MB 254x180x90 PC METRIC -TRANSP. COVER | MB 254x180x90 PC METRIC -TRANSP. COVER
4TBG861544R0100 | MB861544 | Active | 4022903007890 | 57.36 | 1 | 1 | stuk | Multibox | BE31190 | 6W (L20 MULTIBOX) | stuk | MultiBox 254x180x111 PCMETRIC-GREY | MB 254x180x111 PC METRIC -GREY COVER | MB 254x180x111 PC METRIC -GREY COVER | MB 254x180x111 PC METRIC -GREY COVER
4TBG861545R0100 | MB861545 | Active | 4022903007906 | 57.36 | 1 | 1 | stuk | Multibox | BE31190 | 6W (L20 MULTIBOX) | stuk | MultiBox 254x180x111 PCMETRIC-TRANSP. | MB 254x180x111 PC METRIC -TRANSP. COVER | MB 254x180x111 PC METRIC -TRANSP. COVER | MB 254x180x111 PC METRIC -TRANSP. COVER
4TBG861546R0100 | MB861546 | Active | 4022903007913 | 66.51 | 1 | 1 | stuk | Multibox | BE31190 | 6W (L20 MULTIBOX) | stuk | MultiBox 254x180x165 PCMETRIC-GREY | MB 254x180x165 PC METRIC -GREY COVER | MB 254x180x165 PC METRIC -GREY COVER | MB 254x180x165 PC METRIC -GREY COVER
4TBG861547R0100 | MB861547 | Active | 4022903008064 | 66.51 | 1 | 1 | stuk | Multibox | BE31190 | 6W (L20 MULTIBOX) | stuk | MultiBox 254x180x165 PCMETRIC-TRANSP. | MB 254x180x165 PC METRIC -TRANSP. COVER | MB 254x180x165 PC METRIC -TRANSP. COVER | MB 254x180x165 PC METRIC -TRANSP. COVER
4TBG861550C0100 | MB861550 | Active | 4022903008071 | 122.03 | 1 | 1 | stuk | Multibox | BE31190 | 6W (L20 MULTIBOX) | stuk | MultiBox 361X254X111 PCMETRIC-GREY | MB 361X254X111 PC METRIC -GREY COVER | MB 361X254X111 PC METRIC -GREY COVER | MB 361X254X111 PC METRIC -GREY COVER
4TBG861551R0100 | MB861551 | Active | 4022903008088 | 122.03 | 1 | 1 | stuk | Multibox | BE31190 | 6W (L20 MULTIBOX) | stuk | MultiBox 361x254x111 PCMETRIC-TRANSP. | MB 361x254x111 PC METRIC -TRANSP. COVER | MB 361x254x111 PC METRIC -TRANSP. COVER | MB 361x254x111 PC METRIC -TRANSP. COVER
4TBG861552C0100 | MB861552 | Active | 4022903008095 | 147.54 | 1 | 1 | stuk | Multibox | BE31190 | 6W (L20 MULTIBOX) | stuk | MultiBox 361x254x165 PCMETRIC-GREY | MB 361x254x165 PC METRIC -GREY COVER | MB 361x254x165 PC METRIC -GREY COVER | MB 361x254x165 PC METRIC -GREY COVER
4TBG861553C0100 | MB861553 | Active | 4022903008101 | 147.54 | 1 | 1 | stuk | Multibox | BE31190 | 6W (L20 MULTIBOX) | stuk | MultiBox 361x254x165 PCMETRIC-TRANSP. | MB 361x254x165 PC METRIC -TRANSP. COVER | MB 361x254x165 PC METRIC -TRANSP. COVER | MB 361x254x165 PC METRIC -TRANSP. COVER
4TBG861612C0100 | MB861612 | Active | 4022903008118 | 6.81 | 1 | 1 | stuk | Multibox | BE31190 | 6W (L20 MULTIBOX) | stuk | MultiBox 65x65x57 PSMETRIC-GREY | MB 65x65x57 PS METRIC -GREY COVER | MB 65x65x57 PS METRIC -GREY COVER | MB 65x65x57 PS METRIC -GREY COVER
4TBG861613C0100 | MB861613 | Active | 4022903008125 | 7.86 | 1 | 1 | stuk | Multibox | BE31190 | 6W (L20 MULTIBOX) | stuk | MultiBox 65x65x57 PSMETRIC-TR.. | MB 65x65x57 PS METRIC -TR.. COVER | MB 65x65x57 PS METRIC -TR.. COVER | MB 65x65x57 PS METRIC -TR.. COVER
4TBG861614C0100 | MB861614 | Active | 4022903008132 | 8.77 | 1 | 1 | stuk | Multibox | BE31190 | 6W (L20 MULTIBOX) | stuk | MultiBox 65x65x81 PSMETRIC-GREY | MB 65x65x81 PS METRIC -GREY COVER | MB 65x65x81 PS METRIC -GREY COVER | MB 65x65x81 PS METRIC -GREY COVER
4TBG861616C0100 | MB861616 | Active | 4022903008149 | 8.2 | 1 | 1 | stuk | Multibox | BE31190 | 6W (L20 MULTIBOX) | stuk | MultiBox 94x65x57 PSMETRIC-GREY | MB 94x65x57 PS METRIC -GREY COVER | MB 94x65x57 PS METRIC -GREY COVER | MB 94x65x57 PS METRIC -GREY COVER
4TBG861617C0100 | MB861617 | Active | 4022903008156 | 9.01 | 1 | 1 | stuk | Multibox | BE31190 | 6W (L20 MULTIBOX) | stuk | MultiBox 94x65x57 PSMETRIC-TRANSP. | MB 94x65x57 PS METRIC -TRANSP. COVER | MB 94x65x57 PS METRIC -TRANSP. COVER | MB 94x65x57 PS METRIC -TRANSP. COVER
4TBG861618C0100 | MB861618 | Active | 4022903008163 | 9.77 | 1 | 1 | stuk | Multibox | BE31190 | 6W (L20 MULTIBOX) | stuk | MultiBox 94x65x81 PSMETRIC-GREY | MB 94x65x81 PS METRIC -GREY COVER | MB 94x65x81 PS METRIC -GREY COVER | MB 94x65x81 PS METRIC -GREY COVER
4TBG861620R0100 | MB861620 | Active | 4022903008170 | 9.01 | 1 | 1 | stuk | Multibox | BE31190 | 6W (L20 MULTIBOX) | stuk | MultiBox 94x94x57 PSMETRIC-GREY | MB 94x94x57 PS METRIC -GREY COVER | MB 94x94x57 PS METRIC -GREY COVER | MB 94x94x57 PS METRIC -GREY COVER
4TBG861621C0100 | MB861621 | Active | 4022903008187 | 10.28 | 1 | 1 | stuk | Multibox | BE31190 | 6W (L20 MULTIBOX) | stuk | MultiBox 94x94x57 PSMETRIC-TRANSP. | MB 94x94x57 PS METRIC -TRANSP. COVER | MB 94x94x57 PS METRIC -TRANSP. COVER | MB 94x94x57 PS METRIC -TRANSP. COVER
4TBG861622C0100 | MB861622 | Active | 4022903008194 | 11.41 | 1 | 1 | stuk | Multibox | BE31190 | 6W (L20 MULTIBOX) | stuk | MultiBox 94x94x81 PSMETRIC-GREY | MB 94x94x81 PS METRIC -GREY COVER | MB 94x94x81 PS METRIC -GREY COVER | MB 94x94x81 PS METRIC -GREY COVER
4TBG861624R0100 | MB861624 | Active | 4022903008200 | 12.52 | 1 | 1 | stuk | Multibox | BE31190 | 6W (L20 MULTIBOX) | stuk | MultiBox 110x110x66 PSMETRIC-GREY | MB 110x110x66 PS METRIC -GREY COVER | MB 110x110x66 PS METRIC -GREY COVER | MB 110x110x66 PS METRIC -GREY COVER
4TBG861626R0100 | MB861626 | Active | 4022903008217 | 14.92 | 1 | 1 | stuk | Multibox | BE31190 | 6W (L20 MULTIBOX) | stuk | MultiBox 110x110x90 PSMETRIC-GREY | MB 110x110x90 PS METRIC -GREY COVER | MB 110x110x90 PS METRIC -GREY COVER | MB 110x110x90 PS METRIC -GREY COVER
4TBG861628R0100 | MB861628 | Active | 4022903008224 | 6.71 | 1 | 1 | stuk | Multibox | BE31190 | 6W (L20 MULTIBOX) | stuk | MultiBox 130x94x57 PSMETRIC-GREY | MB 130x94x57 PS METRIC -GREY COVER | MB 130x94x57 PS METRIC -GREY COVER | MB 130x94x57 PS METRIC -GREY COVER
4TBG861629C0100 | MB861629 | Active | 4022903008231 | 13.6 | 1 | 1 | stuk | Multibox | BE31190 | 6W (L20 MULTIBOX) | stuk | MultiBox 130x94x57 PSMETRIC-TRANSP. | MB 130x94x57 PS METRIC -TRANSP. COVER | MB 130x94x57 PS METRIC -TRANSP. COVER | MB 130x94x57 PS METRIC -TRANSP. COVER
4TBG861630R0100 | MB861630 | Active | 4022903008248 | 14.16 | 1 | 1 | stuk | Multibox | BE31190 | 6W (L20 MULTIBOX) | stuk | MultiBox 130x94x81 PSMETRIC-GREY | MB 130x94x81 PS METRIC -GREY COVER | MB 130x94x81 PS METRIC -GREY COVER | MB 130x94x81 PS METRIC -GREY COVER
4TBG861632R0100 | MB861632 | Active | 4022903008255 | 10.73 | 1 | 1 | stuk | Multibox | BE31190 | 6W (L20 MULTIBOX) | stuk | MultiBox 130x130x75 PSMETRIC-GREY | MB 130x130x75 PS METRIC -GREY COVER | MB 130x130x75 PS METRIC -GREY COVER | MB 130x130x75 PS METRIC -GREY COVER
4TBG861634R0100 | MB861634 | Active | 4022903008262 | 16.31 | 1 | 1 | stuk | Multibox | BE31190 | 6W (L20 MULTIBOX) | stuk | MultiBox 130x130x99 PSMETRIC-GREY | MB 130x130x99 PS METRIC -GREY COVER | MB 130x130x99 PS METRIC -GREY COVER | MB 130x130x99 PS METRIC -GREY COVER
4TBG861636R0100 | MB861636 | Active | 4022903008279 | 14.92 | 1 | 1 | stuk | Multibox | BE31190 | 6W (L20 MULTIBOX) | stuk | MultiBox 180x94x57 PSMETRIC-GREY | MB 180x94x57 PS METRIC -GREY COVER | MB 180x94x57 PS METRIC -GREY COVER | MB 180x94x57 PS METRIC -GREY COVER
4TBG861638R0100 | MB861638 | Active | 4022903008286 | 9.4 | 1 | 1 | stuk | Multibox | BE31190 | 6W (L20 MULTIBOX) | stuk | MultiBox 180x94x81 PSMETRIC-GREY | MB 180x94x81 PS METRIC -GREY COVER | MB 180x94x81 PS METRIC -GREY COVER | MB 180x94x81 PS METRIC -GREY COVER
4TBG861640R0100 | MB861640 | Active | 4022903008293 | 11.7 | 1 | 1 | stuk | Multibox | BE31190 | 6W (L20 MULTIBOX) | stuk | MultiBox 180x110x90 PSMETRIC-GREY | MB 180x110x90 PS METRIC -GREY COVER | MB 180x110x90 PS METRIC -GREY COVER | MB 180x110x90 PS METRIC -GREY COVER
4TBG861642R0100 | MB861642 | Active | 4022903008309 | 12.96 | 1 | 1 | stuk | Multibox | BE31190 | 6W (L20 MULTIBOX) | stuk | MultiBox 180x110x111 PSMETRIC-GREY | MB 180x110x111 PS METRIC -GREY COVER | MB 180x110x111 PS METRIC -GREY COVER | MB 180x110x111 PS METRIC -GREY COVER
4TBG861644R0100 | MB861644 | Active | 4022903008316 | 13.6 | 1 | 1 | stuk | Multibox | BE31190 | 6W (L20 MULTIBOX) | stuk | MultiBox 180x110x165 PSMETRIC-GREY | MB 180x110x165 PS METRIC -GREY COVER | MB 180x110x165 PS METRIC -GREY COVER | MB 180x110x165 PS METRIC -GREY COVER
4TBG861645C0100 | MB861645 | Active | 4022903008323 | 22.7 | 1 | 1 | stuk | Multibox | BE31190 | 6W (L20 MULTIBOX) | stuk | MultiBox 180x110x165 PSMETRIC-TRANSP. | MB 180x110x165 PS METRIC -TRANSP. COVER | MB 180x110x165 PS METRIC -TRANSP. COVER | MB 180x110x165 PS METRIC -TRANSP. COVER
4TBG861646R0100 | MB861646 | Active | 4022903008330 | 17.81 | 1 | 1 | stuk | Multibox | BE31190 | 6W (L20 MULTIBOX) | stuk | MultiBox 182x180x90 PSMETRIC-GREY | MB 182x180x90 PS METRIC -GREY COVER | MB 182x180x90 PS METRIC -GREY COVER | MB 182x180x90 PS METRIC -GREY COVER
4TBG861648R0100 | MB861648 | Active | 4022903008347 | 20.29 | 1 | 1 | stuk | Multibox | BE31190 | 6W (L20 MULTIBOX) | stuk | MultiBox 182x180x111 PSMETRIC-GREY | MB 182x180x111 PS METRIC -GREY COVER | MB 182x180x111 PS METRIC -GREY COVER | MB 182x180x111 PS METRIC -GREY COVER
4TBG861650R0100 | MB861650 | Active | 4022903008354 | 23 | 1 | 1 | stuk | Multibox | BE31190 | 6W (L20 MULTIBOX) | stuk | MultiBox 182X180X165 PSMETRIC-GREY | MB 182X180X165 PS METRIC -GREY COVER | MB 182X180X165 PS METRIC -GREY COVER | MB 182X180X165 PS METRIC -GREY COVER
4TBG861654R0100 | MB861654 | Active | 4022903008361 | 26.27 | 1 | 1 | stuk | Multibox | BE31190 | 6W (L20 MULTIBOX) | stuk | MultiBox 254x180x90 PSMETRIC-GREY | MB 254x180x90 PS METRIC -GREY COVER | MB 254x180x90 PS METRIC -GREY COVER | MB 254x180x90 PS METRIC -GREY COVER
4TBG861656R0100 | MB861656 | Active | 4022903008378 | 27.84 | 1 | 1 | stuk | Multibox | BE31190 | 6W (L20 MULTIBOX) | stuk | MultiBox 254x180x111 PSMETRIC-GREY | MB 254x180x111 PS METRIC -GREY COVER | MB 254x180x111 PS METRIC -GREY COVER | MB 254x180x111 PS METRIC -GREY COVER
4TBG861658C0100 | MB861658 | Active | 4022903008385 | 29.47 | 1 | 1 | stuk | Multibox | BE31190 | 6W (L20 MULTIBOX) | stuk | MultiBox 254X180X165 PSMETRIC-GREY | MB 254X180X165 PS METRIC -GREY COVER | MB 254X180X165 PS METRIC -GREY COVER | MB 254X180X165 PS METRIC -GREY COVER
4TBG861662R0100 | MB861662 | Active | 4022903008392 | 70.58 | 1 | 1 | stuk | Multibox | BE31190 | 6W (L20 MULTIBOX) | stuk | MultiBox 361x254x111 PSMETRIC-GREY | MB 361x254x111 PS METRIC -GREY COVER | MB 361x254x111 PS METRIC -GREY COVER | MB 361x254x111 PS METRIC -GREY COVER
4TBG861664R0100 | MB861664 | Active | 4022903005957 | 84.02 | 1 | 1 | stuk | Multibox | BE31190 | 6W (L20 MULTIBOX) | stuk | MultiBox 361x254x165 PSMETRIC-GREY | MB 361x254x165 PS METRIC -GREY COVER | MB 361x254x165 PS METRIC -GREY COVER | MB 361x254x165 PS METRIC -GREY COVER
4TBG861668R0100 | MB861668 | Active | 4022903005964 | 6.81 | 1 | 1 | stuk | Multibox | BE31190 | 6W (L20 MULTIBOX) | stuk | MultiBox 65x65x57 PS SMOOTH-GREY | MB 65x65x57 PS SMOOTH -GREY COVER | MB 65x65x57 PS SMOOTH -GREY COVER | MB 65x65x57 PS SMOOTH -GREY COVER
4TBG861670C0100 | MB861670 | Active | 4022903005971 | 8.77 | 1 | 1 | stuk | Multibox | BE31190 | 6W (L20 MULTIBOX) | stuk | MultiBox 65x65x81 PS SMOOTH-GREY | MB 65x65x81 PS SMOOTH -GREY COVER | MB 65x65x81 PS SMOOTH -GREY COVER | MB 65x65x81 PS SMOOTH -GREY COVER
4TBG861672C0100 | MB861672 | Active | 4022903005988 | 8.2 | 1 | 1 | stuk | Multibox | BE31190 | 6W (L20 MULTIBOX) | stuk | MultiBox 94x65x57 PS SMOOTH-GREY | MB 94x65x57 PS SMOOTH -GREY COVER | MB 94x65x57 PS SMOOTH -GREY COVER | MB 94x65x57 PS SMOOTH -GREY COVER
4TBG861674C0100 | MB861674 | Active | 4022903005995 | 9.77 | 1 | 1 | stuk | Multibox | BE31190 | 6W (L20 MULTIBOX) | stuk | MultiBox 94x65x81 PS SMOOTH-GREY | MB 94x65x81 PS SMOOTH -GREY COVER | MB 94x65x81 PS SMOOTH -GREY COVER | MB 94x65x81 PS SMOOTH -GREY COVER
4TBG861676R0100 | MB861676 | Active | 4022903006008 | 9.01 | 1 | 1 | stuk | Multibox | BE31190 | 6W (L20 MULTIBOX) | stuk | MultiBox 94x94x57 PS SMOOTH-GREY | MB 94x94x57 PS SMOOTH -GREY COVER | MB 94x94x57 PS SMOOTH -GREY COVER | MB 94x94x57 PS SMOOTH -GREY COVER
4TBG861678C0100 | MB861678 | Active | 4022903006015 | 11.58 | 1 | 1 | stuk | Multibox | BE31190 | 6W (L20 MULTIBOX) | stuk | MultiBox 94x94x81 PS SMOOTH-GREY | MB 94x94x81 PS SMOOTH -GREY COVER | MB 94x94x81 PS SMOOTH -GREY COVER | MB 94x94x81 PS SMOOTH -GREY COVER
4TBG861680C0100 | MB861680 | Active | 4022903006022 | 12.52 | 1 | 1 | stuk | Multibox | BE31190 | 6W (L20 MULTIBOX) | stuk | MultiBox 110X110X66 PS SMOOTH-GREY | MB 110X110X66 PS SMOOTH -GREY COVER | MB 110X110X66 PS SMOOTH -GREY COVER | MB 110X110X66 PS SMOOTH -GREY COVER
4TBG861682C0100 | MB861682 | Active | 4022903006039 | 14.92 | 1 | 1 | stuk | Multibox | BE31190 | 6W (L20 MULTIBOX) | stuk | MultiBox 110x110x90 PS SMOOTH-GREY | MB 110x110x90 PS SMOOTH -GREY COVER | MB 110x110x90 PS SMOOTH -GREY COVER | MB 110x110x90 PS SMOOTH -GREY COVER
4TBG861684R0100 | MB861684 | Active | 4022903006046 | 6.71 | 1 | 1 | stuk | Multibox | BE31190 | 6W (L20 MULTIBOX) | stuk | MultiBox 130X94X57 PS SMOOTH-GREY | MB 130X94X57 PS SMOOTH -GREY COVER | MB 130X94X57 PS SMOOTH -GREY COVER | MB 130X94X57 PS SMOOTH -GREY COVER
4TBG861686C0100 | MB861686 | Active | 4022903006053 | 9.12 | 1 | 1 | stuk | Multibox | BE31190 | 6W (L20 MULTIBOX) | stuk | MultiBox 130x94x81 PS SMOOTH-GREY | MB 130x94x81 PS SMOOTH -GREY COVER | MB 130x94x81 PS SMOOTH -GREY COVER | MB 130x94x81 PS SMOOTH -GREY COVER
4TBG861688C0100 | MB861688 | Active | 4022903006060 | 10.73 | 1 | 1 | stuk | Multibox | BE31190 | 6W (L20 MULTIBOX) | stuk | MultiBox 130x130x75 PS SMOOTH-GREY | MB 130x130x75 PS SMOOTH -GREY COVER | MB 130x130x75 PS SMOOTH -GREY COVER | MB 130x130x75 PS SMOOTH -GREY COVER
4TBG861690R0100 | MB861690 | Active | 4022903006077 | 13.29 | 1 | 1 | stuk | Multibox | BE31190 | 6W (L20 MULTIBOX) | stuk | MultiBox 130x130x99 PS SMOOTH-GREY | MB 130x130x99 PS SMOOTH -GREY COVER | MB 130x130x99 PS SMOOTH -GREY COVER | MB 130x130x99 PS SMOOTH -GREY COVER
4TBG861692C0100 | MB861692 | Active | 4022903006084 | 14.92 | 1 | 1 | stuk | Multibox | BE31190 | 6W (L20 MULTIBOX) | stuk | MultiBox 180x94x57 PS SMOOTH-GREY | MB 180x94x57 PS SMOOTH -GREY COVER | MB 180x94x57 PS SMOOTH -GREY COVER | MB 180x94x57 PS SMOOTH -GREY COVER
4TBG861694C0100 | MB861694 | Active | 4022903006091 | 9.4 | 1 | 1 | stuk | Multibox | BE31190 | 6W (L20 MULTIBOX) | stuk | MultiBox 180x94x81 PS SMOOTH-GREY | MB 180x94x81 PS SMOOTH -GREY COVER | MB 180x94x81 PS SMOOTH -GREY COVER | MB 180x94x81 PS SMOOTH -GREY COVER
4TBG861696R0100 | MB861696 | Active | 4022903006107 | 11.7 | 1 | 1 | stuk | Multibox | BE31190 | 6W (L20 MULTIBOX) | stuk | MultiBox 180x110x90 PS SMOOTH-GREY | MB 180x110x90 PS SMOOTH -GREY COVER | MB 180x110x90 PS SMOOTH -GREY COVER | MB 180x110x90 PS SMOOTH -GREY COVER
4TBG861698C0100 | MB861698 | Active | 4022903006114 | 12.96 | 1 | 1 | stuk | Multibox | BE31190 | 6W (L20 MULTIBOX) | stuk | MultiBox 180x110x111 PS SMOOTH-GREY | MB 180x110x111 PS SMOOTH -GREY COVER | MB 180x110x111 PS SMOOTH -GREY COVER | MB 180x110x111 PS SMOOTH -GREY COVER
4TBG861700C0100 | MB861700 | Active | 4022903006121 | 13.6 | 1 | 1 | stuk | Multibox | BE31190 | 6W (L20 MULTIBOX) | stuk | MultiBox 180x110x165 PS SMOOTH-GREY | MB 180x110x165 PS SMOOTH -GREY COVER | MB 180x110x165 PS SMOOTH -GREY COVER | MB 180x110x165 PS SMOOTH -GREY COVER
4TBG861702R0100 | MB861702 | Active | 4022903006138 | 17.81 | 1 | 1 | stuk | Multibox | BE31190 | 6W (L20 MULTIBOX) | stuk | MultiBox 182x180x90 PS SMOOTH-GREY | MB 182x180x90 PS SMOOTH -GREY COVER | MB 182x180x90 PS SMOOTH -GREY COVER | MB 182x180x90 PS SMOOTH -GREY COVER
4TBG861704C0100 | MB861704 | Active | 4022903006145 | 20.29 | 1 | 1 | stuk | Multibox | BE31190 | 6W (L20 MULTIBOX) | stuk | MultiBox 182x180x111 PS SMOOTH-GREY | MB 182x180x111 PS SMOOTH -GREY COVER | MB 182x180x111 PS SMOOTH -GREY COVER | MB 182x180x111 PS SMOOTH -GREY COVER
4TBG861706C0100 | MB861706 | Active | 4022903006152 | 23 | 1 | 1 | stuk | Multibox | BE31190 | 6W (L20 MULTIBOX) | stuk | MultiBox 182X180X165 PS SMOOTH-GREY | MB 182X180X165 PS SMOOTH -GREY COVER | MB 182X180X165 PS SMOOTH -GREY COVER | MB 182X180X165 PS SMOOTH -GREY COVER
4TBG861710R0100 | MB861710 | Active | 4022903006169 | 26.5 | 1 | 1 | stuk | Multibox | BE31190 | 6W (L20 MULTIBOX) | stuk | MultiBox 254X180X90 PS SMOOTH-GREY | MB 254X180X90 PS SMOOTH -GREY COVER | MB 254X180X90 PS SMOOTH -GREY COVER | MB 254X180X90 PS SMOOTH -GREY COVER
4TBG861712R0100 | MB861712 | Active | 4022903006176 | 27.84 | 1 | 1 | stuk | Multibox | BE31190 | 6W (L20 MULTIBOX) | stuk | MultiBox 254X180X111 PS SMOOTH-GREY | MB 254X180X111 PS SMOOTH -GREY COVER | MB 254X180X111 PS SMOOTH -GREY COVER | MB 254X180X111 PS SMOOTH -GREY COVER
4TBG861714R0100 | MB861714 | Active | 4022903006183 | 29.47 | 1 | 1 | stuk | Multibox | BE31190 | 6W (L20 MULTIBOX) | stuk | MultiBox 254X180X165 PS SMOOTH-GREY | MB 254X180X165 PS SMOOTH -GREY COVER | MB 254X180X165 PS SMOOTH -GREY COVER | MB 254X180X165 PS SMOOTH -GREY COVER
4TBG861718C0100 | MB861718 | Active | 4022903006190 | 70.58 | 1 | 1 | stuk | Multibox | BE31190 | 6W (L20 MULTIBOX) | stuk | MultiBox 361x254x111 PS SMOOTH-GREY | MB 361x254x111 PS SMOOTH -GREY COVER | MB 361x254x111 PS SMOOTH -GREY COVER | MB 361x254x111 PS SMOOTH -GREY COVER
4TBG861720R0100 | MB861720 | Active | 4022903006206 | 84.02 | 1 | 1 | stuk | Multibox | BE31190 | 6W (L20 MULTIBOX) | stuk | MultiBox 361x254x165 PS SMOOTH-GREY | MB 361x254x165 PS SMOOTH -GREY COVER | MB 361x254x165 PS SMOOTH -GREY COVER | MB 361x254x165 PS SMOOTH -GREY COVER
4TBG861724R0100 | MB861724 | Active | 4022903006213 | 0.56 | 1 | 1 | stuk | Multibox | BE31190 | 6W (L20 MULTIBOX) | stuk | MultiBox dub.MEMBRANE NIPPLE IP66M16 | MB DOUBLE MEMBRANE NIPPLE IP66 M16 | MB DOUBLE MEMBRANE NIPPLE IP66 M16 | MB DOUBLE MEMBRANE NIPPLE IP66 M16
4TBG861725R0100 | MB861725 | Active | 4022903006220 | 0.56 | 1 | 1 | stuk | Multibox | BE31190 | 6W (L20 MULTIBOX) | stuk | MultiBox dub.MEMBRANE NIPPLE IP66M20 | MB DOUBLE MEMBRANE NIPPLE IP66 M20 | MB DOUBLE MEMBRANE NIPPLE IP66 M20 | MB DOUBLE MEMBRANE NIPPLE IP66 M20
4TBG861726R0100 | MB861726 | Active | 4022903006237 | 0.58 | 1 | 1 | stuk | Multibox | BE31190 | 6W (L20 MULTIBOX) | stuk | MultiBox dub.MEMBRANE NIPPLE IP66M25 | MB DOUBLE MEMBRANE NIPPLE IP66 M25 | MB DOUBLE MEMBRANE NIPPLE IP66 M25 | MB DOUBLE MEMBRANE NIPPLE IP66 M25
4TBG861727C0100 | MB861727 | Active | 4022903006244 | 1.04 | 1 | 1 | stuk | Multibox | BE31190 | 6W (L20 MULTIBOX) | stuk | MultiBox dub.MEMBRANE NIPPLE IP66M32 | MB DOUBLE MEMBRANE NIPPLE IP66 M32 | MB DOUBLE MEMBRANE NIPPLE IP66 M32 | MB DOUBLE MEMBRANE NIPPLE IP66 M32
4TBG861728R0100 | MB861728 | Active | 4022903006251 | 1.26 | 1 | 1 | stuk | Multibox | BE31190 | 6W (L20 MULTIBOX) | stuk | MultiBox VENT PLUG IPX4M20 | MB VENT PLUG IPX4 M20 | MB VENT PLUG IPX4 M20 | MB VENT PLUG IPX4 M20
4TBG861731C0100 | MB861731 | Active | 4022903006275 | 4.25 | 1 | 1 | stuk | Multibox | BE31190 | 6W (L20 MULTIBOX) | stuk | MultiBox INSULATEDMOUNTING PLATE 75x45 | MB INSULATED MOUNTING PLATE 75x45 | MB INSULATED MOUNTING PLATE 75x45 | MB INSULATED MOUNTING PLATE 75x45
4TBG861732C0100 | MB861732 | Active | 4022903006282 | 4.55 | 1 | 1 | stuk | Multibox | BE31190 | 6W (L20 MULTIBOX) | stuk | MultiBox INSULATEDMOUNTING PLATE 74x74 | MB INSULATED MOUNTING PLATE 74x74 | MB INSULATED MOUNTING PLATE 74x74 | MB INSULATED MOUNTING PLATE 74x74
4TBG861733R0100 | MB861733 | Active | 4022903006299 | 4.94 | 1 | 1 | stuk | Multibox | BE31190 | 6W (L20 MULTIBOX) | stuk | MultiBox INSULATEDMOUNTING PLATE 90x90 | MB INSULATED MOUNTING PLATE 90x90 | MB INSULATED MOUNTING PLATE 90x90 | MB INSULATED MOUNTING PLATE 90x90
4TBG861734R0100 | MB861734 | Active | 4022903006305 | 4.94 | 1 | 1 | stuk | Multibox | BE31190 | 6W (L20 MULTIBOX) | stuk | MultiBox INSULATEDMount PLATE 110x74 | MB INSULATED MOUNTING PLATE 110x74 | MB INSULATED MOUNTING PLATE 110x74 | MB INSULATED MOUNTING PLATE 110x74
4TBG861735R0100 | MB861735 | Active | 4022903006312 | 6.2 | 1 | 1 | stuk | Multibox | BE31190 | 6W (L20 MULTIBOX) | stuk | MultiBox INSULATEDMOUNTING PLATE 110x110 | MB INSULATED MOUNTING PLATE 110x110 | MB INSULATED MOUNTING PLATE 110x110 | MB INSULATED MOUNTING PLATE 110x110
4TBG861736R0100 | MB861736 | Active | 4022903006329 | 6.9 | 1 | 1 | stuk | Multibox | BE31190 | 6W (L20 MULTIBOX) | stuk | MultiBox INSULATEDMount PLATE 160x74 | MB INSULATED MOUNTING PLATE 160x74 | MB INSULATED MOUNTING PLATE 160x74 | MB INSULATED MOUNTING PLATE 160x74
4TBG861737R0100 | MB861737 | Active | 4022903006336 | 6.2 | 1 | 1 | stuk | Multibox | BE31190 | 6W (L20 MULTIBOX) | stuk | MultiBox INSULATEDMount PLATE 150x90 | MB INSULATED MOUNTING PLATE 150x90 | MB INSULATED MOUNTING PLATE 150x90 | MB INSULATED MOUNTING PLATE 150x90
4TBG861738R0100 | MB861738 | Active | 4022903006343 | 7.47 | 1 | 1 | stuk | Multibox | BE31190 | 6W (L20 MULTIBOX) | stuk | MultiBox INSULATEDMOUNTING PLATE 150x150 | MB INSULATED MOUNTING PLATE 150x150 | MB INSULATED MOUNTING PLATE 150x150 | MB INSULATED MOUNTING PLATE 150x150
4TBG861739R0100 | MB861739 | Active | 4022903006350 | 10.41 | 1 | 1 | stuk | Multibox | BE31190 | 6W (L20 MULTIBOX) | stuk | MultiBox INSULATEDMOUNTING PLATE 220x150 | MB INSULATED MOUNTING PLATE 220x150 | MB INSULATED MOUNTING PLATE 220x150 | MB INSULATED MOUNTING PLATE 220x150
4TBG861740R0100 | MB861740 | Active | 4022903006367 | 26.47 | 1 | 1 | stuk | Multibox | BE31190 | 6W (L20 MULTIBOX) | stuk | MultiBox INSULATEDMOUNTING PLATE 331x220 | MB INSULATED MOUNTING PLATE 331x220 | MB INSULATED MOUNTING PLATE 331x220 | MB INSULATED MOUNTING PLATE 331x220
4TBG861741C0100 | MB861741 | Active | 4022903006374 | 2.12 | 1 | 1 | stuk | Multibox | BE31190 | 6W (L20 MULTIBOX) | stuk | MultiBox DIN-PROFILES TS 15 L=45 | MB DIN-PROFILES TS 15 L=45 | MB DIN-PROFILES TS 15 L=45 | MB DIN-PROFILES TS 15 L=45
4TBG861742R0100 | MB861742 | Active | 4022903006381 | 2.59 | 1 | 1 | stuk | Multibox | BE31190 | 6W (L20 MULTIBOX) | stuk | MultiBox DIN-PROFILES TS 15 L=75 | MB DIN-PROFILES TS 15 L=75 | MB DIN-PROFILES TS 15 L=75 | MB DIN-PROFILES TS 15 L=75
4TBG861743C0100 | MB861743 | Active | 4022903006398 | 2.59 | 1 | 1 | stuk | Multibox | BE31190 | 6W (L20 MULTIBOX) | stuk | MultiBox DIN-PROFILES TS 15 L=87 | MB DIN-PROFILES TS 15 L=87 | MB DIN-PROFILES TS 15 L=87 | MB DIN-PROFILES TS 15 L=87
4TBG861744R0100 | MB861744 | Active | 4022903006404 | 3.34 | 1 | 1 | stuk | Multibox | BE31190 | 6W (L20 MULTIBOX) | stuk | MultiBox DIN-PROFILES TS 15 L=106 | MB DIN-PROFILES TS 15 L=106 | MB DIN-PROFILES TS 15 L=106 | MB DIN-PROFILES TS 15 L=106
4TBG861745C0100 | MB861745 | Active | 4022903006411 | 4.25 | 1 | 1 | stuk | Multibox | BE31190 | 6W (L20 MULTIBOX) | stuk | MultiBox DIN-PROFILES TS 15 L=148 | MB DIN-PROFILES TS 15 L=148 | MB DIN-PROFILES TS 15 L=148 | MB DIN-PROFILES TS 15 L=148
4TBG861747R0100 | MB861747 | Active | 4022903006435 | 3.52 | 1 | 1 | stuk | Multibox | BE31190 | 6W (L20 MULTIBOX) | stuk | MultiBox DIN-PROFILES NS 35 L=106 | MB DIN-PROFILES NS 35 L=106 | MB DIN-PROFILES NS 35 L=106 | MB DIN-PROFILES NS 35 L=106
4TBG861748R0100 | MB861748 | Active | 4022903006442 | 3.98 | 1 | 1 | stuk | Multibox | BE31190 | 6W (L20 MULTIBOX) | stuk | MultiBox DIN-PROFILES NS 35 L=144 | MB DIN-PROFILES NS 35 L=144 | MB DIN-PROFILES NS 35 L=144 | MB DIN-PROFILES NS 35 L=144
4TBG861749R0100 | MB861749 | Active | 4022903006459 | 5.08 | 1 | 1 | stuk | Multibox | BE31190 | 6W (L20 MULTIBOX) | stuk | MultiBox DIN-PROFILES NS 35 L=216 | MB DIN-PROFILES NS 35 L=216 | MB DIN-PROFILES NS 35 L=216 | MB DIN-PROFILES NS 35 L=216
4TBG861750C0100 | MB861750 | Active | 4022903006466 | 7.99 | 1 | 1 | stuk | Multibox | BE31190 | 6W (L20 MULTIBOX) | stuk | MultiBox DIN-PROFILES NS 35 L=336 | MB DIN-PROFILES NS 35 L=336 | MB DIN-PROFILES NS 35 L=336 | MB DIN-PROFILES NS 35 L=336
4TBG861753C0100 | MB861753 | Active | 4022903006473 | 1.84 | 1 | 1 | stuk | Multibox | BE31190 | 6W (L20 MULTIBOX) | stuk | MultiBox COUPLING KIT SMALLM20 | MB COUPLING KIT SMALL M20 | MB COUPLING KIT SMALL M20 | MB COUPLING KIT SMALL M20
4TBG861754C0100 | MB861754 | Active | 4022903006480 | 2.38 | 1 | 1 | stuk | Multibox | BE31190 | 6W (L20 MULTIBOX) | stuk | MultiBox COUPLING KIT SMALLM25 | MB COUPLING KIT SMALL M25 | MB COUPLING KIT SMALL M25 | MB COUPLING KIT SMALL M25
4TBG861755C0100 | MB861755 | Active | 4022903006497 | 2.85 | 1 | 1 | stuk | Multibox | BE31190 | 6W (L20 MULTIBOX) | stuk | MultiBox COUPLING KIT SMALLM32 | MB COUPLING KIT SMALL M32 | MB COUPLING KIT SMALL M32 | MB COUPLING KIT SMALL M32
4TBG861756C0100 | MB861756 | Active | 4022903006503 | 4.1 | 1 | 1 | stuk | Multibox | BE31190 | 6W (L20 MULTIBOX) | stuk | MultiBox COUPLING KIT LARGE | MB COUPLING KIT LARGE | MB COUPLING KIT LARGE | MB COUPLING KIT LARGE
4TBG861758R0100 | MB861758 | Active | 4022903006527 | 7.92 | 1 | 1 | stuk | Multibox | BE31190 | 6W (L20 MULTIBOX) | stuk | MultiBox HINGE KIT LARGE | MB HINGE KIT LARGE | MB HINGE KIT LARGE | MB HINGE KIT LARGE
4TBG861759C0100 | MB861759 | Active | 4022903006534 | 4.94 | 1 | 1 | stuk | Multibox | BE31190 | 6W (L20 MULTIBOX) | stuk | MultiBox WALLMOUNTING BRACKETS | MB WALL MOUNTING BRACKETS | MB WALL MOUNTING BRACKETS | MB WALL MOUNTING BRACKETS
4TBG861762C0100 | MB861762 | Active | 4022903006558 | 1.25 | 1 | 1 | stuk | Multibox | BE31190 | 6W (L20 MULTIBOX) | stuk | MB SPACERS | MB SPACERS | MB SPACERS | MB SPACERS
4TBG861764C0100 | MB861764 | Active | 4022903006572 | 4.55 | 1 | 1 | stuk | Multibox | BE31190 | 6W (L20 MULTIBOX) | stuk | MultiBox CARRYING H,LE GREEN PLASTIC SCREWS | MB CARRYING HANDLE GREEN PLASTIC SCREWS | MB CARRYING HANDLE GREEN PLASTIC SCREWS | MB CARRYING HANDLE GREEN PLASTIC SCREWS
4TBG861765C0100 | MB861765 | Active | 4022903006589 | 3.4 | 1 | 1 | stuk | Multibox | BE31190 | 6W (L20 MULTIBOX) | stuk | MultiBox CARRYING H,LE GREENMETAL SCREWS | MB CARRYING HANDLE GREEN METAL SCREWS | MB CARRYING HANDLE GREEN METAL SCREWS | MB CARRYING HANDLE GREEN METAL SCREWS
4TBG861769R0100 | MB861769 | Active | 4022903006619 | 0.47 | 1 | 1 | stuk | Multibox | BE31190 | 6W (L20 MULTIBOX) | stuk | MultiBox SCREW SHORT | MB COVER SCREW SHORT | MB COVER SCREW SHORT | MB COVER SCREW SHORT
4TBG861770C0100 | MB861770 | Active | 4022903006626 | 0.58 | 1 | 1 | stuk | Multibox | BE31190 | 6W (L20 MULTIBOX) | stuk | MultiBox SCREW LONG | MB COVER SCREW LONG | MB COVER SCREW LONG | MB COVER SCREW LONG
4TBJ818078R0100 | ACC818078 | Active | 4022903014478 | 22.46 | 1 | 1 | stuk | Distribution Enclosures | BE31190 | 2O (L52 CAS.CABIN&POWERF) | stuk | DRUKREGELAAR DA 412 (set) | Régleur de pression DA 412 | PRESSURE COMPENSATION PLUG IP55 | PRESSURE COMPENSATION PLUG IP55
4TBJ818223R0100 | ACC818223 | Active | 4022903014485 | 33.25 | 1 | 1 | stuk | Distribution Enclosures | BE31190 | 2O (L52 CAS.CABIN&POWERF) | stuk | Drukcompensatiestop IP66 (set van 2) | Rég de pression IP66 (2pcs) | Air compensation plug IP66-M40 (2pcs) | Air compensation plug IP66-M40 (2pcs)
4TBJ818230C0100 | ACC818230 | Active | 4022903013303 | 98.29 | 1 | 1 | stuk | Distribution Enclosures | BE31190 | 2O (L52 CAS.CABIN&POWERF) | stuk | Verwarming CSF060 120-250Vac 50 W 15°C | Calorif. CSF 060 120-250VAC 50W 15 °C | HEATER CSF 060 120-250VAC, 50 W, 15 °C | HEATER CSF 060 120-250VAC, 50 W, 15 °C
4TBJ818236C0100 | ACC818236 | Active | 4022903013310 | 351.81 | 1 | 1 | stuk | Distribution Enclosures | BE31190 | 2O (L52 CAS.CABIN&POWERF) | stuk | Verw.+ fan HVI 030 230Vac 500W clipbev. | VENTCalorif. HVI 030 230VAC 500W CL FIX | FAN HEATER HVI 030 230VAC, 500W CLIP FIX | FAN HEATER HVI 030 230VAC, 500W CLIP FIX
4TBJ818242C0100 | ACC818242 | Active | 4022903013327 | 166.87 | 1 | 1 | stuk | Distribution Enclosures | BE31190 | 2O (L52 CAS.CABIN&POWERF) | stuk | Verw.+fan CS028 230Vac 150W clipbev. | VENTCalorif. CS 028 230VAC 150W CL FIX | FAN HEATER CS 028 230VAC, 150W CLIP FIX. | FAN HEATER CS 028 230VAC, 150W CLIP FIX.
4TBJ818243C0100 | ACC818243 | Active | 4022903013334 | 174.62 | 1 | 1 | stuk | Distribution Enclosures | BE31190 | 2O (L52 CAS.CABIN&POWERF) | stuk | Verw.+fan CSL028 230Vac250W clipbev. | VENTCalorif. CSL 028 230VAC 250W CL FIX | FAN HEATER CSL 028 230VAC, 250W CLIP FIX | FAN HEATER CSL 028 230VAC, 250W CLIP FIX
4TBJ818265C0100 | ACC818265 | Active | 4022903013341 | 25.87 | 1 | 1 | stuk | Distribution Enclosures | BE31190 | 2O (L52 CAS.CABIN&POWERF) | stuk | thermo.KTO 011 NC cont.-10-50°C | THERMOSTAT KTO 011 NC Cont. -10 - 50°C | THERMOSTAT KTO 011 NC CONTACT -10 - 50°C | THERMOSTAT KTO 011 NC CONTACT -10 - 50°C
4TBJ818266C0100 | ACC818266 | Active | 4022903013358 | 25.87 | 1 | 1 | stuk | Distribution Enclosures | BE31190 | 2O (L52 CAS.CABIN&POWERF) | stuk | thermo. KTS011 NO cont.-10-50°C | THERMOSTAT KTS 011 NO Cont. -10 - 50°C | THERMOSTAT KTS 011 NO CONTACT -10 - 50°C | THERMOSTAT KTS 011 NO CONTACT -10 - 50°C
4TBJ818291C0100 | ACC818291 | Active | 4022903013365 | 7.25 | 1 | 1 | stuk | Distribution Enclosures | BE31190 | 2O (L52 CAS.CABIN&POWERF) | stuk | Druk comp.vent.DAK 284M12 IP66/IP67 | PRESS. etoupe GLAND DAK284 M12 IP66/IP67 | PRESS. COMP. GLAND DAK 284 M12 IP66/IP67 | PRESS. COMP. GLAND DAK 284 M12 IP66/IP67
4TBL890728C0200 | LPTEBEMP | Active | 5411815243790 | 73.01 | 1 | 1 | stuk | Lighting boxes | BE31190 | 35 (W11 CONN.ENERGY DIST) | stuk | Aansluitkastje OV Type E-B Leeg | LIGHTING ENCLOSURE TYPE E-B EMPTY | LIGHTING ENCLOSURE TYPE E-B EMPTY | LIGHTING ENCLOSURE TYPE E-B EMPTY |  | 5.14
4TBL890729C2200 | LPEB4T35 | Active | 5411815243806 | 128.97 | 1 | 1 | stuk | Lighting boxes | BE31190 | 35 (W11 CONN.ENERGY DIST) | stuk | Aansluitkastje OV Type E-B 4KL35_DD | Lighting enclosure type E-B 4T35_DD | Lighting enclosure type E-B 4T35_DD | Lighting enclosure type E-B 4T35_DD
4TBL890762C2200 | LPTDEMP | Active | 5411815243851 | 64.89 | 1 | 1 | stuk | Lighting boxes | BE31190 | 35 (W11 CONN.ENERGY DIST) | stuk | Aansluitkastje OV Type D Leeg | Lighting enclosure type D empty | Lighting enclosure type D empty | Lighting enclosure type D empty |  | 5.14
4TBL890764C0200 | LPTDFH | Active | 5411815243868 | 80.17 | 1 | 1 | stuk | Lighting boxes | BE31190 | 35 (W11 CONN.ENERGY DIST) | stuk | Aansluitkastje OV Type D met SMV houder | Lighting enclosure type D w fuse holders | Lighting enclosure type D w fuse holders | Lighting enclosure type D w fuse holders
4TBO781936C0100 | AP61CEB | Active | 5411815246234 | 351.62 | 1 | 1 | stuk | APO | BE31190 | 25 (L12 APO BOXES) | stuk | APO 61 kabeleindsluiting 1x75mm RAL7035 | APO 61 boites cable1x75mm RAL7035 | APO 61 cable end box 1x75mm RAL7035 | APO 61 cable end box 1x75mm RAL7035
4TBO781937C0100 | AP71CEB | Active | 5411815246241 | 263.12 | 1 | 1 | stuk | APO | BE31190 | 25 (L12 APO BOXES) | stuk | APO 71 kabeleindsluiting 1x75 RAL7035 | APO 71 boites cable 1x75 RAL7035 | APO 71 cable end box 1x75 RAL7035 | APO 71 cable end box 1x75 RAL7035
4TBO851004C0100 | APACC851004 | Active | 5411815246272 | 9.47 | 1 | 10 | stuk | Accessories - Boxes | BE31190 | 28 (L16 ACCESS. APO) | stuk | APO Schroefpatroonhoud E27-25A | BASE COUPE_CIR E27+COIFFE | FUSE BASE E27 WITH CAP | FUSE BASE E27 WITH CAP
4TBO851006C0100 | APACC851006 | Active | 5411815246289 | 15.25 | 1 | 10 | stuk | Accessories - Boxes | BE31190 | 28 (L16 ACCESS. APO) | stuk | APO Schroefpatroonhoud E33-63A | BASE COUPE-CIR E33+COIFFE | FUSE BASE E33 WITH CAP | FUSE BASE E33 WITH CAP
4TBO851016C0100 | APTTRK | Active | 4022903013211 | 13.08 | 1 | 1 | stuk | Accessories - Boxes | BE31190 | 28 (L16 ACCESS. APO) | stuk | APO Sleutel driekant TTR | Clef vis à tête triangulaire T | SPANNER FOR TTR SCREW | SPANNER FOR TTR SCREW
4TBO851021C0100 | APACC851021 | Active | 5411815246302 | 11.01 | 1 | 10 | stuk | Accessories - Boxes | BE31190 | 28 (L16 ACCESS. APO) | stuk | EARTH BAR 12X4 | Rail de terre 12x4 avec 3 clames | EARTH BAR 12X4 | EARTH BAR 12X4
4TBO851026C0100 | APTIM4 | Active | 5411815246319 | 0.87 | 1 | 100 | stuk | Accessories - Boxes | BE31190 | 28 (L16 ACCESS. APO) | stuk | DODGE THREADED INSERTM4 | Canon fileté M4 type Dodge | DODGE THREADED INSERT M4 | DODGE THREADED INSERT M4
4TBO851027C0100 | APTIM4T | Active | 4022903013228 | 14.23 | 1 | 1 | stuk | Accessories - Boxes | BE31190 | 28 (L16 ACCESS. APO) | stuk | APO DOORSLAG DRAADBUSM4 | Canon fileté M4 poincon | TOOL FOR DODGE INSERT | TOOL FOR DODGE INSERT
4TBO851038C0100 | APACC851038 | Active | 5411815246340 | 2.35 | 1 | 50 | stuk | Accessories - Boxes | BE31190 | 28 (L16 ACCESS. APO) | stuk | APO PakBUS GRIJS PG11 | Presse-étoupe PG11 polyamide grise | GLAND PG11 POLYCARBONATE | GLAND PG11 POLYCARBONATE
4TBO851042C0100 | APACC851042 | Active | 5411815246357 | 2.45 | 1 | 50 | stuk | Accessories - Boxes | BE31190 | 28 (L16 ACCESS. APO) | stuk | APO PakBUS GRIJS PG135 | Presse-étoupe PG135 polyamide gris | GLAND PG13,5 POLYCARBONAT | GLAND PG13,5 POLYCARBONAT
4TBO851046C0100 | APACC851046 | Active | 5411815246364 | 2.6 | 1 | 50 | stuk | Accessories - Boxes | BE31190 | 28 (L16 ACCESS. APO) | stuk | APO KABELVERSCHRAUBUNG PG16 GRAU | Presse-étoupe PG16 gris polyamide | PG16 CABLE SEAL FOR JB6 | PG16 CABLE SEAL FOR JB6
4TBO851051C0100 | APACC851051 | Active | 5411815246371 | 3.36 | 1 | 25 | stuk | Accessories - Boxes | BE31190 | 28 (L16 ACCESS. APO) | stuk | APO PakBUS GRIJS PG21 | Presse-étoupe PG21 polyamide gris | GLAND PG21 POLYCARBONATE | GLAND PG21 POLYCARBONATE
4TBO851056C0100 | APACC851056 | Active | 5411815246388 | 6.84 | 1 | 10 | stuk | Accessories - Boxes | BE31190 | 28 (L16 ACCESS. APO) | stuk | APO PakBUS GRIJS PG29 | Presse-étoupe PG29 polyamide gris | GLAND PG29 POLYCARBONATE | GLAND PG29 POLYCARBONATE
4TBO851060C0100 | APACC851060 | Active | 5411815246395 | 10.66 | 1 | 5 | stuk | Accessories - Boxes | BE31190 | 28 (L16 ACCESS. APO) | stuk | APO PakBUS GRIJS PG36 | Presse-étoupe PG36 polyamide gris | GLAND PG36 POLYCARBONATE | GLAND PG36 POLYCARBONATE
4TBO851062C0100 | APACC851062 | Active | 5411815246401 | 14.01 | 1 | 5 | stuk | Accessories - Boxes | BE31190 | 28 (L16 ACCESS. APO) | stuk | APO PakBUS GRIJS PG42 | Presse-étoupe PG42 polyamide gris | GLAND PG42 POLYCARBONATE | GLAND PG42 POLYCARBONATE
4TBO851064C0100 | APACC851064 | Active | 5411815246425 | 0.87 | 1 | 20 | stuk | Accessories - Boxes | BE31190 | 28 (L16 ACCESS. APO) | stuk | BLANKING PLUG PG16 | BLANKING PLUG PG16 | BLANKING PLUG PG16 | BLANKING PLUG PG16
4TBO851065C0100 | APACC851065 | Active | 5411815246432 | 0.95 | 1 | 20 | stuk | Accessories - Boxes | BE31190 | 28 (L16 ACCESS. APO) | stuk | BLANKING PLUG PG21 | BLANKING PLUG PG21 | BLANKING PLUG PG21 | BLANKING PLUG PG21
4TBO851066C0100 | APACC851066 | Active | 5411815246449 | 1.03 | 1 | 20 | stuk | Accessories - Boxes | BE31190 | 28 (L16 ACCESS. APO) | stuk | BLANKING PLUG PG29 | BLANKING PLUG PG29 | BLANKING PLUG PG29 | BLANKING PLUG PG29
4TBO851068C0100 | APACC851068 | Active | 5411815246456 | 2.6 | 1 | 10 | stuk | Accessories - Boxes | BE31190 | 28 (L16 ACCESS. APO) | stuk | BLANKING PLUG PG36 | BLANKING PLUG PG36 | BLANKING PLUG PG36 | BLANKING PLUG PG36
4TBO851069C0100 | APACC851069 | Active | 5411815246463 | 0.85 | 1 | 20 | stuk | Accessories - Boxes | BE31190 | 28 (L16 ACCESS. APO) | stuk | APO INVOERTUL PG16 | ENTREE DE TUBE PG16 | TUBE INLET BUSH PG16 DIA | TUBE INLET BUSH PG16 DIA
4TBO851070C0100 | APACC851070 | Active | 5411815246470 | 0.95 | 1 | 20 | stuk | Accessories - Boxes | BE31190 | 28 (L16 ACCESS. APO) | stuk | APO INVOERTUL PG16 | ENTREE DE TUBE PG16 | TUBE INLET BUSH PG16 DIA | TUBE INLET BUSH PG16 DIA
4TBO851075C0100 | APACC851075 | Active | 5411815246487 | 0.87 | 1 | 50 | stuk | Accessories - Boxes | BE31190 | 28 (L16 ACCESS. APO) | stuk | APO MOER PG11 | Ecrou PG11 polyamide gris | LOCK NUT PG11 | LOCK NUT PG11
4TBO851076C0100 | APACC851076 | Active | 5411815246494 | 0.95 | 1 | 50 | stuk | Accessories - Boxes | BE31190 | 28 (L16 ACCESS. APO) | stuk | APO MOER PG135 | Ecrou PG135 polyamide gris | LOCK NUT PG13,5 | LOCK NUT PG13,5
4TBO851077C0100 | APACC851077 | Active | 5411815246500 | 0.89 | 1 | 50 | stuk | Accessories - Boxes | BE31190 | 28 (L16 ACCESS. APO) | stuk | APO MOER PG16 | Ecrou PG16 polyamide gris | LOCK NUT PG16 | LOCK NUT PG16
4TBO851088C0100 | APACC851088 | Active | 5411815246562 | 0.97 | 1 | 20 | stuk | Accessories - Boxes | BE31190 | 28 (L16 ACCESS. APO) | stuk | APO VERVALRING PG135-PG16 | REDUCTEUR PG135-PG16 | REDUC. BUSH PG13,5-PG16 | REDUC. BUSH PG13,5-PG16
4TBO851089C0100 | APACC851089 | Active | 5411815246579 | 0.97 | 1 | 20 | stuk | Accessories - Boxes | BE31190 | 28 (L16 ACCESS. APO) | stuk | APO VERVALRING PG135-PG21 | REDUCTEUR PG135-PG21 | REDUC. BUSH PG13,5-PG21 | REDUC. BUSH PG13,5-PG21
4TBO851090C0100 | APACC851090 | Active | 5411815246586 | 1 | 1 | 20 | stuk | Accessories - Boxes | BE31190 | 28 (L16 ACCESS. APO) | stuk | APO VERVALRING PG16 -PG21 | REDUCTEUR PG16 -PG21 | REDUC. BUSH PG16-PG21 | REDUC. BUSH PG16-PG21
4TBO851091C0100 | APACC851091 | Active | 5411815246593 | 1.34 | 1 | 20 | stuk | Accessories - Boxes | BE31190 | 28 (L16 ACCESS. APO) | stuk | APO VERVALRING PG21 -PG29 | REDUCTEUR PG21 -PG29 | REDUC. BUSH PG21-PG29 | REDUC. BUSH PG21-PG29
4TBO851092C0100 | APACC851092 | Active | 5411815246609 | 2.32 | 1 | 10 | stuk | Accessories - Boxes | BE31190 | 28 (L16 ACCESS. APO) | stuk | APO VERVALRING PG29 -PG36 | REDUCTEUR PG29 -PG36 | REDUC. BUSH PG29-PG36 | REDUC. BUSH PG29-PG36
4TBO851096C0100 | APACC851096 | Active | 5411815246616 | 3.23 | 1 | 20 | stuk | Accessories - Boxes | BE31190 | 28 (L16 ACCESS. APO) | stuk | APO Univer.INGANG 12/48 | Entrée universelle 212/48 gris | CABLE INLET 12/48 | CABLE INLET 12/48
4TBO851097C0100 | APACC851097 | Active | 5411815246623 | 2.77 | 1 | 20 | stuk | Accessories - Boxes | BE31190 | 28 (L16 ACCESS. APO) | stuk | APO Univer.INGANG 12/30 | Entrée universelle 212/30 gris | CABLE INLET 12/30 | CABLE INLET 12/30
4TBO851098C0100 | APACC851098 | Active | 5411815246630 | 3.01 | 1 | 20 | stuk | Accessories - Boxes | BE31190 | 28 (L16 ACCESS. APO) | stuk | APO Univer.INGANG 12/36 | Entrée universelle 13/43 gris | CABLE INLET 13/43 | CABLE INLET 13/43
4TBO851099C0100 | APACC851099 | Active | 5411815246647 | 4.65 | 1 | 10 | stuk | Accessories - Boxes | BE31190 | 28 (L16 ACCESS. APO) | stuk | APO Univer.INGANG 22/66 | Entrée universelle 222/66 gris | CABLE INLET 22/36 | CABLE INLET 22/36
4TBO851100C0100 | APACC851100 | Active | 5411815246654 | 4.33 | 1 | 10 | stuk | Accessories - Boxes | BE31190 | 28 (L16 ACCESS. APO) | stuk | APO Univer.INGANG 22/58 | Entrée universelle 222/58 gris | CABLE INLET 22/58 | CABLE INLET 22/58
4TBO851103C0100 | APBR3 | Active | 5411815246661 | 14.25 | 1 | 1 | stuk | Accessories - Boxes | BE31190 | 28 (L16 ACCESS. APO) | stuk | APO brugstuk zijde 300 | CABLE BOX BRIDGE 300MM | CABLE BOX BRIDGE 300MM | CABLE BOX BRIDGE 300MM
4TBO851105C0100 | AP31CC75 | Active | 5411815246678 | 15.69 | 1 | 1 | stuk | Accessories - Boxes | BE31190 | 28 (L16 ACCESS. APO) | stuk | APO TREKONTLASTINGSBEUGEL | APO Bride anti-traction fix directe | CABLE CLAMP DIA 75MM | CABLE CLAMP DIA 75MM
4TBO851106C0100 | APRCS | Active | 5411815246685 | 28.37 | 1 | 1 | stuk | Accessories - Boxes | BE31190 | 28 (L16 ACCESS. APO) | stuk | APO GUMMI KABELINGANG | APO Entrée de cable en caoutchou | RUBBER CABLE SLEEVE | RUBBER CABLE SLEEVE
4TBO851110C0100 | AP41CC75 | Active | 5411815246708 | 34.85 | 1 | 1 | stuk | Accessories - Boxes | BE31190 | 28 (L16 ACCESS. APO) | stuk | APO TREKONTLASTINGSBEUGEL | APO Bride anti-traction universelle | CABLE TENSILE RELIEVE | CABLE TENSILE RELIEVE
4TBO851111C0100 | APCC75 | Active | 5411815246715 | 15.99 | 1 | 1 | stuk | Accessories - Boxes | BE31190 | 28 (L16 ACCESS. APO) | stuk | APO TREKONTLASTINGSBEUGEL | APO Bride anti-traction siupplémentaire | CABLE CLAMP | CABLE CLAMP
4TBO851112C0100 | APBR37 | Active | 5411815246722 | 16.28 | 1 | 1 | stuk | Accessories - Boxes | BE31190 | 28 (L16 ACCESS. APO) | stuk | APO brugstuk zijde 370 | CABLEBOX BRIDGE 370MM APO | CABLEBOX BRIDGE 370MM APO | CABLEBOX BRIDGE 370MM APO
4TBO851117C0100 | APACC851117 | Active | 5411815246739 | 6.36 | 1 | 10 | stuk | Accessories - Boxes | BE31190 | 28 (L16 ACCESS. APO) | stuk | APO KLEM RAIL/KABEL 30/50 | Borne barre/câble 10-50mm2 | WIRE CLAMP 10 TO 50MM | WIRE CLAMP 10 TO 50MM |  | 5.14
4TBO851118C0100 | APACC851118 | Active | 5411815246746 | 3.86 | 1 | 10 | stuk | Accessories - Boxes | BE31190 | 28 (L16 ACCESS. APO) | stuk | APO KLEM RAIL/KABEL 15/35 | Borne barre/câble 4-35mm2 | BUSBAR CLAMP 4 TO 35MM | BUSBAR CLAMP 4 TO 35MM |  | 5.14
4TBO851120C0100 | APACC851120 | Active | 5411815246753 | 7.12 | 1 | 10 | stuk | Accessories - Boxes | BE31190 | 28 (L16 ACCESS. APO) | stuk | APO KLEM RAIL/RAIL 20/20 | Borne barre/barre 20mm | BUSBAR CLAMP 20 TO 20MM | BUSBAR CLAMP 20 TO 20MM |  | 5.14
4TBO851123C0100 | APACC851123 | Active | 5411815246760 | 0.95 | 1 | 10 | stuk | Accessories - Boxes | BE31190 | 28 (L16 ACCESS. APO) | stuk | Con. BARS 12 x 5 | Cavalier M5 pr Cascade | CONNECTOR FOR BARS 12 x 5 | CONNECTOR FOR BARS 12 x 5 |  | 5.14
4TBO851125C0100 | APACC851125 | Active | 4022903023616 | 3.4 | 1 | 50 | stuk | Accessories - Boxes | BE31190 | 28 (L16 ACCESS. APO) | stuk | APO KLEM RAIL/RAIL 12/12 | Clames barre-barre Cascade 12/12 | BUSBAR CLAMP 12/12MM | BUSBAR CLAMP 12/12MM
4TBO851129C0100 | APACC851129 | Active | 5411815246791 | 7.08 | 1 | 10 | stuk | Accessories - Boxes | BE31190 | 28 (L16 ACCESS. APO) | stuk | APO KLEM RAIL/RAIL 30/30 | Borne barre/barre 30mm | BUSBAR CLAMP 30/30 MM | BUSBAR CLAMP 30/30 MM
4TBO851170C0100 | AP81MHP | Active | 5411815246807 | 61.78 | 1 | 1 | stuk | Accessories - Boxes | BE31190 | 24 (L11 B-RANGE BOXES) | stuk | APO 81Mont.plaat (Pertinax) | Platine de mont en pertinax APO 81 | APO 81 MOUNT.PL. (PERTINAX) | APO 81 MOUNT.PL. (PERTINAX)
4TBO851171C0100 | AP81MS | Active | 4022903013235 | 62.97 | 1 | 1 | stuk | Accessories - Boxes | BE31190 | 24 (L11 B-RANGE BOXES) | stuk | APO 81Mont.plaat (Metaal) | Platine de mont en ac galvanisé APO 8 | APO 81 MOUNT.PLATE (Metal) | APO 81 MOUNT.PLATE (Metal)
4TBO851173C0100 | AP31TC | Active | 5411815246821 | 97 | 1 | 4 | stuk | Accessories - Boxes | BE31190 | 24 (L11 B-RANGE BOXES) | stuk | APO 31 Deksel (Polycarbonaat) | Couv en polycarbonate APO 31 | APO 31 COVER (Polycarbonate) | APO 31 COVER (Polycarbonate)
4TBO851176C0100 | AP71TC | Active | 5411815246838 | 155.36 | 1 | 4 | stuk | Accessories - Boxes | BE31190 | 24 (L11 B-RANGE BOXES) | stuk | APO 71 Deksel (Polycarbonaat) | Couv en polycarbonate APO 71 | APO 71 COVER (Polycarbonate) | APO 71 COVER (Polycarbonate)
4TBO851181C0100 | AP71MHP | Active | 5411815246852 | 47.94 | 1 | 1 | stuk | Accessories - Boxes | BE31190 | 24 (L11 B-RANGE BOXES) | stuk | APO 71Mont.plaat (Pertinax) | Platine de mont en pertinax APO 71 | APO 71 MOUNT.PLATE (PERTINAX) | APO 71 MOUNT.PLATE (PERTINAX)
4TBO851185C0100 | AP71MS | Active | 4022903013242 | 44.53 | 1 | 1 | stuk | APO | BE31190 | 24 (L11 B-RANGE BOXES) | stuk | APO 71Mont.plaat (Metaal) | Platine de mont en ac galvanisé APO 7 | APO 71 MOUNT.PLATE (METAL) | APO 71 MOUNT.PLATE (METAL)
4TBO851187C0100 | AP31MHP | Active | 5411815246913 | 25.55 | 1 | 1 | stuk | APO | BE31190 | 24 (L11 B-RANGE BOXES) | stuk | APO 31Mont.plaat (Pertinax) | Platine de mont en pertinax APO 31 | APO 31 MOUNT.PL.PERTINAX) | APO 31 MOUNT.PL.PERTINAX)
4TBO851188C0100 | AP31MS | Active | 4022903013259 | 24.35 | 1 | 1 | stuk | APO | BE31190 | 24 (L11 B-RANGE BOXES) | stuk | APO 31Mont.plaat (Metaal) | Platine de mont en ac galvanisé APO 3 | APO 31 MOUNT.PLATE (METAL) | APO 31 MOUNT.PLATE (METAL)
4TBO851190C0100 | AP1MHP | Active | 5411815246944 | 21.44 | 1 | 1 | stuk | APO | BE31190 | 24 (L11 B-RANGE BOXES) | stuk | APO 1Mont.plaat (Pertinax) | Platine de mont en pertinax APO 1 | APO 1 MOUNT.PLATE (Pertinax) | APO 1 MOUNT.PLATE (Pertinax)
4TBO851191C0100 | AP1MS | Active | 5411815246951 | 19.87 | 1 | 1 | stuk | APO | BE31190 | 24 (L11 B-RANGE BOXES) | stuk | APO 1Mont.plaat (Metaal) | Platine de mont en ac galvanisé APO 1 | APO 1 MOUNT.PLATE (Metal) | APO 1 MOUNT.PLATE (Metal)
4TBO851193C0100 | AP81CP | Active | 5411815246968 | 237.67 | 1 | 2 | stuk | APO | BE31190 | 24 (L11 B-RANGE BOXES) | stuk | APO 81 Deksel (Polycarbonaat) | Couv en polycarbonate APO 81 | APO 81 COVER (Polycarbonate) | APO 81 COVER (Polycarbonate)
4TBO851196C0100 | AP1TC | Active | 5411815246975 | 60.01 | 1 | 4 | stuk | APO | BE31190 | 24 (L11 B-RANGE BOXES) | stuk | APO 1 Deksel (Polycarbonaat) | Couv en polycarbonate APO 1 | APO 1 COVER (Polycarbonate) | APO 1 COVER (Polycarbonate)
4TBO851244C0100 | APACC851244 | Active | 5411815246982 | 44.25 | 1 | 1 | stuk | Accessories - Boxes | BE31190 | 28 (L16 ACCESS. APO) | stuk | APO DRAAG H,VAT | Handle | Handle | Handle
4TBO851249C0100 | APACC851249 | Active | 5411815247019 | 7.25 | 1 | 10 | stuk | Accessories - Boxes | BE31190 | 28 (L16 ACCESS. APO) | stuk | APO W,bevestiging | Châssis-support étrier de fix | WALL-MOUNTING BRACKET | WALL-MOUNTING BRACKET
4TBO851253C0100 | APACC851253 | Active | 5411815247033 | 7.89 | 1 | 10 | stuk | Accessories - Boxes | BE31190 | 28 (L16 ACCESS. APO) | stuk | FRAME CLAMPING BRACKET | FRAME CLAMPING BRACKET | FRAME CLAMPING BRACKET | FRAME CLAMPING BRACKET
4TBO851254C0100 | APACC851254 | Active | 4022903014522 | 54.21 | 1 | 1 | stuk | Accessories - Boxes | BE31190 | 28 (L16 ACCESS. APO) | stuk | APO ALUMPROFIEL/L=3M | Profilé C en alu 3m | 3M ALU-PROFILE | 3M ALU-PROFILE
4TBO851255C0100 | APCS | Active | 5411815247057 | 1.03 | 1 | 50 | stuk | Accessories - Boxes | BE31190 | 28 (L16 ACCESS. APO) | stuk | APO dekselschroefzaagsnede | Vis fendue pr Couv APO | APO cover-screw | APO cover-screw
4TBO851256C0100 | APHS | Active | 5411815247064 | 11.56 | 1 | 1 | stuk | Accessories - Boxes | BE31190 | 28 (L16 ACCESS. APO) | stuk | APO SET LINTSCHARNIER | Charniere ruban APO (set 2 pieces) | SET OF 2 SLOTTED SCREWS | SET OF 2 SLOTTED SCREWS
4TBO851258C0100 | APCS2 | Active | 5411815247071 | 1.9 | 1 | 1 | stuk | Accessories - Boxes | BE31190 | 28 (L16 ACCESS. APO) | stuk | APO SET VINGERKNOP | Bout a ailettes (set 2 pieces) | SET OF 2 KNOBS FOR SCREW | SET OF 2 KNOBS FOR SCREW
4TBO851260C0100 | APSP | Active | 5411815247095 | 2.35 | 1 | 1 | stuk | Accessories - Boxes | BE31190 | 28 (L16 ACCESS. APO) | stuk | APO SET/VERZEGELPLAATJE | Plaquette de plombage (set 2 pieces) | SET OF 2 SEALING PLATES | SET OF 2 SEALING PLATES
4TBO851262C0100 | APHSTTR | Active | 5411815247101 | 12.43 | 1 | 1 | stuk | Accessories - Boxes | BE31190 | 28 (L16 ACCESS. APO) | stuk | APO SET DRIEH VERZEGELSCHR | Vis de plombage a tete triangulaire (set | APO triangular sealing screw TTR | APO triangular sealing screw TTR
4TBO851263C0100 | APACC851263 | Active | 5411815247118 | 3.24 | 1 | 10 | stuk | Accessories - Boxes | BE31190 | 28 (L16 ACCESS. APO) | stuk | ADAPTING PIECE BASE | ADAPTING PIECE BASE | ADAPTING PIECE BASE | ADAPTING PIECE BASE
4TBO851266C0100 | APMBPA | Active | 5411815247149 | 19.3 | 1 | 1 | stuk | Accessories - Boxes | BE31190 | 28 (L16 ACCESS. APO) | stuk | APO SET BEVESTGINGSVOETJE | Pattes de fix en polyamide APO | SET OF 4 MOUNTING BRACKET | SET OF 4 MOUNTING BRACKET
4TBO851268C0100 | APHRVS | Active | 5411815247156 | 19.25 | 1 | 1 | stuk | Accessories - Boxes | BE31190 | 28 (L16 ACCESS. APO) | stuk | APO SET INOX DEKSELSCHARNIER | Charnieres inox APO (set 2 pieces) | SET OF 2 COVER HINGES | SET OF 2 COVER HINGES
4TBO851277C0100 | AP41TC | Active | 5411815247163 | 129.79 | 1 | 4 | stuk | APO | BE31190 | 24 (L11 B-RANGE BOXES) | stuk | APO 41 Deksel (Polycarbonaat) | Couv en polycarbonate APO 41 | APO 41 COVER (Polycarbonate) | APO 41 COVER (Polycarbonate)
4TBO851278C0100 | AP41MHP | Active | 5411815247170 | 36.31 | 1 | 1 | stuk | APO | BE31190 | 24 (L11 B-RANGE BOXES) | stuk | APO 41Mont.plaat (Pertinax) | Platine de mont en pertinax APO 41 | APO 41 MOUNT.PL.(PERTINAX) | APO 41 MOUNT.PL.(PERTINAX)
4TBO851279C0100 | AP41MS | Active | 4022903013273 | 34.64 | 1 | 1 | stuk | APO | BE31190 | 24 (L11 B-RANGE BOXES) | stuk | APO 41Mont.plaat (Metaal) | Platine de mont en ac galvanisé APO 4 | APO 41 MOUNT.PLATE (METAL) | APO 41 MOUNT.PLATE (METAL)
4TBO851282C0100 | AP61TC80 | Active | 5411815247200 | 243.67 | 1 | 2 | stuk | APO | BE31190 | 24 (L11 B-RANGE BOXES) | stuk | APO 61 Deksel (Polycarbonaat 80) | Couv en polycarbonate APO 61 | APO 61 COVER (Polycarbonate 80) | APO 61 COVER (Polycarbonate 80)
4TBO851283C0100 | AP61TC45 | Active | 5411815247217 | 237.67 | 1 | 2 | stuk | APO | BE31190 | 24 (L11 B-RANGE BOXES) | stuk | APO 61 Deksel (Polycarbonaat 45) | Couv en polycarbonate APO 61 H 45 | APO 61 COVER (POLYCARBONATE 45) | APO 61 COVER (POLYCARBONATE 45)
4TBO851286C0100 | AP61MHP | Active | 5411815247224 | 76.68 | 1 | 1 | stuk | APO | BE31190 | 24 (L11 B-RANGE BOXES) | stuk | APO 61Mont.plaat (Pertinax) | Platine de mont en pertinax APO 61 | APO 61 MOUNT.PL.(Pertinax) | APO 61 MOUNT.PL.(Pertinax)
4TBO851287C0100 | AP61MS | Active | 4022903013280 | 73.28 | 1 | 1 | stuk | APO | BE31190 | 24 (L11 B-RANGE BOXES) | stuk | APO 61Mont.plaat (Metaal) | Platine de mont en ac galvanisé APO 6 | APO 61 MOUNT.PLATE (METAL) | APO 61 MOUNT.PLATE (METAL)
4TBO851289C0100 | AP11MHP | Active | 5411815247248 | 81.5 | 1 | 1 | stuk | APO | BE31190 | 24 (L11 B-RANGE BOXES) | stuk | APO 11Mont.plaat (Pertinax) | Plaque de mont en pertinax APO 11 | APO 11 MOUNT.PLATE (Pertinax) | APO 11 MOUNT.PLATE (Pertinax)
4TBO851290C0100 | AP11TC | Active | 5411815247255 | 270.34 | 1 | 2 | stuk | APO | BE31190 | 24 (L11 B-RANGE BOXES) | stuk | APO 11 Deksel (Polycarbonaat) | Couv en polycarbonate APO 11 | APO 11 COVER (Polycarbonate) | APO 11 COVER (Polycarbonate)
4TBO851292C0100 | AP11MS | Active | 5411815247262 | 75.1 | 1 | 1 | stuk | APO | BE31190 | 24 (L11 B-RANGE BOXES) | stuk | APO 11Mont.plaat (Metaal) | Platine de mont en ac galvanisé APO 1 | APO 11 MOUNT.PL.(STEEL) | APO 11 MOUNT.PL.(STEEL)
4TBO851326C0100 | AP31D141 | Active | 5411815247279 | 69.69 | 1 | 1 | stuk | Accessories - Boxes | BE31190 | 28 (L16 ACCESS. APO) | stuk | APO F3 UNIVERSEEL RAAM 14M | APO Châssis universel F3 1R (300x185) 14 | FRAME F3 1 DIN-RAIL | FRAME F3 1 DIN-RAIL
4TBO851330C0100 | AP31D142 | Active | 5411815247286 | 69.69 | 1 | 1 | stuk | Accessories - Boxes | BE31190 | 28 (L16 ACCESS. APO) | stuk | APO F3 UNIVERSEEL RAAM 14M | APO Châssis universel F3 2R (300x185) 2x | FRAME F3 2 DIN RAILS | FRAME F3 2 DIN RAILS
4TBO851336C0100 | AP41D141 | Active | 5411815247293 | 77.41 | 1 | 1 | stuk | Accessories - Boxes | BE31190 | 28 (L16 ACCESS. APO) | stuk | APO F4 UNIVERSEEL RAAM 14M | APO Châssis universel F4 1R (300x300) 14 | FRAME F4 + 1 DIN-RAIL | FRAME F4 + 1 DIN-RAIL
4TBO851338C0100 | AP41D282 | Active | 5411815247309 | 84.14 | 1 | 1 | stuk | Accessories - Boxes | BE31190 | 28 (L16 ACCESS. APO) | stuk | APO F4 UNIVERSEEL RAAM 28M | APO Châssis universel F4 2R (300x300) 2x | FRAME F4 2 DIN-RAILS | FRAME F4 2 DIN-RAILS
4TBO851345C0100 | AP61D423 | Active | 5411815247316 | 191.91 | 1 | 1 | stuk | Accessories - Boxes | BE31190 | 28 (L16 ACCESS. APO) | stuk | APO F6 UNIVERSEEL RAAM 42M | APO Châssis universel F6 3R (600x300) 3x | FRAME F6 3 DIN-RAILS | FRAME F6 3 DIN-RAILS
4TBO851347C0100 | AP61D564 | Active | 5411815247323 | 201.83 | 1 | 1 | stuk | Accessories - Boxes | BE31190 | 28 (L16 ACCESS. APO) | stuk | APO F6 UNIVERSEEL RAAM 56M | APO Châssis universel F6 4R (600x300) 4x | FRAME F6 4 DIN-RAILS | FRAME F6 4 DIN-RAILS
4TBO851353C0100 | AP71D282 | Active | 5411815247330 | 91.58 | 1 | 1 | stuk | Accessories - Boxes | BE31190 | 28 (L16 ACCESS. APO) | stuk | APO 71Modulair frame 2 rijen 28M | APO Châssis universel F7 2R (370x300) 2x | FRAME F7 2 DIN-RAILS | FRAME F7 2 DIN-RAILS
4TBO851358C0100 | AP71D362 | Active | 5411815247347 | 77.35 | 1 | 1 | stuk | Accessories - Boxes | BE31190 | 28 (L16 ACCESS. APO) | stuk | APO 71Modulair frame 2 rijen 36M | APO 71 modular frame 2 row 36 modules | APO 71 modular frame 2 row 36 modules | APO 71 modular frame 2 row 36 modules
4TBO851371C0100 | APTIM6 | Active | 5411815247378 | 0.98 | 1 | 100 | stuk | Accessories - Boxes | BE31190 | 28 (L16 ACCESS. APO) | stuk | DODGE INSERTM6 | DODGE INSERT M6 | DODGE INSERT M6 | DODGE INSERT M6
4TBO851372C0100 | APTIM5 | Active | 5411815247385 | 0.65 | 1 | 50 | stuk | Accessories - Boxes | BE31190 | 28 (L16 ACCESS. APO) | stuk | DODGE INSERTM5 | DODGE INSERT M5 | DODGE INSERT M5 | DODGE INSERT M5
4TBO851383C0100 | APACC851383 | Active | 5411815247392 | 0.4 | 1 | 100 | stuk | Accessories - Boxes | BE31190 | 28 (L16 ACCESS. APO) | stuk | APO PARKERSCHR 6BFX3/8 | Vis autoraudeuses 6BFx3/8'' | SELF-TAPPING SCREW T25 6 X 3/8'' | SELF-TAPPING SCREW T25 6 X 3/8"
4TBO851415C0100 | APACC851415 | Active | 5411815247422 | 5.5 | 1 | 10 | stuk | Accessories - Boxes | BE31190 | 28 (L16 ACCESS. APO) | stuk | APO VMS bevestigingsplaat | VMS mounting frame connection plate | VMS mounting frame connection plate | VMS mounting frame connection plate
4TBO851687C0100 | APACC851687 | Active | 5411815247804 | 0.65 | 1 | 100 | stuk | Accessories - Boxes | BE31190 | 28 (L16 ACCESS. APO) | stuk | APO Univer.ingangM20 IP54 RAL 7035 | Entrée universelle M20 - IP54 - RAL7035 | UNIVERSAL CABLE ENTRY M 20 | UNIVERSAL CABLE ENTRY M 20
4TBO852004C0100 | APPL | Active | 5411815247880 | 11.18 | 1 | 1 | stuk | Accessories - Boxes | BE31190 | 28 (L16 ACCESS. APO) | stuk | APO HANGSLOTVergr.APO | Jeu pr pose d#un cadenas max. 8mm APO | PADLOCKING SET | PADLOCKING SET
4TBO852016C0100 | APHSTTRD | Active | 5411815247910 | 6.98 | 1 | 1 | stuk | Accessories - Boxes | BE31190 | 28 (L16 ACCESS. APO) | stuk | APO SET DRIEK VERZEGELSCHR | Vis de plombage a tete triangulaire (set | SET TRI.SCREWS (HINGED COVER) | SET TRI.SCREWS (HINGED COVER)
4TBO852020C0100 | APL2432E | Active | 5411815247927 | 56.92 | 1 | 1 | stuk | Accessories - Boxes | BE31190 | 28 (L16 ACCESS. APO) | stuk | APO H,GREEPAPO 2432E | Poignée avec 2 clés V2432E APO | HANDLE APO 2432E | HANDLE APO 2432E
4TBO852025C0100 | APMBRVS | Active | 5411815247972 | 18.04 | 1 | 1 | stuk | Accessories - Boxes | BE31190 | 28 (L16 ACCESS. APO) | stuk | APO SET BEVEST VOETJE INOX | Pattes de fix inox APO | SET OF 4 MOUNTING BRACKETS | SET OF 4 MOUNTING BRACKETS
4TBO852079C0100 | AP41B1 | Active | 5411815247996 | 101.2 | 1 | 1 | stuk | APO | BE31190 | 25 (L12 APO BOXES) | stuk | APO 41 bodem 1 zijde 300 open RAL7035 | APO 41 Base 1 side 300 open RAL7035 | APO 41 Base 1 side 300 open RAL7035 | APO 41 Base 1 side 300 open RAL7035
4TBO852091C0100 | AP51MHP | Active | 5411815248016 | 38.79 | 1 | 1 | stuk | APO | BE31190 | 25 (L12 APO BOXES) | stuk | APO 51Mont.plaat (Pertinax) | Platine de mont en pertinax APO 51 | APO 51 MOUNT.PLATE (Pertinax) | APO 51 MOUNT.PLATE (Pertinax)
4TBO852092C0100 | AP51TC | Active | 5411815248023 | 131.43 | 1 | 2 | stuk | APO | BE31190 | 25 (L12 APO BOXES) | stuk | APO 51 deksel (Polycarbonaat) | Couv en polycarbonate APO 51 H80 | APO 51 COVER (Polycarbonate) | APO 51 COVER (Polycarbonate)
4TBO852095C0100 | AP51MS | Active | 4022903013297 | 32.25 | 1 | 1 | stuk | APO | BE31190 | 25 (L12 APO BOXES) | stuk | APO 51Mont.plaat (Metaal) | Platine de mont en ac galvanisé APO 5 | APO 51 MOUNT.PLATE (Metal) | APO 51 MOUNT.PLATE (Metal)
4TBO852174C0100 | AP12MHP | Active | 5411815248061 | 67.96 | 1 | 1 | stuk | APO | BE31190 | 25 (L12 APO BOXES) | stuk | APO 12Mont.plaat (Pertinax) | Platine de mont en pertinax APO 12 | APO 12 MOUNT.PL.(Pertinax) | APO 12 MOUNT.PL.(Pertinax)
4TBO852178C0100 | AP12MS | Active | 5411815248078 | 65.01 | 1 | 1 | stuk | APO | BE31190 | 25 (L12 APO BOXES) | stuk | APO 12Mont.plaat (Metaal) | Platine de mont en ac galvanisé APO 1 | APO 12 MOUNT. PLATE (METAL) | APO 12 MOUNT. PLATE (METAL)
4TBO852191C0100 | APACC852191 | Active | 5411815248085 | 3.28 | 1 | 1 | stuk | Accessories - Boxes | BE31190 | 28 (L16 ACCESS. APO) | stuk | APO KABEL INGANG PG42 | Entrée universelle PG42 gris | CABLE INLET PG42 | CABLE INLET PG42
4TBO852280C0100 | AP12TC | Active | 5411815248108 | 249.19 | 1 | 2 | stuk | APO | BE31190 | 25 (L12 APO BOXES) | stuk | APO 12 deksel (Polycarbonaat) | Couv en polycarbonate APO 12 H80 | APO 12 COVER (Polycarbonate) | APO 12 COVER (Polycarbonate)
4TBO852283C0100 | AP51D423 | Active | 5411815248115 | 138.41 | 1 | 1 | stuk | Accessories - Boxes | BE31190 | 28 (L16 ACCESS. APO) | stuk | APO F5 UNIVERSEEL RAAM 42M | APO Châssis universel F5 3R (485x300) 3x | F5 UNIVERSAL FUSEBOARD FR. | F5 UNIVERSAL FUSEBOARD FR.
4TBO852446C0100 | AP11B1 | Active | 5411815248153 | 198.93 | 1 | 2 | stuk | APO | BE31190 | 25 (L12 APO BOXES) | stuk | APO 11 bodem 1 zijde open RAL7035 | APO 11 Cuve 1 parois ouverte RAL7035 | APO 11 Base 1 side 370 open RAL7035 | APO 11 Base 1 side 370 open RAL7035
4TBO852875C0100 | AP31MSP | Active | 5411815248184 | 27.5 | 1 | 1 | stuk | APO | BE31190 | 25 (L12 APO BOXES) | stuk | APO 31Mont.plaat (geperforeerd) | Plaque de mont perforée APO31 | APO 31 MOUNT. PLATE (Perforated) | APO 31 MOUNT. PLATE (Perforated)
4TBO852876C0100 | AP41MSP | Active | 5411815248191 | 34.86 | 1 | 1 | stuk | APO | BE31190 | 25 (L12 APO BOXES) | stuk | APO 41Mont.plaat (geperforeerd) | Platine de mont perforée APO41 | APO 41 MOUNT. PLATE (Perforated) | APO 41 MOUNT. PLATE (Perforated)
4TBO852877C0100 | AP71MSP | Active | 5411815248207 | 43.19 | 1 | 1 | stuk | APO | BE31190 | 25 (L12 APO BOXES) | stuk | APO 71Mont.plaat (geperforeerd) | PLAQU.MONT.PERF.APO71(AR889528 | APO 71 MOUNT. PLATE (Perforated) | APO 71 MOUNT. PLATE (Perforated)
4TBO852878C0100 | AP51MSP | Active | 5411815248214 | 51.09 | 1 | 1 | stuk | APO | BE31190 | 25 (L12 APO BOXES) | stuk | APO 51Mont.plaat (geperforeerd) | Platine de mont perforée APO 51 | APO 51 MOUNT. PLATE (Perforated) | APO 51 MOUNT. PLATE (Perforated)
4TBO856000C0100 | AP1B | Active | 5411815248351 | 52.03 | 1 | 4 | stuk | APO Equipped | BE31190 | 25 (L12 APO BOXES) | stuk | APO 1 bodem RAL7035 | APO 1 Base RAL7035 | APO 1 Base RAL7035 | APO 1 Base RAL7035
4TBO856001C0100 | AP31B | Active | 5411815248368 | 77.42 | 1 | 4 | stuk | APO Equipped | BE31190 | 25 (L12 APO BOXES) | stuk | APO 31 bodem RAL7035 | APO 31 Cuve RAL7035 | APO 31 BASE RAL7035 | APO 31 BASE RAL7035
4TBO856002C0100 | AP41B | Active | 5411815248375 | 100.31 | 1 | 4 | stuk | APO Equipped | BE31190 | 25 (L12 APO BOXES) | stuk | APO 41 bodem RAL7035 | APO 41 Cuve RAL7035 | APO 41 Base RAL7035 | APO 41 Base RAL7035
4TBO856003C0100 | AP71B | Active | 5411815248382 | 123.54 | 1 | 4 | stuk | APO Equipped | BE31190 | 25 (L12 APO BOXES) | stuk | APO 71 bodem RAL7035 | APO 71 Cuve RAL7035 | APO 71 Base RAL7035 | APO 71 Base RAL7035
4TBO856004C0100 | AP51B | Active | 5411815248399 | 143.75 | 1 | 2 | stuk | APO Equipped | BE31190 | 25 (L12 APO BOXES) | stuk | APO 51 bodem RAL7035 | APO 51 Cuve RAL7035 | APO 51 BASE RAL7035 | APO 51 BASE RAL7035
4TBO856005C0100 | AP81B | Active | 5411815248405 | 164.85 | 1 | 2 | stuk | APO Equipped | BE31190 | 25 (L12 APO BOXES) | stuk | APO 81 bodem RAL7035 | APO 81 Cuve RAL7035 | APO 81 BASE RAL7035 | APO 81 BASE RAL7035
4TBO856006C0100 | AP61B | Active | 5411815248412 | 175 | 1 | 2 | stuk | APO Equipped | BE31190 | 25 (L12 APO BOXES) | stuk | APO 61 bodem RAL7035 | APO 61 Cuve RAL7035 | APO 61 Base RAL7035 | APO 61 Base RAL7035
4TBO856007C0100 | AP11B | Active | 5411815248429 | 198.47 | 1 | 2 | stuk | APO Equipped | BE31190 | 25 (L12 APO BOXES) | stuk | APO 11 bodem RAL7035 | APO 11 Cuve RAL7035 | APO 11 Base RAL7035 | APO 11 Base RAL7035
4TBO856008C0100 | AP12B | Active | 5411815248436 | 257.45 | 1 | 2 | stuk | APO Equipped | BE31190 | 25 (L12 APO BOXES) | stuk | APO 12 bodem RAL7035 | APO 12 Cuve RAL7035 | APO 12 Base RAL7035 | APO 12 Base RAL7035
4TBO856009C0100 | AP31B2 | Active | 5411815248443 | 79.96 | 1 | 4 | stuk | APO Equipped | BE31190 | 25 (L12 APO BOXES) | stuk | APO 31 bodem 2 zijden open RAL7035 | APO 31 Cuve 2 parois ouvertes RAL7035 | APO 31 BASE 2 OPEN SIDES RAL7035 | APO 31 BASE 2 OPEN SIDES RAL7035
4TBO856010C0100 | AP41B2 | Active | 5411815248450 | 102.72 | 1 | 4 | stuk | APO Equipped | BE31190 | 25 (L12 APO BOXES) | stuk | APO 41 bodem 2 zijden open RAL7035 | APO 41 Cuve 2 parois ouvertes RAL7035 | APO 41 Base 2 open sides RAL7035 | APO 41 Base 2 open sides RAL7035
4TBO856011C0100 | AP71B2 | Active | 5411815248467 | 125.95 | 1 | 4 | stuk | APO Equipped | BE31190 | 25 (L12 APO BOXES) | stuk | APO 71 bodem 2 zijden open RAL7035 | APO 71 Cuve 2 parois ouvertes RAL7035 | APO 71 BASE 2 OPEN SIDES RAL7035 | APO 71 BASE 2 OPEN SIDES RAL7035
4TBO856012C0100 | AP51B2 | Active | 5411815248474 | 145.98 | 1 | 2 | stuk | APO Equipped | BE31190 | 25 (L12 APO BOXES) | stuk | APO 51 bodem 2 zijden open RAL7035 | APO 51 Cuve 2 parois ouvertes RAL7035 | APO 51 BASE 2 OPEN SIDES RAL7035 | APO 51 BASE 2 OPEN SIDES RAL7035
4TBO856013C0100 | AP81B2 | Active | 5411815248481 | 167.33 | 1 | 2 | stuk | APO Equipped | BE31190 | 25 (L12 APO BOXES) | stuk | APO 81 bodem 2 zijden open RAL7035 | APO 81 Cuve 2 parois ouvertes RAL7035 | APO 81 Base 2 open sides RAL7035 | APO 81 Base 2 open sides RAL7035
4TBO856014C0100 | AP61B2 | Active | 5411815248498 | 177.49 | 1 | 2 | stuk | APO Equipped | BE31190 | 25 (L12 APO BOXES) | stuk | APO 61 bodem 2 zijden open RAL7035 | APO 61 Cuve 2 parois ouvertes RAL7035 | APO 61 BASE 2 OPEN SIDES RAL7035 | APO 61 BASE 2 OPEN SIDES RAL7035
4TBO856015C0100 | AP11B2 | Active | 5411815248504 | 200.95 | 1 | 2 | stuk | APO Equipped | BE31190 | 25 (L12 APO BOXES) | stuk | APO 11 bodem 2 zijden open RAL7035 | APO 11 Cuve 2 parois ouvertes RAL7035 | APO 11 Base 2 open sides RAL7035 | APO 11 Base 2 open sides RAL7035
4TBO856016C0100 | AP12B2 | Active | 5411815248511 | 262.31 | 1 | 2 | stuk | APO Equipped | BE31190 | 25 (L12 APO BOXES) | stuk | APO 12 bodem 2 zijden open RAL7035 | APO 12 Cuve 2 parois ouvertes RAL7035 | APO 12 BASE 2 OPEN SIDES RAL7035 | APO 12 BASE 2 OPEN SIDES RAL7035
4TBO856017C0100 | AP31B4 | Active | 5411815248528 | 82.52 | 1 | 4 | stuk | APO Equipped | BE31190 | 25 (L12 APO BOXES) | stuk | APO 31 bodem 4 zijden open RAL7035 | APO 31 Cuve 4 parois ouvertes RAL7035 | APO 31 BASE 4 OPEN SIDES RAL7035 | APO 31 BASE 4 OPEN SIDES RAL7035
4TBO856018C0100 | AP41B4 | Active | 5411815248535 | 105.14 | 1 | 4 | stuk | APO Equipped | BE31190 | 25 (L12 APO BOXES) | stuk | APO 41 bodem 4 zijden open RAL7035 | APO 41 Cuve 4 parois ouvertes RAL7035 | APO 41 Base 4 open sides RAL7035 | APO 41 Base 4 open sides RAL7035
4TBO856019C0100 | AP71B4 | Active | 5411815248542 | 128.49 | 1 | 4 | stuk | APO Equipped | BE31190 | 25 (L12 APO BOXES) | stuk | APO 71 bodem 4 zijden open RAL7035 | APO 71 Cuve 4 parois ouvertes RAL7035 | APO 71 Base 4 open sides RAL7035 | APO 71 Base 4 open sides RAL7035
4TBO856020C0100 | AP51B4 | Active | 5411815248559 | 151.1 | 1 | 2 | stuk | APO Equipped | BE31190 | 25 (L12 APO BOXES) | stuk | APO 51 bodem 4 zijden open RAL7035 | APO 51 Cuve 4 parois ouvertes RAL7035 | APO 51 Base 4 open sides RAL7035 | APO 51 Base 4 open sides RAL7035
4TBO856021C0100 | AP81B4 | Active | 5411815248566 | 172.31 | 1 | 1 | stuk | APO Equipped | BE31190 | 25 (L12 APO BOXES) | stuk | APO 81 bodem 4 zijden open RAL7035 | APO 81 Cuve 4 parois ouvertes RAL7035 | APO 81 Base 4 open sides RAL7035 | APO 81 Base 4 open sides RAL7035
4TBO856022C0100 | AP61B4 | Active | 5411815248573 | 182.39 | 1 | 2 | stuk | APO Equipped | BE31190 | 25 (L12 APO BOXES) | stuk | APO 61 bodem 4 zijden open RAL7035 | APO 61 Cuve 4 parois ouvertes RAL7035 | APO 61 BASE 4 OPEN SIDES RAL7035 | APO 61 BASE 4 OPEN SIDES RAL7035
4TBO856023C0100 | AP11B4 | Active | 5411815248580 | 205.94 | 1 | 2 | stuk | APO Equipped | BE31190 | 25 (L12 APO BOXES) | stuk | APO 11 bodem 4 zijden open RAL7035 | APO 11 Cuve 4 parois ouvertes RAL7035 | APO 11 BASE 4 OPEN SIDES RAL7035 | APO 11 BASE 4 OPEN SIDES RAL7035
4TBO856024C0100 | AP12B4 | Active | 5411815248597 | 267.26 | 1 | 2 | stuk | APO Equipped | BE31190 | 25 (L12 APO BOXES) | stuk | APO 12 bodem 4 zijden open RAL7035 | APO 12 Cuve 4 parois ouvertes RAL7035 | APO 12 Base 4 open sides RAL7035 | APO 12 Base 4 open sides RAL7035
4TBO856025C0100 | AP1PC | Active | 5411815248603 | 38 | 1 | 4 | stuk | APO Equipped | BE31190 | 25 (L12 APO BOXES) | stuk | APO 1 deksel (grijs) RAL7035 | APO 1 Couv (gris) RAL7035 | APO 1 Cover (grey) RAL7035 | APO 1 Cover (grey) RAL7035
4TBO856026C0100 | AP31PC | Active | 5411815248610 | 63.06 | 1 | 4 | stuk | APO Equipped | BE31190 | 25 (L12 APO BOXES) | stuk | APO 31 deksel (grijs) RAL7035 | APO 31 Couv (gris) RAL7035 | APO 31 COVER (GREY) RAL7035 | APO 31 COVER (GREY) RAL7035
4TBO856027C0100 | AP41PC | Active | 5411815248627 | 84.43 | 1 | 4 | stuk | APO Equipped | BE31190 | 25 (L12 APO BOXES) | stuk | APO 41 deksel (grijs) RAL7035 | APO 41 Couv (gris) RAL7035 | APO 41 Cover (grey) RAL7035 | APO 41 Cover (grey) RAL7035
4TBO856028C0100 | AP71PC | Active | 5411815248634 | 97.48 | 1 | 4 | stuk | APO Equipped | BE31190 | 25 (L12 APO BOXES) | stuk | APO 71 deksel (grijs) RAL7035 | APO 71 Couv (gris) RAL7035 | APO 71 Cover (grey) RAL7035 | APO 71 Cover (grey) RAL7035
4TBO856029C0100 | AP51PC | Active | 5411815248641 | 125.5 | 1 | 2 | stuk | APO Equipped | BE31190 | 25 (L12 APO BOXES) | stuk | APO 51 deksel (grijs) RAL7035 | APO 51 Couv (gris) RAL7035 | APO 51 COVER (GREY) RAL7035 | APO 51 COVER (GREY) RAL7035
4TBO856030C0100 | AP81PC | Active | 5411815248658 | 140.74 | 1 | 2 | stuk | APO Equipped | BE31190 | 25 (L12 APO BOXES) | stuk | APO 81 deksel (grijs) RAL7035 | APO 81 Couv (gris) RAL7035 | APO 81 Cover (grey) RAL7035 | APO 81 Cover (grey) RAL7035
4TBO856031C0100 | AP61PC | Active | 5411815248665 | 143.1 | 1 | 2 | stuk | APO Equipped | BE31190 | 25 (L12 APO BOXES) | stuk | APO 61 deksel (grijs) RAL7035 | APO 61 Couv (gris) RAL7035 | APO 61 Cover (grey) RAL7035 | APO 61 Cover (grey) RAL7035
4TBO856032C0100 | AP11PC | Active | 5411815248672 | 161.04 | 1 | 2 | stuk | APO Equipped | BE31190 | 25 (L12 APO BOXES) | stuk | APO 11 deksel (grijs) RAL7035 | APO 11 Couv (gris) RAL7035 | APO 11 Cover (grey) RAL7035 | APO 11 Cover (grey) RAL7035
4TBO856033C0100 | AP12PC | Active | 5411815248689 | 207.13 | 1 | 2 | stuk | APO Equipped | BE31190 | 25 (L12 APO BOXES) | stuk | APO 12 deksel (grijs) RAL7035 | APO 12 Couv (gris) RAL7035 | APO 12 COVER (GREY) RAL7035 | APO 12 COVER (GREY) RAL7035
4TBO856034C0100 | AP31STHC | Active | 5411815248696 | 81.46 | 1 | 4 | stuk | APO Equipped | BE31190 | 25 (L12 APO BOXES) | stuk | APO 31 deksel (Transp.) RAL7035 | APO 31 Couv (pivot transp.) R7035 | APO 31 Cover (hinged transp.) RAL7035 | APO 31 Cover (hinged transp.) RAL7035
4TBO856035C0100 | AP41STHC | Active | 5411815248702 | 98.86 | 1 | 4 | stuk | APO Equipped | BE31190 | 25 (L12 APO BOXES) | stuk | APO 41 deksel (Transp.) RAL7035 | APO 41 Couv (pivot. transp.) R7035 | APO 41 Cover (hinged transp.) RAL7035 | APO 41 Cover (hinged transp.) RAL7035
4TBO856036C0100 | AP71STHC | Active | 5411815248719 | 113.21 | 1 | 4 | stuk | APO Equipped | BE31190 | 25 (L12 APO BOXES) | stuk | APO 71 deksel (Transp.) RAL7035 | APO 71 Couv (pivot. transp.) R7035 | APO 71 Cover (hinged transp.) RAL7035 | APO 71 Cover (hinged transp.) RAL7035
4TBO856037C0100 | AP51STHC | Active | 5411815248726 | 148.62 | 1 | 2 | stuk | APO Equipped | BE31190 | 25 (L12 APO BOXES) | stuk | APO 51 deksel (Transp.) RAL7035 | APO 51 Couv (pivot. transp.) R7035 | APO 51 Cover (hinged transp.) RAL7035 | APO 51 Cover (hinged transp.) RAL7035
4TBO856038C0100 | AP61STHC | Active | 5411815248733 | 173.33 | 1 | 2 | stuk | APO Equipped | BE31190 | 25 (L12 APO BOXES) | stuk | APO 61 deksel (Transp.) RAL7035 | APO 61 Couv (pivot. transp.) R7035 | APO 61 Cover (hinged transp.) RAL7035 | APO 61 Cover (hinged transp.) RAL7035
4TBO856039C0100 | AP11STHC | Active | 5411815248740 | 203.83 | 1 | 2 | stuk | APO Equipped | BE31190 | 25 (L12 APO BOXES) | stuk | APO 11 deksel (Transp.) RAL7035 | APO 11 Couv (pivot. transp.) R7035 | APO 11 Cover (hinged transp.) RAL7035 | APO 11 Cover (hinged transp.) RAL7035
4TBO856040C0100 | AP1DE | Active | 5411815248757 | 37.87 | 1 | 4 | stuk | APO Equipped | BE31190 | 25 (L12 APO BOXES) | stuk | APO 1 ophoogkader RAL7035 | APO 1 Cadre rehausse RAL7035 | APO 1 DEPTH EXT.-FRAME RAL7035 | APO 1 DEPTH EXT.-FRAME RAL7035
4TBO856041C0100 | AP31DE | Active | 5411815248764 | 46.03 | 1 | 4 | stuk | APO Equipped | BE31190 | 25 (L12 APO BOXES) | stuk | APO 31 ophoogkader RAL7035 | APO 31 Cadre rehausse RAL7035 | APO 31 Depth ext.-frame RAL7035 | APO 31 Depth ext.-frame RAL7035
4TBO856042C0100 | AP41DE | Active | 5411815248771 | 53.45 | 1 | 4 | stuk | APO Equipped | BE31190 | 25 (L12 APO BOXES) | stuk | APO 41 ophoogkader RAL7035 | APO 41 Cadre rehausse RAL7035 | APO 41 DEPTH EXT.-FRAME RAL7035 | APO 41 DEPTH EXT.-FRAME RAL7035
4TBO856043C0100 | AP71DE | Active | 5411815248788 | 62.88 | 1 | 4 | stuk | APO Equipped | BE31190 | 25 (L12 APO BOXES) | stuk | APO 71 ophoogkader RAL7035 | APO 71 Cadre rehausse RAL7035 | APO 71 DEPTH EXT.-FRAME RAL7035 | APO 71 DEPTH EXT.-FRAME RAL7035
4TBO856044C0100 | AP81DE | Active | 5411815248795 | 78.03 | 1 | 2 | stuk | APO Equipped | BE31190 | 25 (L12 APO BOXES) | stuk | APO 81 ophoogkader RAL7035 | APO 81 Cadre rehausse RAL7035 | APO 81 DEPTH EXT.-FRAME RAL7035 | APO 81 DEPTH EXT.-FRAME RAL7035
4TBO856045C0100 | AP61DE | Active | 5411815248801 | 94.68 | 1 | 2 | stuk | APO Equipped | BE31190 | 25 (L12 APO BOXES) | stuk | APO 61 ophoogkader RAL7035 | APO 61 Cadre rehausse RAL7035 | APO 61 DEPTH EXT.-FRAME RAL7035 | APO 61 DEPTH EXT.-FRAME RAL7035
4TBO856046C0100 | AP11DE | Active | 5411815248818 | 112.92 | 1 | 2 | stuk | APO Equipped | BE31190 | 25 (L12 APO BOXES) | stuk | APO 11 ophoogkader RAL7035 | APO 11 Cadre rehausse RAL7035 | APO 11 DEPTH EXT.-FRAME RAL7035 | APO 11 DEPTH EXT.-FRAME RAL7035
4TBO856047C0100 | AP12DE | Active | 5411815248825 | 120.84 | 1 | 2 | stuk | APO Equipped | BE31190 | 25 (L12 APO BOXES) | stuk | APO 12 ophoogkader RAL7035 | APO 12 Cadre rehausse RAL7035 | APO 12 DEPTH EXT.-FRAME RAL7035 | APO 12 DEPTH EXT.-FRAME RAL7035
4TBO856048C0100 | AP1P | Active | 5411815248832 | 89.94 | 1 | 1 | stuk | APO Equipped | BE31190 | 25 (L12 APO BOXES) | stuk | APO 1 (grijs deksel) RAL7035 | APO 1 Box (Couv gris) RAL7035 | APO 1 Box (grey cover) RAL7035 | APO 1 Box (grey cover) RAL7035
4TBO856049C0100 | AP31P | Active | 5411815248849 | 140.55 | 1 | 1 | stuk | APO Equipped | BE31190 | 25 (L12 APO BOXES) | stuk | APO 31 (grijs deksel) RAL7035 | APO 31 Box (Couv gris) RAL7035 | APO 31 BOX (GREY COVER) RAL7035 | APO 31 BOX (GREY COVER) RAL7035
4TBO856050C0100 | AP41P | Active | 5411815248856 | 184.62 | 1 | 1 | stuk | APO Equipped | BE31190 | 25 (L12 APO BOXES) | stuk | APO 41 (grijs deksel) RAL7035 | APO 41 Box (Couv gris) RAL7035 | APO 41 Box (grey cover) RAL7035 | APO 41 Box (grey cover) RAL7035
4TBO856051C0100 | AP71P | Active | 5411815248863 | 221.01 | 1 | 1 | stuk | APO Equipped | BE31190 | 25 (L12 APO BOXES) | stuk | APO 71 (grijs deksel) RAL7035 | APO 71 Box (Couv gris) RAL7035 | APO 71 Box (grey cover) RAL7035 | APO 71 Box (grey cover) RAL7035
4TBO856052C0100 | AP51P | Active | 5411815248870 | 269.18 | 1 | 1 | stuk | APO Equipped | BE31190 | 25 (L12 APO BOXES) | stuk | APO 51 (grijs deksel) RAL7035 | APO 51 Box (Couv gris) RAL7035 | APO 51 Box (grey cover) RAL7035 | APO 51 Box (grey cover) RAL7035
4TBO856053C0100 | AP81P | Active | 5411815248887 | 305.6 | 1 | 1 | stuk | APO Equipped | BE31190 | 25 (L12 APO BOXES) | stuk | APO 81 (grijs deksel) RAL7035 | APO 81 Box (Couv gris) RAL7035 | APO 81 BOX (GREY COVER) RAL7035 | APO 81 BOX (GREY COVER) RAL7035
4TBO856054C0100 | AP61P | Active | 5411815248894 | 318.01 | 1 | 1 | stuk | APO Equipped | BE31190 | 25 (L12 APO BOXES) | stuk | APO 61 (grijs deksel) RAL7035 | APO 61 Box (Couv gris) RAL7035 | APO 61 Box (grey cover) RAL7035 | APO 61 Box (grey cover) RAL7035
4TBO856055C0100 | AP11P | Active | 5411815248900 | 359.59 | 1 | 1 | stuk | APO Equipped | BE31190 | 25 (L12 APO BOXES) | stuk | APO 11 (grijs deksel) RAL7035 | APO 11 Box (Couv gris) RAL7035 | APO 11 Box (grey cover) RAL7035 | APO 11 Box (grey cover) RAL7035
4TBO856056C0100 | AP12P | Active | 5411815248917 | 464.71 | 1 | 1 | stuk | APO Equipped | BE31190 | 25 (L12 APO BOXES) | stuk | APO 12 (grijs deksel) RAL7035 | APO 12 Box (Couv gris) RAL7035 | APO 12 BOX (GREY COVER) RAL7035 | APO 12 BOX (GREY COVER) RAL7035
4TBO856057C0100 | AP1T | Active | 5411815248924 | 93.7 | 1 | 1 | stuk | APO Equipped | BE31190 | 25 (L12 APO BOXES) | stuk | APO 1 (Transp.deksel) RAL7035 | APO 1 Box (Couv transp.) RAL7035 | APO 1 Box (transparent cover) RAL7035 | APO 1 Box (transparent cover) RAL7035
4TBO856058C0100 | AP31T | Active | 5411815248931 | 144.94 | 1 | 1 | stuk | APO Equipped | BE31190 | 25 (L12 APO BOXES) | stuk | APO 31 (Transp.deksel) RAL7035 | APO 31 Box (Couv transp.) RAL7035 | APO 31 Box (transparent cover) RAL7035 | APO 31 Box (transparent cover) RAL7035
4TBO856059C0100 | AP41T | Active | 5411815248948 | 190.56 | 1 | 1 | stuk | APO Equipped | BE31190 | 25 (L12 APO BOXES) | stuk | APO 41 (Transp.deksel) RAL7035 | APO 41 Box (Couv transp.) RAL7035 | APO 41 Box (transparent cover) RAL7035 | APO 41 Box (transparent cover) RAL7035
4TBO856060C0100 | AP71T | Active | 5411815248955 | 231.56 | 1 | 1 | stuk | APO Equipped | BE31190 | 25 (L12 APO BOXES) | stuk | APO 71 (Transp.deksel) RAL7035 | APO 71 Box (Couv transp.) RAL7035 | APO 71 BOX (TRANSPARENT COVER) RAL7035 | APO 71 BOX (TRANSPARENT COVER) RAL7035
4TBO856061C0100 | AP51T | Active | 5411815248962 | 275.06 | 1 | 1 | stuk | APO Equipped | BE31190 | 25 (L12 APO BOXES) | stuk | APO 51 (Transp.deksel) RAL7035 | APO 51 Box (Couv transp.) RAL7035 | APO 51 Box (transparent cover) RAL7035 | APO 51 Box (transparent cover) RAL7035
4TBO856062C0100 | AP81T | Active | 5411815248979 | 330.34 | 1 | 1 | stuk | APO Equipped | BE31190 | 25 (L12 APO BOXES) | stuk | APO 81 (Transp.deksel) RAL7035 | APO 81 Box (Couv transp.) RAL7035 | APO 81 Box (transparent cover) RAL7035 | APO 81 Box (transparent cover) RAL7035
4TBO856063C0100 | AP61T | Active | 5411815248986 | 340.39 | 1 | 1 | stuk | APO Equipped | BE31190 | 25 (L12 APO BOXES) | stuk | APO 61 (Transp.deksel) RAL7035 | APO 61 Box (Couv transp.) R7035 | APO 11 Box (transparent cover) RAL7035 | APO 61 Box (transparent cover) R7035
4TBO856064C0100 | AP11T | Active | 5411815248993 | 386.48 | 1 | 1 | stuk | APO Equipped | BE31190 | 25 (L12 APO BOXES) | stuk | APO 11 (Transp.deksel) RAL7035 | APO 11 Box (Couv transp.) RAL7035 | APO 11 Box (transparent cover) RAL7035 | APO 11 Box (transparent cover) RAL7035
4TBO856065C0100 | AP12T | Active | 5411815249006 | 506.73 | 1 | 1 | stuk | APO Equipped | BE31190 | 25 (L12 APO BOXES) | stuk | APO 12 (Transp.deksel) RAL7035 | APO 12 Box (Couv transp.) RAL7035 | APO 12 Box (transparent cover) RAL7035 | APO 12 Box (transparent cover) RAL7035
4TBO856066C0100 | AP31THC | Active | 5411815249013 | 158.82 | 1 | 1 | stuk | APO Equipped | BE31190 | 25 (L12 APO BOXES) | stuk | APO 31 (deksel IP67) RAL7035 | APO 31 Box (couv. pivot. IP 67) R7035 | APO 31 BOX (HINGED COVER IP 67) R7035 | APO 31 BOX (HINGED COVER IP 67) R7035
4TBO856067C0100 | AP41THC | Active | 5411815249020 | 199.04 | 1 | 1 | stuk | APO Equipped | BE31190 | 25 (L12 APO BOXES) | stuk | APO 41 (deksel IP67) RAL7035 | APO 41 Box (couv. pivot. IP 67) R7035 | APO 41 Box (hinged cover IP 67) R7035 | APO 41 Box (hinged cover IP 67) R7035
4TBO856068C0100 | AP71THC | Active | 5411815249037 | 236.71 | 1 | 1 | stuk | APO Equipped | BE31190 | 25 (L12 APO BOXES) | stuk | APO 71 (deksel IP67) RAL7035 | APO 71 Box (couv. pivot. IP 67) RAL7035 | APO 71 Box (hinged cover IP 67) RAL7035 | APO 71 Box (hinged cover IP 67) RAL7035
4TBO856069C0100 | AP51THC | Active | 5411815249044 | 292.39 | 1 | 1 | stuk | APO Equipped | BE31190 | 25 (L12 APO BOXES) | stuk | APO 51 (deksel IP67) RAL7035 | APO 51 Box (couv. pivot. IP 67) R7035 | APO 51 Box (hinged cover IP 67) R7035 | APO 51 Box (hinged cover IP 67) R7035
4TBO856070C0100 | AP61THC | Active | 5411815249051 | 348.35 | 1 | 1 | stuk | APO Equipped | BE31190 | 25 (L12 APO BOXES) | stuk | APO 61 (deksel IP67) RAL7035 | APO 61 Box (couv. pivot. IP 67) R7035 | APO 61 Box (hinged cover IP 67) R7035 | APO 61 Box (hinged cover IP 67) R7035
4TBO856071C0100 | AP1PHC | Active | 5411815249068 | 122.27 | 1 | 1 | stuk | APO Equipped | BE31190 | 25 (L12 APO BOXES) | stuk | APO 1 (scharn.deksel IP55) RAL7035 | APO 1 Box (couv. pivot. IP 55) RAL7035 | APO 1 Box (hinged cover IP 55) RAL7035 | APO 1 Box (hinged cover IP 55) RAL7035
4TBO856072C0100 | AP31PHC | Active | 5411815249075 | 172.69 | 1 | 1 | stuk | APO Equipped | BE31190 | 25 (L12 APO BOXES) | stuk | APO 31 (scharn.deksel IP55) RAL7035 | APO 31 Box (couv. pivot. IP 55) RAL7035 | APO 31 Box (hinged cover IP 55) RAL7035 | APO 31 Box (hinged cover IP 55) RAL7035
4TBO856073C0100 | AP41PHC | Active | 5411815249082 | 216.72 | 1 | 1 | stuk | APO Equipped | BE31190 | 25 (L12 APO BOXES) | stuk | APO 41 (scharn.deksel IP55) RAL7035 | APO 41 Box (couv. pivot. IP 55) RAL7035 | APO 41 BOX (HINGED COVER IP 55) RAL7035 | APO 41 BOX (HINGED COVER IP 55) RAL7035
4TBO856074C0100 | AP71PHC | Active | 5411815249099 | 253.12 | 1 | 1 | stuk | APO Equipped | BE31190 | 25 (L12 APO BOXES) | stuk | APO 71 (scharn.deksel IP55) RAL7035 | APO 71 Box (couv. pivot. IP 55) RAL7035 | APO 71 Box (hinged cover IP 55) RAL7035 | APO 71 Box (hinged cover IP 55) RAL7035
4TBO856075C0100 | AP51PHC | Active | 5411815249105 | 301.17 | 1 | 1 | stuk | APO Equipped | BE31190 | 25 (L12 APO BOXES) | stuk | APO 51 (scharn.deksel IP55) RAL7035 | APO 51 Box (couv. pivot. IP 55) RAL7035 | APO 51 Box (hinged cover IP 55) RAL7035 | APO 51 Box (hinged cover IP 55) RAL7035
4TBO856076C0100 | AP81PHC | Active | 5411815249112 | 339.78 | 1 | 1 | stuk | APO Equipped | BE31190 | 25 (L12 APO BOXES) | stuk | APO 81 (scharn.deksel IP55) RAL7035 | APO 81 Box (couv. pivot. IP 55) RAL7035 | APO 81 Box (hinged cover IP 55) RAL7035 | APO 81 Box (hinged cover IP 55) RAL7035
4TBO856077C0100 | AP61PHC | Active | 5411815249129 | 350.15 | 1 | 1 | stuk | APO Equipped | BE31190 | 25 (L12 APO BOXES) | stuk | APO 61 (scharn.deksel IP55) RAL7035 | APO 61 Box (couv. pivot. IP 55) RAL7035 | APO 61 Box (hinged cover IP 55) RAL7035 | APO 61 Box (hinged cover IP 55) RAL7035
4TBO856078C0100 | AP11PHC | Active | 5411815249136 | 393.77 | 1 | 1 | stuk | APO Equipped | BE31190 | 25 (L12 APO BOXES) | stuk | APO 11 (scharn.deksel IP55) RAL7035 | APO 11 Box (couv. pivot. IP 55) RAL7035 | APO 11 BOX (HINGED COVER IP 55) RAL7035 | APO 11 BOX (HINGED COVER IP 55) RAL7035
4TBO856079C0100 | AP12PHC | Active | 5411815249143 | 502.94 | 1 | 1 | stuk | APO Equipped | BE31190 | 25 (L12 APO BOXES) | stuk | APO 12 (scharn.deksel IP55) RAL7035 | APO 12 Box (couv. pivot. IP 55) RAL7035 | APO 12 Box (hinged cover IP 55) RAL7035 | APO 12 Box (hinged cover IP 55) RAL7035
4TBO856096C0100 | APEP185 | Active | 5411815249228 | 12.25 | 1 | 1 | stuk | APO Equipped | BE31190 | 25 (L12 APO BOXES) | stuk | APO SIDE 185 4xM20/16 1xM32/25-RAL7035 | SIDE 185 4xM20/16 1xM32/25 - RAL7035 | APO flange 185 4xM20/16 1xM32/25 RAL7035 | APO flange 185 4xM20/16 1xM32/25 RAL7035
4TBO856097C0100 | APEP31 | Active | 5411815249235 | 13.1 | 1 | 1 | stuk | APO Equipped | BE31190 | 25 (L12 APO BOXES) | stuk | APO SIDE 300 9xM25/20-RAL7035 | APO plaque de ferm. 300 9xM25/20 RAL7035 | APO flange 300 9xM25/20 RAL7035 | APO flange 300 9xM25/20 RAL7035
4TBO856098C0100 | APEP32 | Active | 5411815249242 | 13.1 | 1 | 1 | stuk | APO Equipped | BE31190 | 25 (L12 APO BOXES) | stuk | APO SIDE 300 2xM50/40-2xM25/20-R7035 | APO p d f. 300 2xM50/40-2xM25/20 R7035 | APO FLANGE 300 2XM50/40-2XM25/20 R7035 | APO FLANGE 300 2XM50/40-2XM25/20 R7035
4TBO856099C0100 | APEP33 | Active | 5411815249259 | 13.1 | 1 | 1 | stuk | APO Equipped | BE31190 | 25 (L12 APO BOXES) | stuk | APO SIDE 300 13xM20/16-RAL7035 | APO p d f. 300 13xM20/16 RAL7035 | APO flange 300 13xM20/16 RAL7035 | APO flange 300 13xM20/16 RAL7035
4TBO856100C0100 | APEP34 | Active | 5411815249266 | 13.1 | 1 | 1 | stuk | APO Equipped | BE31190 | 25 (L12 APO BOXES) | stuk | APO SIDE 300 3xM40/32-2xM20/16-R7035 | APO p d f. 300 3xM40/32-2xM20/16 R7035 | APO flange 300 3xM40/32-2xM20/16 R7035 | APO flange 300 3xM40/32-2xM20/16 R7035
4TBO856101C0100 | APEP371 | Active | 5411815249273 | 15.91 | 1 | 1 | stuk | APO Equipped | BE31190 | 25 (L12 APO BOXES) | stuk | APO SIDE 370 1xM40/32-10xM25/20 | APO p d f. 370 1xM40/32-10x25/20 RAL7035 | APO flange 370 1xM40/32-10x25/20 RAL7035 | APO flange 370 1xM40/32-10x25/20 RAL7035
4TBO856102C0100 | APEP372 | Active | 5411815249280 | 15.91 | 1 | 1 | stuk | APO Equipped | BE31190 | 25 (L12 APO BOXES) | stuk | APO SIDE 370 13xM25/20-RAL7035 | APO p d f. 370 13xM25/20 RAL7035 | APO flange 370 13xM25/20 RAL7035 | APO flange 370 13xM25/20 RAL7035
4TBO856103C0100 | APBP185 | Active | 5411815249297 | 18.9 | 1 | 1 | stuk | APO Equipped | BE31190 | 25 (L12 APO BOXES) | stuk | APO Blind zijde 185 RAL7035 | APO plaque de ferm. 185 RAL7035 smooth | APO FLANGE 185 RAL7035 SMOOTH | APO FLANGE 185 RAL7035 SMOOTH
4TBO856104C0100 | APBP3 | Active | 5411815249303 | 22.81 | 1 | 1 | stuk | APO Equipped | BE31190 | 25 (L12 APO BOXES) | stuk | APO Blind zijde 185 RAL7035 | APO plaque de ferm. 300 RAL7035 smooth | APO flange 300 RAL7035 smooth | APO flange 300 RAL7035 smooth
4TBO856105C0100 | APBP37 | Active | 5411815249310 | 27.66 | 1 | 1 | stuk | APO Equipped | BE31190 | 25 (L12 APO BOXES) | stuk | APO Blind zijde 185 RAL7035 | APO plaque de ferm. 370 RAL7035 smooth | APO flange 370 RAL7035 smooth | APO flange 370 RAL7035 smooth
4TBO856106C0100 | APCF185 | Active | 5411815249327 | 18.78 | 1 | 1 | stuk | APO Equipped | BE31190 | 25 (L12 APO BOXES) | stuk | APO koppelkader 185 RAL7035 | APO cadre d'accoupl. 185 RAL7035 | APO coupling frame 185 RAL7035 | APO coupling frame 185 RAL7035
4TBO856107C0100 | APCF3 | Active | 5411815249334 | 21.2 | 1 | 1 | stuk | APO Equipped | BE31190 | 25 (L12 APO BOXES) | stuk | APO koppelkader 300 RAL7035 | APO cadre d'accoupl. 300 RAL7035 | APO coupling frame 300 RAL7035 | APO coupling frame 300 RAL7035
4TBO856108C0100 | APCF37 | Active | 5411815249341 | 23.65 | 1 | 1 | stuk | APO Equipped | BE31190 | 25 (L12 APO BOXES) | stuk | APO koppelkader 370 RAL7035 | APO cadre d'accoupl. 370 RAL7035 | APO coupling frame 370 RAL7035 | APO coupling frame 370 RAL7035
4TBO856109C0100 | APHA | Active | 5411815249358 | 12.82 | 1 | 1 | stuk | APO Equipped | BE31190 | 25 (L12 APO BOXES) | stuk | APO scharnieren A (set 2st.) RAL7035 | APO charnieres A (set 2pcs) RAL7035 | APO hinges A (set 2pcs) RAL7035 | APO hinges A (set 2pcs) RAL7035
4TBO856110C0100 | APHB | Active | 5411815249365 | 12.82 | 1 | 1 | stuk | APO Equipped | BE31190 | 25 (L12 APO BOXES) | stuk | APO scharnieren B (set 2st.) RAL7035 | APO charnieres B (set 2pcs) RAL7035 | APO hinges B (set 2pcs) RAL7035 | APO hinges B (set 2pcs) RAL7035
4TBO856111C0100 | APHC | Active | 5411815249372 | 12.82 | 1 | 1 | stuk | APO Equipped | BE31190 | 25 (L12 APO BOXES) | stuk | APO scharnieren C (set 2st.) RAL7035 | APO charnieres C (set 2pcs) RAL7035 | APO hinges C (set 2pcs) RAL7035 | APO hinges C (set 2pcs) RAL7035
4TBO856112C0100 | APHD | Active | 5411815249389 | 12.82 | 1 | 1 | stuk | APO Equipped | BE31190 | 25 (L12 APO BOXES) | stuk | APO scharnieren D (set 2st.) RAL7035 | APO charnieres D (set 2pcs) RAL7035 | APO hinges D (set 2pcs) RAL7035 | APO hinges D (set 2pcs) RAL7035
4TBO856113C0100 | APHE | Active | 5411815249396 | 12.82 | 1 | 1 | stuk | APO Equipped | BE31190 | 25 (L12 APO BOXES) | stuk | APO scharnieren E (set 2st.) RAL7035 | APO charnieres E (set 2pcs) RAL7035 | APO hinges E (set 2pcs) RAL7035 | APO hinges E (set 2pcs) RAL7035
4TBO856114C0100 | APHF | Active | 5411815249402 | 12.82 | 1 | 1 | stuk | APO Equipped | BE31190 | 25 (L12 APO BOXES) | stuk | APO scharnieren F (set 2st.) RAL7035 | APO charnieres F (set 2pcs) RAL7035 | APO HINGES F (SET 2PCS) RAL7035 | APO HINGES F (SET 2PCS) RAL7035
4TBO856115C0100 | AP31CEB | Active | 5411815249419 | 176.68 | 1 | 1 | stuk | APO Equipped | BE31190 | 25 (L12 APO BOXES) | stuk | APO 31 kabeleindsluiting 1x75 RAL7035 | APO 31 boites tetes de cable 1x75 R7035 | APO 31 cable end box 1x75 RAL7035 | APO 31 cable end box 1x75 RAL7035
4TBO856116C0100 | AP31CEB2 | Active | 5411815249426 | 214.22 | 1 | 1 | stuk | APO Equipped | BE31190 | 25 (L12 APO BOXES) | stuk | APO 31 kabeleindsluiting 2x75 RAL7035 | APO 31 boites tetes de cable 2x75 R7035 | APO 31 cable end box 2x75 RAL7035 | APO 31 cable end box 2x75 RAL7035
4TBO856117C0100 | AP41CEB | Active | 5411815249433 | 266.08 | 1 | 1 | stuk | APO Equipped | BE31190 | 25 (L12 APO BOXES) | stuk | APO 41 kabeleindsluiting RAL7035 | APO 41 boites tetes de cable RAL7035 | APO 41 cable end box RAL7035 | APO 41 cable end box RAL7035
4TBO856118C0100 | AP71CEB2 | Active | 5411815249440 | 298.83 | 1 | 1 | stuk | APO Equipped | BE31190 | 25 (L12 APO BOXES) | stuk | APO 71 kabeleindsluiting RAL7035 | APO 71 boites tetes de cable RAL7035 | APO 71 CABLE END BOX RAL7035 | APO 71 CABLE END BOX RAL7035
4TBO856119C0100 | AP31DIN1 | Active | 5411815249457 | 268.74 | 1 | 1 | stuk | APO Equipped | BE31190 | 25 (L12 APO BOXES) | stuk | APO 31 DIN rail 1rij 14mod.RAL7035 | APO 31 DIN rail 1rangee14mod RAL7035 | APO 31 DIN RAIL UNIT 1ROW14MOD RAL7035 | APO 31 DIN RAIL UNIT 1ROW14MOD RAL7035
4TBO856120C0100 | AP71DIN2 | Active | 5411815249464 | 372.26 | 1 | 1 | stuk | APO Equipped | BE31190 | 25 (L12 APO BOXES) | stuk | APO 71 DIN rail 2rij 28mod.RAL7035 | APO 71 DIN rail 2rangee 28mod RAL7035 | APO 71 DIN RAIL UNIT 2ROW 28MOD RAL7035 | APO 71 DIN RAIL UNIT 2ROW 28MOD RAL7035
4TBO856121C0100 | AP61DIN3 | Active | 5411815249471 | 573.23 | 1 | 1 | stuk | APO Equipped | BE31190 | 25 (L12 APO BOXES) | stuk | APO 61 DIN rail 3rij 42mod.RAL7035 | APO 61 DIN rail 3rangee 42mod RAL7035 | APO 61 DIN RAIL UNIT 3ROW 42MOD RAL7035 | APO 61 DIN RAIL UNIT 3ROW 42MOD RAL7035
4TBO856122C0100 | AP31LBS1 | Active | 5411815249488 | 279.44 | 1 | 1 | stuk | APO Equipped | BE31190 | 25 (L12 APO BOXES) | stuk | APO 31 Dilos 1 RAL7035 | APO 31 Dilos 1 RAL7035 | APO 31 for Dilos 1 RAL7035 | APO 31 for Dilos 1 RAL7035
4TBO856123C0100 | AP41LBS2 | Active | 5411815249495 | 331.85 | 1 | 1 | stuk | APO Equipped | BE31190 | 25 (L12 APO BOXES) | stuk | APO 41 Dilos 2 RAL7035 | APO 41 Dilos 2 - RAL7035 | APO 41 for Dilos 2 - RAL7035 | APO 41 for Dilos 2 - RAL7035
4TBO856125C0100 | AP71LBS3 | Active | 5411815249501 | 408.05 | 1 | 1 | stuk | APO Equipped | BE31190 | 25 (L12 APO BOXES) | stuk | APO 71 Dilos 3 RAL7035 | APO 71 Dilos 3 RAL7035 | APO 71 for Dilos 3 RAL7035 | APO 71 for Dilos 3 RAL7035
4TBO856129C0100 | AP61CLBS | Active | 5411815249549 | 529.67 | 1 | 1 | stuk | APO Equipped | BE31190 | 25 (L12 APO BOXES) | stuk | APO 61 v.omschak.Dilos 1H | APO 61 int.inv. Dilos 1H R7035 | APO 61 for ch.over switch Dilos 1H R7035 | APO 61 for ch.over switch Dilos 1H R7035
4TBO856130C0100 | AP11CLBS | Active | 5411815249556 | 760.4 | 1 | 1 | stuk | APO Equipped | BE31190 | 25 (L12 APO BOXES) | stuk | APO 11 v.omschak.Dilos3/F00/0 | APO 11 int.inv. D3/F 00+0 7035 | APO 11 for ch.over switch D3/F 00+0 7035 | APO 11 for ch.over switch D3/F 00+0 7035
4TBO856131C0100 | APEP35 | Active | 5411815249563 | 13.13 | 1 | 1 | stuk | APO Equipped | BE31190 | 25 (L12 APO BOXES) | stuk | APO 300 2x3225-3x2520-4x2016R7035 | APO p d f. 300 2x3225-3x2520-4x2016R7035 | APO FLANGE 300 2X3225-3X2520-4X2016R7035 | APO FLANGE 300 2X3225-3X2520-4X2016R7035
4TBO858000C0100 | APACC858000 | Active | 5411815249570 | 19.3 | 1 | 1 | stuk | Accessories - Boxes | BE31190 | 28 (L16 ACCESS. APO) | stuk | APO RAILSTEUN 125/250A | SUPP BARRE 125/ 250A | BUSBAR SUPPORT 125 250A | BUSBAR SUPPORT 125 250A
4TBO858001C0100 | APACC858001 | Active | 5411815249587 | 19.3 | 1 | 1 | stuk | Accessories - Boxes | BE31190 | 28 (L16 ACCESS. APO) | stuk | APO RAILSTEUN 125/400A | SUPP BARRE 125/ 400A | BUSBAR SUPPORT 125 400A | BUSBAR SUPPORT 125 400A
4TBO858002C0100 | APACC858002 | Active | 5411815249594 | 19.3 | 1 | 1 | stuk | Accessories - Boxes | BE31190 | 28 (L16 ACCESS. APO) | stuk | APO RAILSTEUN 630/1250A | SUPP BARRE 630/1250A | BUSBAR SUPPORT 630 1250A | BUSBAR SUPPORT 630 1250A
4TBO858004C0100 | APACC858004 | Active | 4022903025542 | 4.46 | 1 | 10 | stuk | Accessories - Boxes | BE31190 | 28 (L16 ACCESS. APO) | stuk | APO KONTAKTBLOK RAIL-RAIL (10) | Bloc de dérivation 15/10mm2 | CONNECTING BLOCK 20X30 | CONNECTING BLOCK 20X30 |  | 5.14
4TBO858005C0100 | APACC858005 | Active | 4022903025566 | 4.46 | 1 | 10 | stuk | Accessories - Boxes | BE31190 | 28 (L16 ACCESS. APO) | stuk | APO KONTAKTBLOK RAIL-RAIL (10) | Bloc de dérivation pr Cu 20/25 | CONNECTING BLOCK Rail-rail 20X20 | CONNECTING BLOCK Rail-rail 20X20 |  | 5.14
4TBO858006C0100 | APACC858006 | Active | 4022903025573 | 6.81 | 1 | 10 | stuk | Accessories - Boxes | BE31190 | 28 (L16 ACCESS. APO) | stuk | APO KONTAKTBLOK RAIL-KABEL (10) | Clame barre-câble 2x10 pr | CONNECTING BLOCK 2x10mm fur Kabel 16-120 | CONNECTING BLOCK 2x10mm fur Kabel 16-120 |  | 5.14
4TBO858007C0100 | APACC858007 | Active | 4022903025580 | 6.74 | 1 | 10 | stuk | Accessories - Boxes | BE31190 | 28 (L16 ACCESS. APO) | stuk | APO KONTAKTBLOK RAIL-KABEL (10) | Bloc de dérivation 16/120mm2 | CONNECTING BLOCK 2x5mm fur Kabel 16-120 | CONNECTING BLOCK 2x5mm fur Kabel 16-120 |  | 5.14
4TBO858008C0100 | APACC858008 | Active | 5411815249648 | 3.93 | 1 | 10 | stuk | Accessories - Boxes | BE31190 | 28 (L16 ACCESS. APO) | stuk | APO HAAKBOUT CU 5 L=60 | Boulon d#ancrage Cu 5 L60mm | T-BOLT 60MM | T-BOLT 60MM
4TBO858010C0100 | APACC858010 | Active | 5411815249655 | 8.02 | 1 | 10 | stuk | Accessories - Boxes | BE31190 | 28 (L16 ACCESS. APO) | stuk | APO HAAKBOUT CU 5 L=80 | Boulon d#ancrage Cu 5 L80mm | HOOK-ON BOLT | HOOK-ON BOLT
4TBO858011C0100 | APACC858011 | Active | 5411815249662 | 9.28 | 1 | 10 | stuk | Accessories - Boxes | BE31190 | 28 (L16 ACCESS. APO) | stuk | APO HAAKBOUT CU 10 L=80 | Boulon d#ancrage Cu 10 L80mm | HOOK-ON BOLT | HOOK-ON BOLT
4TBO858017C0100 | APACC858017 | Active | 5411815249686 | 19.11 | 1 | 10 | stuk | Accessories - Boxes | BE31190 | 28 (L16 ACCESS. APO) | stuk | APO HAAKBOUT CU 10 L=140 | BOULON ANC CU 10 L140 | T-BOLT CU 10 L=140MM | T-BOLT CU 10 L=140MM
4TBO858020C0100 | APACC858020 | Active | 5411815249693 | 5.69 | 1 | 10 | stuk | Accessories - Boxes | BE31190 | 28 (L16 ACCESS. APO) | stuk | APO HAMERBOUT L=40 | Boulon T pr profilé C M10x40 | HAMMERBOLT 40MM | HAMMERBOLT 40MM
4TBO858021C0100 | APACC858021 | Active | 5411815249709 | 5.8 | 1 | 10 | stuk | Accessories - Boxes | BE31190 | 28 (L16 ACCESS. APO) | stuk | APO HAMERBOUT L=60 | HAMMERBOLT 60MM | HAMMERBOLT 60MM | HAMMERBOLT 60MM
4TBO858026C0100 | APACC858026 | Active | 5411815249730 | 2.91 | 1 | 20 | stuk | Accessories - Boxes | BE31190 | 28 (L16 ACCESS. APO) | stuk | APO KABELKLEM 16MM2 CU 5 | Clame barre-câble 16mm2 Cu 5 | CABLE ON BAR CLAMP 16MM2 | CABLE ON BAR CLAMP 16MM2
4TBO858027C0100 | APACC858027 | Active | 5411815249747 | 4.7 | 1 | 20 | stuk | Accessories - Boxes | BE31190 | 28 (L16 ACCESS. APO) | stuk | APO KABELKLEM 16MM2 CU 10 | Clame barre-câble 16mm2 Cu 10 | CABLE ON BAR CLAMP 16MM2 | CABLE ON BAR CLAMP 16MM2
4TBO858028C0100 | APACC858028 | Active | 5411815249754 | 4.7 | 1 | 10 | stuk | Accessories - Boxes | BE31190 | 28 (L16 ACCESS. APO) | stuk | APO KABELKLEM 35MM2 CU 5 | Clame barre-câble 32mm2 Cu 5 | CABLE ON BAR CLAMP 35MM2 | CABLE ON BAR CLAMP 35MM2
4TBO858029C0100 | APACC858029 | Active | 5411815249761 | 6.77 | 1 | 10 | stuk | Accessories - Boxes | BE31190 | 28 (L16 ACCESS. APO) | stuk | APO KABELKLEM 35MM2 CU 10 | Clame barre-câble 35mm2 Cu 10 | CABLE ON BAR CLAMP 50MM2 | CABLE ON BAR CLAMP 50MM2
4TBO858030C0100 | APACC858030 | Active | 5411815249778 | 10.38 | 1 | 10 | stuk | Accessories - Boxes | BE31190 | 28 (L16 ACCESS. APO) | stuk | APO KABELKLEM 70MM2 CU 10 | Clame barre-câble 70mm2 Cu 10 | CABLE ON BAR CLAMP 70MM2 | CABLE ON BAR CLAMP 70MM2
4TBO858031C0100 | APACC858031 | Active | 5411815249785 | 13.95 | 1 | 10 | stuk | Accessories - Boxes | BE31190 | 28 (L16 ACCESS. APO) | stuk | APO KABELKLEM 120MM2 CU 10 | Clame barre-câble 120mm2 Cu 10 | CABLE ON BAR CLAMP 120MM2 | CABLE ON BAR CLAMP 120MM2
4TBO858032C0100 | APACC858032 | Active | 5411815249792 | 10.38 | 1 | 10 | stuk | Accessories - Boxes | BE31190 | 28 (L16 ACCESS. APO) | stuk | APO KABELKLEM 70MM2 CU 5 | Clame barre-câble 70mm2 Cu 5 | CABLE CLAMP 70 CU=5 KK70 | CABLE CLAMP 70 CU=5 KK70
4TBO858033C0100 | APACC858033 | Active | 5411815249808 | 13.95 | 1 | 10 | stuk | Accessories - Boxes | BE31190 | 28 (L16 ACCESS. APO) | stuk | APO Aftakking kabel 120mm2 Cu (10 st) | Clame barre-câble 120mm2 Cu 5 | CABLE CLAMP 120 CU5 KK120 | CABLE CLAMP 120 CU5 KK120
4TBO861395C0100 | 4TBO861395C0100 | Active | 4022903025764 | 16.54 | 1 | 1 | stuk | Accessories - Boxes | BE31190 | 27 (L14 MINI-VYNCO BOX) | stuk | APO SCHARN DEKSEL 2MOD | Fenetre de contrôle 77x60mm 2 mod. | INSPECTION WINDOW 2 mod. | INSPECTION WINDOW 2 mod.
4TBO861396C0100 | 4TBO861396C0100 | Active | 4022903025757 | 19.49 | 1 | 1 | stuk | Accessories - Boxes | BE31190 | 27 (L14 MINI-VYNCO BOX) | stuk | APO SCHARN DEKSEL 4MOD | Fenetre de contrôle 77x96mm 4 mod. | INSPECTION WINDOW 4 mod. | INSPECTION WINDOW 4 mod.
4TBO861397C0100 | 4TBO861397C0100 | Active | 4022903025740 | 24.32 | 1 | 1 | stuk | Accessories - Boxes | BE31190 | 27 (L14 MINI-VYNCO BOX) | stuk | APO SCHARN DEKSEL 6MOD | Fenetre de contrôle 77x130mm 6 mod. | INSPECTION WINDOW 6 MOD. | INSPECTION WINDOW 6 MOD.
4TBO861398C0100 | 4TBO861398C0100 | Active | 4022903025733 | 24.63 | 1 | 1 | stuk | Accessories - Boxes | BE31190 | 27 (L14 MINI-VYNCO BOX) | stuk | APO SCHARN DEKSEL 8MOD | Fenetre de contrôle 77x163mm 8 mod. | INSPECTION WINDOW 8 mod. | INSPECTION WINDOW 8 mod.
4TBO861399C0100 | 4TBO861399C0100 | Active | 4022903025719 | 30.21 | 1 | 1 | stuk | Accessories - Boxes | BE31190 | 27 (L14 MINI-VYNCO BOX) | stuk | APO SCHARN DEKSEL 10MOD | VISUEL PIVOT. 10 MOD. | INSPECTION WINDOW 10 mod. | INSPECTION WINDOW 10 mod.
4TBO866001C0100 | AP9X7WD | Active | 5411815249938 | 43.65 | 1 | 1 | stuk | APO Equipped | BE31190 | 25 (L12 APO BOXES) | stuk | APO VENSTER 9X7 INCH | Fenetre IP67 avec vis | WINDOW 9X7'' | WINDOW 9X7"
4TBO866002C0100 | AP8X4WDL | Active | 5411815249945 | 26.17 | 1 | 1 | stuk | APO Equipped | BE31190 | 25 (L12 APO BOXES) | stuk | APO VENSTER 8X4 INCHLOGO | Fenetre IP67 avec vis sans bande d#indic | WINDOW 8X4'' WITH LOGO | WINDOW 8X4" WITH LOGO
4TBO866003C0100 | AP8X4WD | Active | 5411815249952 | 26.17 | 1 | 1 | stuk | APO Equipped | BE31190 | 25 (L12 APO BOXES) | stuk | APO VENSTER 8X4 INCH | Fenetre IP67 avec vis avec bande d#indic | WINDOW 8X4'' | WINDOW 8X4"
4TBO890116C0100 | APACC890116 | Active | 5411815249969 | 1.2 | 1 | 100 | stuk | Accessories - Boxes | BE31190 | 2A (L19 ACCESS. APO EQUI) | stuk | APO OPVULPLAATJE 18MM | PIECE INTERCALAIRE 18MM | OPVULPLAATJE 18MM | OPVULPLAATJE 18MM
4TBO890117C0100 | APACC890117 | Active | 5411815249976 | 1.31 | 1 | 100 | stuk | Accessories - Boxes | BE31190 | 2A (L19 ACCESS. APO EQUI) | stuk | APO OPVULPLAATJE 19MM | PIECE INTERCALAIRE 19MM | OPVULPLAATJE 19MM | OPVULPLAATJE 19MM
4TBO890501N2100 | AP61BWK32AH | Active | 5411815250064 | 1774.89 | 1 | 1 | stuk | APO Equipped | BE31190 | 29 (L17 APO BOXES EQUIP) | stuk | APO 61 bouwwerf32A | COFF CHANTIER APO61 32A | TEMP.CONNECTION BOX APO61 32A | TEMP.CONNECTION BOX APO61 32A
4TBO890502N2100 | AP61BWK63AH | Active | 5411815250071 | 2220.12 | 1 | 1 | stuk | APO Equipped | BE31190 | 29 (L17 APO BOXES EQUIP) | stuk | APO BOUWWERFKAPO61 63A | COFF CHANTIER APO 61 63A | TEMP.CONNECTION BOX APO61 63A | TEMP.CONNECTION BOX APO61 63A
4TBO890505N2100 | AP61BWK32AIND | Active | 5411815250088 | 2061.92 | 1 | 1 | stuk | APO Equipped | BE31190 | 29 (L17 APO BOXES EQUIP) | stuk | APO BOUWWERFKAPO61 32A | COFF CHANTIER APO61 32A | TEMP.CONNECTION BOX APO61 32A | TEMP.CONNECTION BOX APO61 32A
4TBO890508C2100 | AP41TB3570 | Active | 5411815250101 | 571.6 | 1 | 1 | stuk | APO Equipped | BE31190 | 29 (L17 APO BOXES EQUIP) | stuk | APO 41 klemkast | COFF DERIVATION APO41 | APO 41 JUNCTION BOX | APO 41 JUNCTION BOX
4TBO890509C2100 | AP11TB95150 | Active | 5411815250118 | 898.84 | 1 | 1 | stuk | APO Equipped | BE31190 | 29 (L17 APO BOXES EQUIP) | stuk | APO 11 klemkast | COFF DERIVATION APO11 | APO 11 JUNCTION BOX | APO 11 JUNCTION BOX
4TBO890510C2100 | APPM | Active | 5411815250125 | 101.37 | 1 | 1 | stuk | APO Equipped | BE31190 | 29 (L17 APO BOXES EQUIP) | stuk | APO PAALBEVESTIGING(SET) | FIX.SUR POTEAU 2P.(AR889639) | POLE FIXATION SET | POLE FIXATION SET
4TBO890800C0100 | APACC890800 | Active | 4022903023623 | 1.48 | 1 | 50 | stuk | Accessories - Boxes | BE31190 | 2A (L19 ACCESS. APO EQUI) | stuk | APO OPHOOGSTUTM4 10MM | HEIGHT EXTENSION STUD 10 | HEIGHT EXTENSION STUD 10 | HEIGHT EXTENSION STUD 10
4TBO890801C0100 | APACC890801 | Active | 4022903023630 | 1.44 | 1 | 50 | stuk | Accessories - Boxes | BE31190 | 2A (L19 ACCESS. APO EQUI) | stuk | APO OPHOOGSTUTM4 15MM | HEIGHT EXTENSION STUD 15 | HEIGHT EXTENSION STUD 15 | HEIGHT EXTENSION STUD 15
4TBO890802C0100 | APACC890802 | Active | 4022903023647 | 1.48 | 1 | 50 | stuk | Accessories - Boxes | BE31190 | 2A (L19 ACCESS. APO EQUI) | stuk | APO OPHOOGSTUTM4 20MM | HEIGHT EXTENSION STUD 20 | HEIGHT EXTENSION STUD 20 | HEIGHT EXTENSION STUD 20
4TBO890803C0100 | APACC890803 | Active | 4022903023654 | 1.48 | 1 | 50 | stuk | Accessories - Boxes | BE31190 | 2A (L19 ACCESS. APO EQUI) | stuk | APO OPHOOGSTUTM4 25MM | HEIGHT EXTENSION STUD 25 | HEIGHT EXTENSION STUD 25 | HEIGHT EXTENSION STUD 25
4TBO890804C0100 | APACC890804 | Active | 4022903023661 | 1.74 | 1 | 50 | stuk | Accessories - Boxes | BE31190 | 2A (L19 ACCESS. APO EQUI) | stuk | APO OPHOOGSTUTM4 30MM | HEIGHT EXTENSION STUD 30 | HEIGHT EXTENSION STUD 30 | HEIGHT EXTENSION STUD 30
4TBO890805C0100 | APACC890805 | Active | 4022903023678 | 2.38 | 1 | 50 | stuk | Accessories - Boxes | BE31190 | 2A (L19 ACCESS. APO EQUI) | stuk | APO OPHOOGSTUTM4 60MM | HEIGHT EXTENSION STUD 60 | HEIGHT EXTENSION STUD 60 | HEIGHT EXTENSION STUD 60
4TBO890806C0100 | APACC890806 | Active | 4022903023685 | 2.5 | 1 | 50 | stuk | Accessories - Boxes | BE31190 | 2A (L19 ACCESS. APO EQUI) | stuk | APO OPHOOGSTUTM4 65MM | PILIER DE REHAUS M4 HAUT 65 MM | HEIGHT EXTENSION STUD 65 | HEIGHT EXTENSION STUD 65
4TBO890807C0100 | APACC890807 | Active | 4022903023692 | 3.7 | 1 | 20 | stuk | Accessories - Boxes | BE31190 | 2A (L19 ACCESS. APO EQUI) | stuk | APO OPHOOGSTUTM4 97MM | HEIGHT EXTENSION STUD 97 | HEIGHT EXTENSION STUD 97 | HEIGHT EXTENSION STUD 97
4TBO890808C0100 | APACC890808 | Active | 4022903023708 | 4.27 | 1 | 20 | stuk | Accessories - Boxes | BE31190 | 2A (L19 ACCESS. APO EQUI) | stuk | APO OPHOOGSTUTM4 102MM | PIL-REHAUS M4 102 (AR 708541) | HEIGHT EXTENSION STUD 102 | HEIGHT EXTENSION STUD 102
4TBO890809C0100 | APACC890809 | Active | 5411815250378 | 1.55 | 1 | 10 | stuk | Accessories - Boxes | BE31190 | 2A (L19 ACCESS. APO EQUI) | stuk | APO DRAAG RAIL L 100 CPR | RAIL SUPP PRC L 100 | C PROFILE 100 | C PROFILE 100
4TBO890810C0100 | APACC890810 | Active | 5411815250385 | 2.96 | 1 | 10 | stuk | Accessories - Boxes | BE31190 | 2A (L19 ACCESS. APO EQUI) | stuk | APO DRAAG RAIL L 90 DIN | DIN PROFILE 90 | DIN PROFILE 90 | DIN PROFILE 90
4TBO890811C0100 | APACC890811 | Active | 5411815250392 | 2.96 | 1 | 10 | stuk | Accessories - Boxes | BE31190 | 2A (L19 ACCESS. APO EQUI) | stuk | APO DRAAG RAIL L 100 DIN | RAIL SUPP DIN L 100 | DIN-PROFILE 100 | DIN-PROFILE 100
4TBO890812C0100 | APACC890812 | Active | 5411815250408 | 2.05 | 1 | 10 | stuk | Accessories - Boxes | BE31190 | 2A (L19 ACCESS. APO EQUI) | stuk | APO DRAAG RAIL L 135 CPR | RAIL SUPP PRC L 135 | C-PROFILE 135 | C-PROFILE 135
4TBO890814C0100 | APACC890814 | Active | 5411815250415 | 3.02 | 1 | 10 | stuk | Accessories - Boxes | BE31190 | 2A (L19 ACCESS. APO EQUI) | stuk | APO DRAAG RAIL L 135 DIN | RAIL SUPP DIN L 135 | DIN-PROFILE 135 | DIN-PROFILE 135
4TBO890816C0100 | APACC890816 | Active | 5411815250422 | 3.53 | 1 | 10 | stuk | Accessories - Boxes | BE31190 | 2A (L19 ACCESS. APO EQUI) | stuk | APO DRAAG RAIL L 200 DIN | RAIL SUPP DIN L 200 | DIN-PROFILE 200 | DIN-PROFILE 200
4TBO890817C0100 | APACC890817 | Active | 5411815250439 | 2.5 | 1 | 10 | stuk | Accessories - Boxes | BE31190 | 2A (L19 ACCESS. APO EQUI) | stuk | APO DRAAG RAIL L 250 CPR | RAIL SUPP PRC L 250 | C-PROFILE 250 | C-PROFILE 250
4TBO890819C0100 | APACC890819 | Active | 5411815250446 | 4.27 | 1 | 10 | stuk | Accessories - Boxes | BE31190 | 2A (L19 ACCESS. APO EQUI) | stuk | APO DRAAG RAIL L 276 DIN | RAIL SUPP DIN L 276 | DIN-PROFILE 276 | DIN-PROFILE 276
4TBO890820C0100 | APACC890820 | Active | 5411815250453 | 4.27 | 1 | 10 | stuk | Accessories - Boxes | BE31190 | 2A (L19 ACCESS. APO EQUI) | stuk | APO DRAAG RAIL L 250 DIN | RAIL SUPP DIN L 250 | DIN-PROFILE 250 | DIN-PROFILE 250
4TBO890824C0100 | APACC890824 | Active | 5411815250477 | 4.36 | 1 | 10 | stuk | Accessories - Boxes | BE31190 | 2A (L19 ACCESS. APO EQUI) | stuk | APO DRAAG RAIL L 320 DIN | RAIL SUPP DIN L 320 | DIN-PROFILE 320 | DIN-PROFILE 320
4TBO890830C0100 | APACC890830 | Active | 5411815250491 | 4.27 | 1 | 10 | stuk | Accessories - Boxes | BE31190 | 2A (L19 ACCESS. APO EQUI) | stuk | APO DRAAG RAIL L 476 CPR | RAIL SUPP PRC L 476 | C-PROFILE 476 | C-PROFILE 476
4TBO890833C0100 | APACC890833 | Active | 5411815250507 | 6.89 | 1 | 10 | stuk | Accessories - Boxes | BE31190 | 2A (L19 ACCESS. APO EQUI) | stuk | APO DRAAG RAIL L 550 DIN | RAIL SUPP DIN L 550 | DIN-PROFILE 550 | DIN-PROFILE 550
4TBO890835C0100 | APACC890835 | Active | 5411815250521 | 2.5 | 1 | 10 | stuk | Accessories - Boxes | BE31190 | 2A (L19 ACCESS. APO EQUI) | stuk | APO GLIJST+SCHROEFM4 | BRACKET + M4 SCREW | BRACKET + M4 SCREW | BRACKET + M4 SCREW
4TBO890836C0100 | APACC890836 | Active | 5411815250538 | 3.4 | 1 | 10 | stuk | Accessories - Boxes | BE31190 | 2A (L19 ACCESS. APO EQUI) | stuk | APO GLIJST+ROND+SCHROEFM4 | BRACKET + M4 SCREW + WASH | BRACKET + M4 SCREW + WASH | BRACKET + M4 SCREW + WASH
4TBO890837C0100 | APACC890837 | Active | 5411815250545 | 51.41 | 1 | 1 | stuk | Accessories - Boxes | BE31190 | 2A (L19 ACCESS. APO EQUI) | stuk | APO VENSTER | FENETRE IP55 277X120 APO | HINGED WINDOW IP55 | HINGED WINDOW IP55
4TBO890840C0100 | APACC890840 | Active | 5411815250569 | 1.33 | 1 | 20 | stuk | Accessories - Boxes | BE31190 | 2A (L19 ACCESS. APO EQUI) | stuk | APO KOPPELSET | CROSS CONNECTION SUPP FRAME | CROSS CONNECTION SUPP FRAME | CROSS CONNECTION SUPP FRAME
4TBO890841C0100 | APACC890841 | Active | 5411815250576 | 0.61 | 1 | 50 | stuk | Accessories - Boxes | BE31190 | 2A (L19 ACCESS. APO EQUI) | stuk | NUT SUPP FRAME | NUT SUPP FRAME | NUT SUPP FRAME | NUT SUPP FRAME
4TBO890844C0100 | APACC890844 | Active | 5411815250606 | 2.77 | 1 | 20 | stuk | Accessories - Boxes | BE31190 | 2A (L19 ACCESS. APO EQUI) | stuk | APO BEVESTIGINGSVIJSM5 L21MM | VIS DE fix M5 L21MM | FIXING SCREW | FIXING SCREW
4TBO890845C0100 | APACC890845 | Active | 5411815250613 | 2.3 | 1 | 100 | stuk | Accessories - Boxes | BE31190 | 28 (L16 ACCESS. APO) | stuk | DODGE INSERTM8 | INSERT M8 E/119406-050 | DODGE INSERT M8 | DODGE INSERT M8
4TBO890846C0100 | VJ890846 | Active | 5411815250620 | 1.1 | 1 | 100 | stuk | Accessories - Boxes | BE31190 | 2A (L19 ACCESS. APO EQUI) | stuk | APO DRAADBUSM6X11FL | DRAADBUS M6X11FL | DRAADBUS M6X11FL | DRAADBUS M6X11FL
4TBO890847C0100 | APACC890847 | Active | 5411815250637 | 21.32 | 1 | 1 | stuk | Accessories - Boxes | BE31190 | 2A (L19 ACCESS. APO EQUI) | stuk | APO DINPROFIEL L 3M | 3M DIN-PROFILE | 3M DIN-PROFILE | 3M DIN-PROFILE
4TBO890848C0100 | APACC890848 | Active | 5411815250644 | 21.32 | 1 | 1 | stuk | Accessories - Boxes | BE31190 | 2A (L19 ACCESS. APO EQUI) | stuk | APO C-Profiel 15x8x1 L=3m | C-Profil 15x8x1 L=3m | C-Profil 15x8x1 L=3m | C-Profil 15x8x1 L=3m
4TBO890849C0100 | APACC890849 | Active | 5411815250651 | 0.41 | 1 | 50 | stuk | Accessories - Boxes | BE31190 | 2A (L19 ACCESS. APO EQUI) | stuk | APO SchroefM4x8mm | SCREW 4-7-8/8 | SCREW 4-7-8/8 | SCREW 4-7-8/8
4TBO890850C0100 | APACC890850 | Active | 5411815250668 | 0.41 | 1 | 50 | stuk | Accessories - Boxes | BE31190 | 2A (L19 ACCESS. APO EQUI) | stuk | APO RONDSEL RA 42-11-1 | RONDELLE RA 42X11X1 | WASHER RA 4,2X11X1 | WASHER RA 4,2X11X1
4TBO890851C0100 | APACC890851 | Active | 5411815250675 | 0.61 | 1 | 100 | stuk | Accessories - Boxes | BE31190 | 2A (L19 ACCESS. APO EQUI) | stuk | HILO SCREW 72X26 | HILO SCREW 7,2X26 | HILO SCREW 7,2X26 | HILO SCREW 7,2X26
4TBO890855C0100 | APACC890855 | Active | 5411815250682 | 20.15 | 1 | 1 | stuk | Accessories - Boxes | BE31190 | 2A (L19 ACCESS. APO EQUI) | stuk | APO KLEMKADER VR G-Auto. | KLEMKADER VR G-AUTOMAAT | KLEMKADER VR G-AUTOMAAT | KLEMKADER VR G-AUTOMAAT
4TBP811456R0100 | PS811456 | Active | 4022903014287 | 2.76 | 1 | 100 | stuk | Polysafe | BE31190 | 2O (L52 CAS.CABIN&POWERF) | stuk | PolySafe OPHOOGSTUT H=45 (100) | Pilier de rehaussement 9 H45mm | STUDS KEY WIDTH 9 M6-M6 H=45 (100) | STUDS KEY WIDTH 9 M6-M6 H=45 (100)
4TBP811462C0100 | PS811462 | Active | 4022903014331 | 0.62 | 1 | 100 | stuk | Polysafe | BE31190 | 2I (L39 POLYSAFE) | stuk | PolySafe steunplaat | Support pr écrou coulissant (100) | SUPPORT FOR STUD (100) | SUPPORT FOR STUD (100)
4TBP832000C0100 | PS832000 | Active | 5411815250774 | 5.27 | 1 | 1 | stuk | Polysafe | BE31190 | 2I (L39 POLYSAFE) | stuk | PolySafe Documenthoud A5 | Porte-plan autocollant 155x225mm | POCKET FOR DRAWINGS | POCKET FOR DRAWINGS
4TBP832019C0100 | PS832019 | Active | 5411815250781 | 26.49 | 1 | 1 | stuk | Polysafe | BE31190 | 2I (L39 POLYSAFE) | stuk | PolySafe Ventilatierooster IP44 | Grille de ventilation Superpolyrel | VENTILATION LOUVRE PLATE | VENTILATION LOUVRE PLATE
4TBP832022C0100 | PS832022 | Active | 5411815250804 | 4.85 | 1 | 2 | stuk | Polysafe | BE31190 | 2I (L39 POLYSAFE) | stuk | PolySafe Sleutel V2432E (Alléén EH-kast) | Spare key V2432E for lock 832030 | SPARE KEY V2432E FOR LOCK 832030 | SPARE KEY V2432E FOR LOCK 832030
4TBP832023C0100 | PS832023 | Active | 5411815250811 | 110.52 | 1 | 1 | stuk | Polysafe | BE31190 | 2I (L39 POLYSAFE) | stuk | PolySafe H,greep geschikt hangslot | Poignée pr Serr cadenas ARIA | PADLOCK HANDLE | PADLOCK HANDLE
4TBP832026C0100 | PS832026 | Active | 5411815250828 | 4.85 | 1 | 1 | stuk | Polysafe | BE31190 | 2I (L39 POLYSAFE) | stuk | PolySafe Vierkantsleutel 8mm | Clef Serr carrée 8mm | SPARE KEY 8MM SQUARE | SPARE KEY 8MM SQUARE
4TBP832027C0100 | PS832027 | Active | 5411815250835 | 4.85 | 1 | 1 | stuk | Polysafe | BE31190 | 2I (L39 POLYSAFE) | stuk | PolySafe Driehoeksleutel 8mm | Clef pr vis a tete triangulaire 8mm | KEY 8 MM TRIANGULAR | KEY 8 MM TRIANGULAR
4TBP832028C0100 | PS832028 | Active | 5411815250842 | 4.85 | 1 | 1 | stuk | Polysafe | BE31190 | 2I (L39 POLYSAFE) | stuk | PolySafe dubb.baardsleutel 3mm | Clef Serr a double panneton 3mm | SPARE KEY DOUBLE BIT | SPARE KEY DOUBLE BIT
4TBP832029C0100 | PS832029 | Active | 5411815250859 | 43.87 | 1 | 1 | stuk | Polysafe | BE31190 | 2I (L39 POLYSAFE) | stuk | PolySafe SLOTPR H-CYL dubb.BAARD | Serr semi-cylind double panneton 3mm | 1/2 CYL. LOCK DOUBLE BIT | 1/2 CYL. LOCK DOUBLE BIT
4TBP832030C0100 | PS832030 | Active | 5411815250866 | 42.93 | 1 | 1 | stuk | Polysafe | BE31190 | 2I (L39 POLYSAFE) | stuk | PolySafePRofielhalfcilinder V2432E | Serr semi-cylind 2 clés V2432E | PROFILE 1/2 CYLINDER LOCK V2432-E | PROFILE 1/2 CYLINDER LOCK V2432-E
4TBP832031C0100 | PS832031 | Active | 5411815250873 | 46.81 | 1 | 1 | stuk | Polysafe | BE31190 | 2I (L39 POLYSAFE) | stuk | PolySafePRofielhalfcilinder 1242 E | Serr semi-cylind 2 clés V1242E | PROFILE HALF CYLINDER LOCK 1242-E | PROFILE HALF CYLINDER LOCK 1242-E
4TBP832032C0100 | PS832032 | Active | 5411815250880 | 43.87 | 1 | 1 | stuk | Polysafe | BE31190 | 2I (L39 POLYSAFE) | stuk | PolySafe SLOTPR H-CYL VIERK 8MM | Serr semi-cyl. clé creuse carrée 8mm | PRIFILE HALF CYLINDER LOCK SQUARE-8MM | PRIFILE HALF CYLINDER LOCK SQUARE-8MM
4TBP832033C0100 | PS832033 | Active | 5411815250897 | 43.87 | 1 | 1 | stuk | Polysafe | BE31190 | 2I (L39 POLYSAFE) | stuk | PolySafe SLOTPR H-CYL DRIEK 8MM | Serr semi-cyl. clé creuse triangulair | 1/2 CYL.LOCK TRIANG 8MM | 1/2 CYL.LOCK TRIANG 8MM
4TBP832034C0100 | PS832034 | Active | 5411815250903 | 43.87 | 1 | 1 | stuk | Polysafe | BE31190 | 2I (L39 POLYSAFE) | stuk | PolySafePRofielhalfcilinder driehoek 11mm | Serr semi-cyl. clé creuse triangulair | PROF.HALF CYL.TRIANG.11MM | PROF.HALF CYL.TRIANG.11MM
4TBP832072C0100 | PS832072 | Active | 5411815250910 | 4.85 | 1 | 1 | stuk | Polysafe | BE31190 | 2I (L39 POLYSAFE) | stuk | PolySafe Driehoek sleutel 11MM | Clef Serr triangulaire 11mm | TRIANGULAR KEY 11MM | TRIANGULAR KEY 11MM
4TBP832296R0100 | PS832296 | Active | 4022903016274 | 44.84 | 1 | 1 | stuk | Polysafe | BE31190 | 2I (L39 POLYSAFE) | stuk | PolySafePRof.halfcil.slot dubb.baardsl.3mm | Serr semi-cylindrique double panneton | Profile half cyilinder 3mm double beard | Profile half cyilinder 3mm double beard
4TBP832465C0100 | PS832465 | Active | 4022903014492 | 45.27 | 1 | 1 | stuk | Polysafe | BE31190 | 2I (L39 POLYSAFE) | stuk | PolySafePRofielhalfcilinder 455E | Serr demi-cylind clé 455-E | PROFILE HALF CYLINDER LOCK 455-E | PROFILE HALF CYLINDER LOCK 455-E
4TBP832466R0100 | PS832466 | Active | 4022903014508 | 45.27 | 1 | 1 | stuk | Polysafe | BE31190 | 2I (L39 POLYSAFE) | stuk | PolySafe SLOTPR H-CYL 405E | Serr demi-cylind clé 405-E | PROFILE HALF CYLINDER LOCK 405-E | PROFILE HALF CYLINDER LOCK 405-E
4TBP832741R0100 | PS832741 | Active | 4022903014515 | 4.77 | 1 | 1 | stuk | Polysafe | BE31190 | 2I (L39 POLYSAFE) | stuk | PolySafe Sleutel 2432E ARIA VP APO(832030) | Serr V2432E ST clé 832030 | KEY V2432E ST for lock 832030, 831004 | KEY V2432E ST for lock 832030, 831004
4TBP832743C0100 | PS832743 | Active | 5411815251016 | 26.78 | 1 | 1 | stuk | Polysafe | BE31190 | 2I (L39 POLYSAFE) | stuk | VENTILATION GRID | VENTILATION GRID | VENTILATION GRID | VENTILATION GRID
4TBP832744C0100 | PS832744 | Active | 5411815251023 | 48.01 | 1 | 1 | stuk | Polysafe | BE31190 | 2I (L39 POLYSAFE) | stuk | VENTILATION GRID | VENTILATION GRID | VENTILATION GRID | VENTILATION GRID
4TBP833000C0100 | PS220P63 | Active | 4022903012443 | 538.6 | 1 | 1 | stuk | Polysafe | BE31190 | 2I (L39 POLYSAFE) | stuk | PolySafe IP65 volle deur 500x500x320 | PolySafe IP65 porte pleine 500x500x320 | POLYSAFE ENCL. IP65 500X500X320 | POLYSAFE ENCL. IP65 500X500X320
4TBP833004C0100 | PS230P63 | Active | 4022903012450 | 592.73 | 1 | 1 | stuk | Polysafe | BE31190 | 2I (L39 POLYSAFE) | stuk | PolySafe IP65 volle deur 500x750x320 | PolySafe IP65 porte pleine 500x750x320 | POLYSAFE ENCL. IP65 500X750X320 | POLYSAFE ENCL. IP65 500X750X320
4TBP833008C0100 | PS320P63 | Active | 4022903012467 | 580.71 | 1 | 1 | stuk | Polysafe | BE31190 | 2I (L39 POLYSAFE) | stuk | PolySafe IP65 volle deur 750x500x320 | PolySafe IP65 porte pleine 750x500x320 | POLYSAFE ENCL. IP65 750X500X320 | POLYSAFE ENCL. IP65 750X500X320
4TBP833012C0100 | PS330P63 | Active | 5411815251061 | 662.51 | 1 | 1 | stuk | Polysafe | BE31190 | 2I (L39 POLYSAFE) | stuk | PolySafe IP65 volle deur 750x750x320 | PolySafe IP65 porte pleine 750x750x320 | POLYSAFE ENCL. IP65 750X750X320 | POLYSAFE ENCL. IP65 750X750X320
4TBP833016C0100 | PS340P63 | Active | 5411815251078 | 959.79 | 1 | 1 | stuk | Polysafe | BE31190 | 2I (L39 POLYSAFE) | stuk | PolySafe IP65 volle deur 750x1000x320 | PolySafe IP65 porte pleine 750x1000x320 | POLYSAFE ENCL. IP65 750X1000X320 | POLYSAFE ENCL. IP65 750X1000X320
4TBP833020C0100 | PS352P63 | Active | 5411815251085 | 1153.16 | 1 | 1 | stuk | Polysafe | BE31190 | 2I (L39 POLYSAFE) | stuk | PolySafe IP65 2 volle deur 750x1250x320 | PolySafe IP65 2 portes pl. 750x1250x320 | POLYSAFE ENCL. IP65 750X1250X320 DD | POLYSAFE ENCL. IP65 750X1250X320 DD
4TBP833024C0100 | PS420P63 | Active | 5411815251092 | 699.24 | 1 | 1 | stuk | Polysafe | BE31190 | 2I (L39 POLYSAFE) | stuk | PolySafe IP65 volle deur 1000x500x320 | PolySafe IP65 porte pleine 1000x500x320 | POLYSAFE ENCL. IP65 1000X500X320 | POLYSAFE ENCL. IP65 1000X500X320
4TBP833028C0100 | PS430P63 | Active | 5411815251108 | 765.12 | 1 | 1 | stuk | Polysafe | BE31190 | 2I (L39 POLYSAFE) | stuk | PolySafe IP65 volle deur 1000x750x320 | PolySafe IP65 porte pleine 1000x750x320 | POLYSAFE ENCL. IP65 1000X750X320 | POLYSAFE ENCL. IP65 1000X750X320
4TBP833032C0100 | PS440P63 | Active | 5411815251115 | 1003.83 | 1 | 1 | stuk | Polysafe | BE31190 | 2I (L39 POLYSAFE) | stuk | PolySafe IP65 volle deur 1000x1000x320 | PolySafe IP65 porte pleine 1000x1000x320 | POLYSAFE ENCL. IP65 1000X1000X320 | POLYSAFE ENCL. IP65 1000X1000X320
4TBP833036C0100 | PS442P63 | Active | 5411815251122 | 1178.28 | 1 | 1 | stuk | Polysafe | BE31190 | 2I (L39 POLYSAFE) | stuk | PolySafe IP65 2 volle deur 1000x1000x320 | PolySafe IP65 2 portes pl. 1000x1000x320 | POLYSAFE ENCL. IP65 1000X1000X320 DD | POLYSAFE ENCL. IP65 1000X1000X320 DD
4TBP833040C0100 | PS452P63 | Active | 5411815251139 | 1356.47 | 1 | 1 | stuk | Polysafe | BE31190 | 2I (L39 POLYSAFE) | stuk | PolySafe IP65 2 volle deur 1000X1250X320 | PolySafe IP65 2 portes pl. 1000X1250X320 | POLYSAFE ENCL. IP65 1000X1250X320 DD | POLYSAFE ENCL. IP65 1000X1250X320 DD
4TBP833044C0100 | PS530P63 | Active | 5411815251146 | 908.96 | 1 | 1 | stuk | Polysafe | BE31190 | 2I (L39 POLYSAFE) | stuk | PolySafe IP65 volle deur 1250x750x320 | PolySafe IP65 porte pleine 1250x750x320 | POLYSAFE ENCL. IP65 1250X750X320 | POLYSAFE ENCL. IP65 1250X750X320
4TBP833052C0100 | PS542P63 | Active | 5411815251153 | 1322.93 | 1 | 1 | stuk | Polysafe | BE31190 | 2I (L39 POLYSAFE) | stuk | PolySafe IP65 2 volle deur 1250x1000x320 | PolySafe IP65 2 portes pl. 1250x1000x320 | POLYSAFE ENCL. IP65 1250X1000X320 DD | POLYSAFE ENCL. IP65 1250X1000X320 DD
4TBP833056C0100 | PS833056 | Active | 5411815251160 | 1407.36 | 1 | 1 | stuk | Polysafe | BE31190 | 2I (L39 POLYSAFE) | stuk | PolySafe IP65 2 volle deur 1250x1000x320 | PolySafe IP65 2 portes pl. 1250x1000x320 | POLYSAFE ENCL. IP65 1250X1000X320 D+CANO | POLYSAFE ENCL. IP65 1250X1000X320 D+CANO
4TBP833193C0100 | PS240P63 | Active | 5411815251276 | 873.23 | 1 | 1 | stuk | Polysafe | BE31190 | 2I (L39 POLYSAFE) | stuk | PolySafe IP65 volle deur 500X1000X320 | Polysafe IP65 porte plain 500X1000X320 | POLYSAFE ENCL. IP65 500X1000X320 | POLYSAFE ENCL. IP65 500X1000X320
4TBP833194N0100 | PS833194 | Active | 4022903008408 | 450.54 | 1 | 1 | stuk | Polysafe | BE31190 | 2I (L39 POLYSAFE) | stuk | PolySafe IP55 volle deur 500x500x320 | PolySafe IP55 porte pleine 500x500x320 | POLYSAFE ENCL. IP55 PL. DOOR 500X500X320 | POLYSAFE ENCL. IP55 500X500X320
4TBP833195N0100 | PS833195 | Active | 4022903008415 | 495.75 | 1 | 1 | stuk | Polysafe | BE31190 | 2I (L39 POLYSAFE) | stuk | PolySafe IP55 volle deur 500x750x320 | PolySafe IP55 porte pleine 500x750x320 | POLYSAFE ENCL. IP55 PL. DOOR 500X750X320 | POLYSAFE ENCL. IP55 500X750X320
4TBP833196N0100 | PS833196 | Active | 4022903008422 | 485.86 | 1 | 1 | stuk | Polysafe | BE31190 | 2I (L39 POLYSAFE) | stuk | PolySafe IP55 volle deur 750x500x320 | PolySafe IP55 porte pleine 750x500x320 | POLYSAFE ENCL. IP55 PL. DOOR 750X500X320 | POLYSAFE ENCL. IP55 750X500X320
4TBP833197N0100 | PS833197 | Active | 5411815251313 | 553.65 | 1 | 1 | stuk | Polysafe | BE31190 | 2I (L39 POLYSAFE) | stuk | PolySafe IP55 volle deur 750x750x320 | PolySafe IP55 porte pleine 750x750x320 | POLYSAFE ENCL. IP55 PL. DOOR 750X750X320 | POLYSAFE ENCL. IP55 PL. DOOR 750X750X320
4TBP833198N0100 | PS833198 | Active | 5411815251320 | 802.26 | 1 | 1 | stuk | Polysafe | BE31190 | 2I (L39 POLYSAFE) | stuk | PolySafe IP55 volle deur 750x1000x320 | PolySafe IP55 porte pleine 750x1000x320 | POLYSAFE ENCL. IP55 PL.DOOR 750X1000X320 | POLYSAFE ENCL. IP55 PL.DOOR 750X1000X320
4TBP833199N0100 | PS833199 | Active | 4022903008439 | 584.76 | 1 | 1 | stuk | Polysafe | BE31190 | 2I (L39 POLYSAFE) | stuk | PolySafe IP55 volle deur 1000x500x320 | PolySafe IP55 porte pleine 1000x500x320 | POLYSAFE ENCL. IP55 PL.DOOR 1000X500X320 | POLYSAFE ENCL. IP55 1000X500X320
4TBP833204N0100 | PS833204 | Active | 5411815251344 | 639.82 | 1 | 1 | stuk | Polysafe | BE31190 | 2I (L39 POLYSAFE) | stuk | PolySafe IP55 volle deur 1000x750x320 | PolySafe IP55 porte pleine 1000x750x320 | POLYSAFE ENCL. IP55 PL.DOOR 1000X750X320 | POLYSAFE ENCL. IP55 PL.DOOR 1000X750X320
4TBP833212N0100 | PS833212 | Active | 5411815251368 | 838.98 | 1 | 1 | stuk | Polysafe | BE31190 | 2I (L39 POLYSAFE) | stuk | PolySafe IP55 volle deur 1000x1000x320 | PolySafe IP55 porte pleine 1000x1000x320 | POLYSAFE ENCL. IP55 PL.DOOR1000X1000X320 | POLYSAFE ENCL. IP55 PL.DOOR1000X1000X320
4TBP833233N0100 | PS833233 | Active | 5411815251474 | 759.9 | 1 | 1 | stuk | Polysafe | BE31190 | 2I (L39 POLYSAFE) | stuk | PolySafe IP55 volle deur 1250x750x320 | PolySafe IP55 porte pleine 1250x750x320 | POLYSAFE ENCL. IP55 PL.DOOR 1250X750X320 | POLYSAFE ENCL. IP55 PL.DOOR 1250X750X320
4TBP833264C0100 | PS220F03 | Active | 5411815251702 | 83.76 | 1 | 1 | stuk | Polysafe | BE31190 | 2I (L39 POLYSAFE) | stuk | PolySafeModulair frame 500X500 40M | PS CHASSIS mod. 500X500 40 MOD | PS MODULAR FRAME 500X500 40 MOD | PS MODULAR FRAME 500X500 40 MOD
4TBP833265C0100 | PS230F03 | Active | 5411815251719 | 87.81 | 1 | 1 | stuk | Polysafe | BE31190 | 2I (L39 POLYSAFE) | stuk | PolySafeModulair frame 500X750 68M | PS CHASSIS mod. 500X750 68 MOD | PS MODULAR FRAME 500X750 68 MOD | PS MODULAR FRAME 500X750 68 MOD
4TBP833266C0100 | PS320F03 | Active | 5411815251726 | 89.32 | 1 | 1 | stuk | Polysafe | BE31190 | 2I (L39 POLYSAFE) | stuk | PolySafeModulair frame 750X500 80M | Polysafe Châssis mod. pr appareilla | PS MODULAR FRAME 750X500 80 MOD | PS MODULAR FRAME 750X500 80 MOD
4TBP833267C0100 | PS330F03 | Active | 5411815251733 | 90.46 | 1 | 1 | stuk | Polysafe | BE31190 | 2I (L39 POLYSAFE) | stuk | PolySafeModulair frame 750X750 136M | PS CHASSIS mod. 750X750 136 MOD | PS MODULAR FRAME 750X750 136 MOD | PS MODULAR FRAME 750X750 136 MOD
4TBP833268C0100 | PS420F03 | Active | 5411815251740 | 92.85 | 1 | 1 | stuk | Polysafe | BE31190 | 2I (L39 POLYSAFE) | stuk | PolySafeModulair frame 1000X500 120M | PS CHASSIS mod. 1000X500 120 MOD | PS MODULAR FRAME 1000X500 120 MOD | PS MODULAR FRAME 1000X500 120 MOD
4TBP833269C0100 | PS430F03 | Active | 5411815251757 | 95.57 | 1 | 1 | stuk | Polysafe | BE31190 | 2I (L39 POLYSAFE) | stuk | PolySafeModulair frame 1000X750 204M | PS CHASSIS mod. 1000X750 204 MOD | PS MODULAR FRAME 1000X750 204 MOD | PS MODULAR FRAME 1000X750 204 MOD
4TBP833270C0100 | PS530F03 | Active | 5411815251764 | 95.57 | 1 | 1 | stuk | Polysafe | BE31190 | 2I (L39 POLYSAFE) | stuk | PolySafeModulair frame 1250X750 238M | PS CHASSIS mod. 1250X750 238 MOD | PS MODULAR FRAME 1250X750 238 MOD | PS MODULAR FRAME 1250X750 238 MOD
4TBP833271C0100 | PS833271 | Active | 5411815251771 | 30.18 | 1 | 1 | stuk | Polysafe | BE31190 | 2I (L39 POLYSAFE) | stuk | PolySafeMod.Fct 150X500 (vol) | PolySafe Function pr bornes 150 x 500 | PS MODULAR FUNCTION 150X500 PLAIN | PS MODULAR FUNCTION 150X500 PLAIN
4TBP833272C0100 | PS833272 | Active | 5411815251788 | 32.69 | 1 | 1 | stuk | Polysafe | BE31190 | 2I (L39 POLYSAFE) | stuk | PolySafeMod.Fct 150X500 (DIN) | Polysafe Function pr appareillage sur ra | PS MODULAR FUNCTION 150X500 WITH CUT-OUT | PS MODULAR FUNCTION 150X500 WITH CUT-OUT
4TBP833274C0100 | PS833274 | Active | 5411815251801 | 39.61 | 1 | 1 | stuk | Polysafe | BE31190 | 2I (L39 POLYSAFE) | stuk | PolySafeMod.Fct 300X500 (vol) | PS fonc. bornes 300 x 500 mm | PS MODULAR FUNCTION 300X500 PLAIN | PS MODULAR FUNCTION 300X500 PLAIN
4TBP833275C0100 | PS833275 | Active | 5411815251818 | 26.52 | 1 | 1 | stuk | Polysafe | BE31190 | 2I (L39 POLYSAFE) | stuk | PolySafeMont.plaat 150X500 (metaal) | PS plaque de mont 150 x 500 mm | PS MOUNTING PLATE 150X500 METAL | PS MOUNTING PLATE 150X500 METAL
4TBP833276C0100 | PS833276 | Active | 5411815251825 | 45.62 | 1 | 1 | stuk | Polysafe | BE31190 | 2I (L39 POLYSAFE) | stuk | PolysafeMont.plaat 300x500x2mmMetaal | PS plaque de mont 300 x 500 mm | PS MOUNTING PLATE 300X500 METAL | PS MOUNTING PLATE 300X500 METAL
4TBP833277C0100 | PS833277 | Active | 5411815251832 | 34.74 | 1 | 1 | stuk | Polysafe | BE31190 | 2I (L39 POLYSAFE) | stuk | PolySafeMod.Fct 150X750 (vol) | PS fonc. bornes 150 x 750 mm | PS MODULAR FUNCTION 150X750 PLAIN | PS MODULAR FUNCTION 150X750 PLAIN
4TBP833278C0100 | PS833278 | Active | 5411815251849 | 35.01 | 1 | 1 | stuk | Polysafe | BE31190 | 2I (L39 POLYSAFE) | stuk | PolySafeMod.Fct 150X750 (DIN) | FONCT MOD 150X750 AVEC DECOUPE 34 mods p | PS MODULAR FUNCTION 150X750 WITH CUT-OUT | PS MODULAR FUNCTION 150X750 WITH CUT-OUT
4TBP833280C0100 | PS833280 | Active | 5411815251863 | 35.1 | 1 | 1 | stuk | Polysafe | BE31190 | 2I (L39 POLYSAFE) | stuk | PolySafeMod.Fct 300X750 (vol) | PS fonc. bornes 300 x 750 mm | PS MODULAR FUNCTION 300X750 PLAIN | PS MODULAR FUNCTION 300X750 PLAIN
4TBP833281C0100 | PS833281 | Active | 5411815251870 | 27 | 1 | 1 | stuk | Polysafe | BE31190 | 2I (L39 POLYSAFE) | stuk | PolysafeMont.plaat 150x750x2mmMetaal | PS plaque de mont 150 x 750 mm | PS MOUNTING PLATE 150X750 METAL | PS MOUNTING PLATE 150X750 METAL
4TBP833282C0100 | PS833282 | Active | 5411815251887 | 44.84 | 1 | 1 | stuk | Polysafe | BE31190 | 2I (L39 POLYSAFE) | stuk | PolysafeMont.plaat 300x750x2mmMetaal | PS plaque de mont 300 x 750 mm | PS MOUNTING PLATE 300X750 METAL | PS MOUNTING PLATE 300X750 METAL
4TBP833385N0100 | PS833385 | Active | 5411815252105 | 153.66 | 1 | 1 | stuk | Polysafe | BE31190 | 2I (L39 POLYSAFE) | stuk | PolySafeMont.plaat 1250X750X10MM HP 2061 | PLAQUE DE mont 1250X750X10 MM HP 2061 | MOUNTING PLATE 1250X750x10 MM HP 2061 | MOUNTING PLATE 1250X750x10 MM HP 2061
4TBP833386C0100 | PS833386 | Active | 5411815252112 | 178.63 | 1 | 1 | stuk | Polysafe | BE31190 | 2I (L39 POLYSAFE) | stuk | PolySafeMont.plaat 1000X1000X10MM HP 2061 | PLAQUE DE mont1000X1000X10 MM HP 2061 | MOUNTING PLATE 1000X1000X10 MM HP 2061 | MOUNTING PLATE 1000X1000X10 MM HP 2061
4TBP833387C0100 | PS833387 | Active | 5411815252129 | 207.07 | 1 | 1 | stuk | Polysafe | BE31190 | 2I (L39 POLYSAFE) | stuk | PolySafeMont.plaat 1250X1000X10MM HP 2061 | PLAQUE DE mont1250X1000X10 MM HP 2061 | MOUNTING PLATE 1250X1000X10 MM HP 2061 | MOUNTING PLATE 1250X1000X10 MM HP 2061
4TBP833500C0100 | PS220M03 | Active | 5411815252136 | 45.72 | 1 | 1 | stuk | Polysafe | BE31190 | 2I (L39 POLYSAFE) | stuk | PolySafeMont.plaat 500X500 (metaal) | PolySafe 500x500 plaque de mont tôle d#a | MOUNTING PLATE 500X500 SHEET STEEL | MOUNTING PLATE 500X500 SHEET STEEL
4TBP833501C0100 | PS320M03 | Active | 5411815252143 | 57.15 | 1 | 1 | stuk | Polysafe | BE31190 | 2I (L39 POLYSAFE) | stuk | PolySafeMont.plaat 750X500 (metaal) | PolySafe 750x500 plaque de mont tôle d#a | MOUNT.PL. (STEEL) 750X500 | MOUNT.PL. (STEEL) 750X500
4TBP833502C0100 | PS330M03 | Active | 5411815252150 | 75.72 | 1 | 1 | stuk | Polysafe | BE31190 | 2I (L39 POLYSAFE) | stuk | PolySafeMont.plaat 750X750 (metaal) | PolySafe 750x750 plaque de mont tôle d#a | MOUNT.PL.(STEEL) 750X750 | MOUNT.PL.(STEEL) 750X750
4TBP833503C0100 | PS420M03 | Active | 5411815252167 | 76.07 | 1 | 1 | stuk | Polysafe | BE31190 | 2I (L39 POLYSAFE) | stuk | PolySafeMont.plaat 1000X500 (metaal) | PolySafe 1000x500 plaque de mont tôle d# | MOUNTING PLATE 1000X500 SHEET STEEL | MOUNTING PLATE 1000X500 SHEET STEEL
4TBP833504C0100 | PS430M03 | Active | 5411815252174 | 92.79 | 1 | 1 | stuk | Polysafe | BE31190 | 2I (L39 POLYSAFE) | stuk | PolySafeMont.plaat 1000X750 (metaal) | PolySafe 1000x750 plaque de mont tôle d# | MOUNT.PL.(STEEL) 1000X750 | MOUNT.PL.(STEEL) 1000X750
4TBP833505C0100 | PS440M03 | Active | 5411815252181 | 128.5 | 1 | 1 | stuk | Polysafe | BE31190 | 2I (L39 POLYSAFE) | stuk | PolysafeMont.plaat 1000X1000 (metaal) | PolySafe 1000x1000 plaque de mont tôle d | MOUNTING PLATE 1000X1000 SHEET STEEL | MOUNTING PLATE 1000X1000 SHEET STEEL
4TBP833506C0100 | PS530M03 | Active | 5411815252198 | 121.51 | 1 | 1 | stuk | Polysafe | BE31190 | 2I (L39 POLYSAFE) | stuk | PolySafeMont.plaat 1250X750 (metaal) | PolySafe 1250x750 plaque de mont tôle | MOUNT. PL.(STEEL) 1250X750 | MOUNT. PL.(STEEL) 1250X750
4TBP833507C0100 | PS540M03 | Active | 5411815252204 | 153.17 | 1 | 1 | stuk | Polysafe | BE31190 | 2I (L39 POLYSAFE) | stuk | PolysafeMont.plaat 1250X1000 (metaal) | PolySafe 1250x1000 plaque de mont tôle d | MOUNT.PL.(STEEL)1250X1000 | MOUNT.PL.(STEEL)1250X1000
4TBP833508C0100 | PS220I03 | Active | 5411815252211 | 67.55 | 1 | 1 | stuk | Polysafe | BE31190 | 2I (L39 POLYSAFE) | stuk | PolysafeMont.plaat 500X500 (pertinax) | PolySafe 500x500 plaque de mont pertinax | MOUNTING PLATE 500X500 PERTINAX | MOUNTING PLATE 500X500 PERTINAX
4TBP833509C0100 | PS320I03 | Active | 5411815252228 | 57.38 | 1 | 1 | stuk | Polysafe | BE31190 | 2I (L39 POLYSAFE) | stuk | PolysafeMont.plaat 750X500 (pertinax) | PolySafe 750x500 plaque de mont pertinax | MOUNT. PL.(pertinax) 750X500 | MOUNT. PL.(pertinax) 750X500
4TBP833510C0100 | PS330I03 | Active | 5411815252235 | 85.54 | 1 | 1 | stuk | Polysafe | BE31190 | 2I (L39 POLYSAFE) | stuk | PolysafeMont.plaat 750X750 (pertinax) | PolySafe 750x750 plaque de mont pertinax | MOUNT. PL.(pertinax) 750X750 | MOUNT. PL.(pertinax) 750X750
4TBP833511C0100 | PS420I03 | Active | 5411815252242 | 105.93 | 1 | 1 | stuk | Polysafe | BE31190 | 2I (L39 POLYSAFE) | stuk | PolySafeMont.plaat 1000X500 (pert.) | PolySafe 1000x500 plaque de mont pertina | MOUNT. PL.(PERTINAX) 1000X500 | MOUNT. PL.(PERTINAX) 1000X500
4TBP833512C0100 | PS430I03 | Active | 5411815252259 | 99.78 | 1 | 1 | stuk | Polysafe | BE31190 | 2I (L39 POLYSAFE) | stuk | PolySafeMont.plaat 1000X750 (pert.) | PolySafe 1000x750 plaque de mont pertina | MOUNT. PL.(PERTINAX) 1000X750 | MOUNT. PL.(PERTINAX) 1000X750
4TBP833513C0100 | PS440I03 | Active | 5411815252266 | 110.1 | 1 | 1 | stuk | Polysafe | BE31190 | 2I (L39 POLYSAFE) | stuk | PolySafeMont.plaat 1000X1000 (pert.) | PolySafe 1000x1000 plaque de mont pertin | MOUNT.PL.(pertinax)1000X1000 | MOUNT.PL.(pertinax)1000X1000
4TBP833514C0100 | PS530I03 | Active | 5411815252273 | 117.75 | 1 | 1 | stuk | Polysafe | BE31190 | 2I (L39 POLYSAFE) | stuk | PolySafeMont.plaat 1250X750 (pert.) | PolySafe 1250x750 plaque de mont pertina | MOUNT.PL.(PERTINAX) 1250X750 | MOUNT.PL.(PERTINAX) 1250X750
4TBP833515C0100 | PS540I03 | Active | 5411815252280 | 152.83 | 1 | 1 | stuk | Polysafe | BE31190 | 2I (L39 POLYSAFE) | stuk | PolySafeMont.plaat 1250X1000 (pert.) | PolySafe 1250x1000 plaque de mont pertin | MOUNT.PL.(PERTINAX)1250X1000 | MOUNT.PL.(PERTINAX)1250X1000
4TBP833528C0100 | PS833528 | Active | 5411815252419 | 93.48 | 1 | 1 | stuk | Polysafe | BE31190 | 2I (L39 POLYSAFE) | stuk | Polysafe diepteregelingskitMont.plaat | Kit de regl en profondeur des plaques de | DEPTH ADJUSTMENT MOUNTING KIT (SET 4) | DEPTH ADJUSTMENT MOUNTING KIT (SET 4)
4TBP833556C0100 | PS833556 | Active | 5411815252693 | 334.65 | 1 | 1 | stuk | Polysafe | BE31190 | 2I (L39 POLYSAFE) | stuk | PolySafe binnendeur 500x500 | PolySafe 500x500 porte intérieur | COVER PLATE HINGED 500X500 PVC | COVER PLATE HINGED 500X500 PVC
4TBP833557C0100 | PS833557 | Active | 5411815252709 | 382.95 | 1 | 1 | stuk | Polysafe | BE31190 | 2I (L39 POLYSAFE) | stuk | PolySafe binnendeur 500X750 | PolySafe 500x750 porte intérieur | COVER PLATE HINGED 500X750 PVC | COVER PLATE HINGED 500X750 PVC
4TBP833558C0100 | PS833558 | Active | 5411815252716 | 387.79 | 1 | 1 | stuk | Polysafe | BE31190 | 2I (L39 POLYSAFE) | stuk | PolySafe binnendeur 750X500 | PolySafe 750x500 porte intérieur | COVER PLATE HINGED 750X500 PVC | COVER PLATE HINGED 750X500 PVC
4TBP833559C0100 | PS833559 | Active | 5411815252723 | 480.27 | 1 | 1 | stuk | Polysafe | BE31190 | 2I (L39 POLYSAFE) | stuk | PolySafe binnendeur 750X750 | PolySafe 750x750 porte intérieur | COVER PLATE HINGED 750X750 PVC | COVER PLATE HINGED 750X750 PVC
4TBP833561C0100 | PS833561 | Active | 5411815252730 | 534.1 | 1 | 1 | stuk | Polysafe | BE31190 | 2I (L39 POLYSAFE) | stuk | PolySafe binnendeur 1000X500 | Polysafe 1000x500 porte intérieur | COVER PLATE HINGED 1000X500 PVC | COVER PLATE HINGED 1000X500 PVC
4TBP833562C0100 | PS833562 | Active | 5411815252747 | 587.95 | 1 | 1 | stuk | Polysafe | BE31190 | 2I (L39 POLYSAFE) | stuk | PolySafe binnendeur 1000X750 | Polysafe 1000x750 porte intérieur | COVER PLATE HINGED 1000X750 PVC | COVER PLATE HINGED 1000X750 PVC
4TBP833566C0100 | PS200R03 | Active | 5411815252754 | 129.47 | 1 | 1 | stuk | Polysafe | BE31190 | 2I (L39 POLYSAFE) | stuk | PolySafe regendak 500X320 | PolySafe 500x320 toit | RAINHOOD 500X320 | RAINHOOD 500X320
4TBP833568C0100 | PS300R03 | Active | 5411815252761 | 98.37 | 1 | 1 | stuk | Polysafe | BE31190 | 2I (L39 POLYSAFE) | stuk | PolySafe regendak 750X320 | PolySafe 750x320 toit | RAIN HOOD 750X320 | RAIN HOOD 750X320
4TBP833570C0100 | PS400R03 | Active | 5411815252778 | 125.2 | 1 | 1 | stuk | Polysafe | BE31190 | 2I (L39 POLYSAFE) | stuk | PolySafe regendak 1000X320 | PolySafe 1000x320 toit | RAIN HOOD 1000X320 | RAIN HOOD 1000X320
4TBP833572C0100 | PS500R03 | Active | 5411815252785 | 459.65 | 1 | 1 | stuk | Polysafe | BE31190 | 2I (L39 POLYSAFE) | stuk | PolySafe regendak 1250X320 | PolySafe 1250x320 toit | RAIN HOOD 1250X320 | RAIN HOOD 1250X320
4TBP833574C0100 | PS200Z03 | Active | 5411815252792 | 308.3 | 1 | 1 | stuk | Polysafe | BE31190 | 2I (L39 POLYSAFE) | stuk | PolySafe st,sokkel 500 320 | Polysafe 500x320 socle | FLOOR MOUNTING FRAME 500 320 | FLOOR MOUNTING FRAME 500 320
4TBP833575C0100 | PS300Z03 | Active | 5411815252808 | 228.84 | 1 | 1 | stuk | Polysafe | BE31190 | 2I (L39 POLYSAFE) | stuk | PolySafe st,sokkel 750 320 | Polysafe 750x320 socle | FLOOR MOUNTING FRAME 750 320 | FLOOR MOUNTING FRAME 750 320
4TBP833576C0100 | PS400Z03 | Active | 5411815252815 | 297.76 | 1 | 1 | stuk | Polysafe | BE31190 | 2I (L39 POLYSAFE) | stuk | PolySafe st,sokkel 1000 320 | Polysafe 1000x320 socle | FLOOR MOUNTING FRAME 1000 320 | FLOOR MOUNTING FRAME 1000 320
4TBP833577C0100 | PS500Z03 | Active | 5411815252822 | 362.76 | 1 | 1 | stuk | Polysafe | BE31190 | 2I (L39 POLYSAFE) | stuk | PolySafe st,sokkel 1250 320 | Polysafe 1250x320 socle | FLOOR MOUNTING FRAME 1250 320 | FLOOR MOUNTING FRAME 1250 320
4TBP833582C0100 | PS300A03 | Active | 5411815252839 | 196.81 | 1 | 1 | stuk | Polysafe | BE31190 | 2I (L39 POLYSAFE) | stuk | PolySafe adapterframe 750 -> DIN1 | Kit d#adaptation L:750 pr mont socle DIN | ADAPTOR 750 DIN1 | ADAPTOR 750 DIN1
4TBP833583C0100 | PS400A03 | Active | 5411815252846 | 266.31 | 1 | 1 | stuk | Polysafe | BE31190 | 2I (L39 POLYSAFE) | stuk | PolySafe adapterframe 1000 -> DIN2 | Kit d#adaptation L:1000 pr mont socle DI | ADAPTOR 1000 DIN2 | ADAPTOR 1000 DIN2
4TBP833584C0100 | PS220D63 | Active | 5411815252853 | 641.55 | 1 | 1 | stuk | Polysafe | BE31190 | 2I (L39 POLYSAFE) | stuk | PolySafe diepte uitbr IP65 500x500x320 | PolySafe IP65 ext profond. 500x500x320 | POLYSAFE DEPTH-EXTEN. IP65 500X500X320 | POLYSAFE DEPTH-EXTEN. IP65 500X500X320
4TBP833585C0100 | PS230D63 | Active | 5411815252860 | 526.96 | 1 | 1 | stuk | Polysafe | BE31190 | 2I (L39 POLYSAFE) | stuk | PolySafe diepte uitbr IP65 500x750x320 | PolySafe IP65 ext profond. 500x750x320 | POLYSAFE DEPTH-EXTEN. IP65 500X750X320 | POLYSAFE DEPTH-EXTEN. IP65 500X750X320
4TBP833586C0100 | PS320D63 | Active | 5411815252877 | 526.96 | 1 | 1 | stuk | Polysafe | BE31190 | 2I (L39 POLYSAFE) | stuk | PolySafe diepte uitbr IP65 750x500x320 | PolySafe IP65 ext profond. 750x500x320 | POLYSAFE DEPTH-EXTEN. IP65 750X500X320 | POLYSAFE DEPTH-EXTEN. IP65 750X500X320
4TBP833587C0100 | PS330D63 | Active | 5411815252884 | 717.11 | 1 | 1 | stuk | Polysafe | BE31190 | 2I (L39 POLYSAFE) | stuk | PolySafe diepte uitbr IP65 750x750x320 | PolySafe IP65 ext profond. 750x750x320 | POLYSAFE DEPTH-EXTEN. IP65 750X750X320 | POLYSAFE DEPTH-EXTEN. IP65 750X750X320
4TBP833588C0100 | PS340D63 | Active | 5411815252891 | 809.58 | 1 | 1 | stuk | Polysafe | BE31190 | 2I (L39 POLYSAFE) | stuk | PolySafe diepte uitbr IP65 750x1000x320 | PolySafe IP65 ext profond. 750x1000x320 | PolySafe depth-exten. IP65 750x1000x320 | PolySafe depth-exten. IP65 750x1000x320
4TBP833590C0100 | PS420D63 | Active | 5411815252914 | 709.96 | 1 | 1 | stuk | Polysafe | BE31190 | 2I (L39 POLYSAFE) | stuk | PolySafe diepte uitbr IP65 1000x500x320 | PolySafe IP65 ext profond. 1000x500x320 | POLYSAFE DEPTH-EXTEN. IP65 1000X500X320 | POLYSAFE DEPTH-EXTEN. IP65 1000X500X320
4TBP833591C0100 | PS430D63 | Active | 5411815252921 | 782.25 | 1 | 1 | stuk | Polysafe | BE31190 | 2I (L39 POLYSAFE) | stuk | PolySafe diepte uitbr IP65 1000x750x320 | PolySafe IP65 ext profond. 1000x750x320 | POLYSAFE DEPTH-EXTEN. IP65 1000X750X320 | POLYSAFE DEPTH-EXTEN. IP65 1000X750X320
4TBP833592C0100 | PS440D63 | Active | 5411815252938 | 946.77 | 1 | 1 | stuk | Polysafe | BE31190 | 2I (L39 POLYSAFE) | stuk | Polysafe diepte uitbr IP65 1000x1000x320 | PolySafe IP65 ext profond. 1000x1000x320 | POLYSAFE DEPTH-EXTEN. IP65 1000X1000X320 | POLYSAFE DEPTH-EXTEN. IP65 1000X1000X320
4TBP833593C0100 | PS833593 | Active | 5411815252945 | 1173.42 | 1 | 1 | stuk | Polysafe | BE31190 | 2I (L39 POLYSAFE) | stuk | Polysafe diepte uitbr IP65 1000x1250x320 | PolySafe IP65 ext profond. 1000x1250x320 | POLYSAFE DEPTH-EXTEN. IP65 1000X1250X320 | POLYSAFE DEPTH-EXTEN. IP65 1000X1250X320
4TBP833594C0100 | PS530D63 | Active | 5411815252952 | 912.1 | 1 | 1 | stuk | Polysafe | BE31190 | 2I (L39 POLYSAFE) | stuk | PolySafe diepte uitbr IP65 1250x750x320 | PolySafe IP65 ext profond. 1250x750x320 | POLYSAFE DEPTH-EXTEN. IP65 1250X750X320 | POLYSAFE DEPTH-EXTEN. IP65 1250X750X320
4TBP833608R0100 | PS833608 | Active | 4022903012474 | 29.44 | 1 | 1 | stuk | Polysafe | BE31190 | 2I (L39 POLYSAFE) | stuk | Polysafe koppelkit hor.& vert.500 D320 | KIT d'accouplement HOR & VER 500 P320 | COUPLING KIT HOR & VER 500 D320 | COUPLING KIT HOR & VER 500 D320
4TBP833610R0100 | PS833610 | Active | 4022903012481 | 38.62 | 1 | 1 | stuk | Polysafe | BE31190 | 2I (L39 POLYSAFE) | stuk | Polysafe koppelkit hor.& vert.750 D320 | KIT d'accouplement HOR & VER 750 P320 | COUPLING KIT HOR & VER 750 D320 | COUPLING KIT HOR & VER 750 D320
4TBP833612R0100 | PS833612 | Active | 4022903012498 | 44.96 | 1 | 1 | stuk | Polysafe | BE31190 | 2I (L39 POLYSAFE) | stuk | PolySafe koppelkit hor.&vert.1000 D320 | KIT d'accouplement HOR & VER 1000 P320 | COUPLING KIT HOR & VER 1000 D320 | COUPLING KIT HOR & VER 1000 D320
4TBP833614R0100 | PS833614 | Active | 4022903012504 | 51.79 | 1 | 1 | stuk | Polysafe | BE31190 | 2I (L39 POLYSAFE) | stuk | PolySafe koppelkit hor.&vert.1250 D320 | KIT d'accouplement HOR & VER 1250 P320 | COUPLING KIT HOR & VER 1250 D320 | COUPLING KIT HOR & VER 1250 D320
4TBP833624C0100 | PS833624 | Active | 5411815253010 | 53.34 | 1 | 1 | stuk | Polysafe | BE31190 | 2I (L39 POLYSAFE) | stuk | Polysafe w,bev.beugelregendak(set 4st) | Jeu de 4 pattes pr fix mur PolyS | BRACKETS WALL MOUNTING WITH RAINHOOD (4) | BRACKETS WALL MOUNTING WITH RAINHOOD (4)
4TBP833625C0100 | PS833625 | Active | 5411815253027 | 65.3 | 1 | 1 | stuk | Polysafe | BE31190 | 2I (L39 POLYSAFE) | stuk | PolySafe paalbevestigingsset 500mm | PolySafe kit pr mont sur poteau L:500 | SET FOR POLE MOUNTING 500 WIDTH | SET FOR POLE MOUNTING 500 WIDTH
4TBP833626C0100 | PS833626 | Active | 5411815253034 | 74.12 | 1 | 1 | stuk | Polysafe | BE31190 | 2I (L39 POLYSAFE) | stuk | PolySafe paalbevestigingsset 750mm | PolySafe kit pr mont sur poteau L:750 | SET FOR POLE MOUNTING 750 WIDTH | SET FOR POLE MOUNTING 750 WIDTH
4TBP833629C0100 | PS833629 | Active | 5411815253058 | 54.04 | 1 | 1 | stuk | Polysafe | BE31190 | 2I (L39 POLYSAFE) | stuk | PolySafe h,greep 40mm GE logo | HANDLE FOR PROFILE HALF CYLINDER LOCK | HANDLE FOR PROFILE HALF CYLINDER LOCK | HANDLE FOR PROFILE HALF CYLINDER LOCK
4TBP833630R0100 | PS833630 | Active | 4022903014386 | 104.27 | 1 | 1 | stuk | Polysafe | BE31190 | 2I (L39 POLYSAFE) | stuk | PolySafe h,greep hangslot | HANDLE FOR PADLOCKING | HANDLE FOR PADLOCKING | HANDLE FOR PADLOCKING
4TBP833649C0100 | PS833649 | Active | 5411815253195 | 41.36 | 1 | 1 | stuk | Polysafe | BE31190 | 2I (L39 POLYSAFE) | stuk | PolySafe deur/luifel stop linksdraaiend | Blocage de porte gauche | DOOR/CANOPY STOP LEFT | DOOR/CANOPY STOP LEFT
4TBP833650C0100 | PS833650 | Active | 5411815253201 | 41.36 | 1 | 1 | stuk | Polysafe | BE31190 | 2I (L39 POLYSAFE) | stuk | Polysafe deur/luifel stop rechtsdraaiend | Blocage de porte dte | DOOR/CANOPY STOP RIGHT | DOOR/CANOPY STOP RIGHT
4TBP833651C0100 | PS833651 | Active | 5411815253218 | 22.73 | 1 | 1 | stuk | Polysafe | BE31190 | 2I (L39 POLYSAFE) | stuk | PolySafe w,bev.beugel (set 4st.) | Jeu de pattes de fix mur pr coff | WALL MOUNTING BRACKET SET (KIT OF 4) | WALL MOUNTING BRACKET SET (KIT OF 4)
4TBP833653R0100 | PS833653 | Active | 4022903014393 | 14.23 | 1 | 1 | stuk | Polysafe | BE31190 | 2I (L39 POLYSAFE) | stuk | PolySafe hoekprof.gekoppelde kast | COVERING PROF COUPLING | COVERING PROF COUPLING | COVERING PROF COUPLING
4TBP833656C0100 | PS833656 | Active | 5411815253249 | 920.42 | 1 | 1 | stuk | Polysafe | BE31190 | 2I (L39 POLYSAFE) | stuk | PolySafe regendak 1500X320 | PolySafe 1500x320 toit | RAINHOOD 1500X320 | RAINHOOD 1500X320
4TBP833657C0100 | PS833657 | Active | 5411815253256 | 970.71 | 1 | 1 | stuk | Polysafe | BE31190 | 2I (L39 POLYSAFE) | stuk | PolySafe regendak 1750X320 | PolySafe 1750x320 toit | RAINHOOD 1750X320 | RAINHOOD 1750X320
4TBP833658C0100 | PS833658 | Active | 5411815253263 | 1027.49 | 1 | 1 | stuk | Polysafe | BE31190 | 2I (L39 POLYSAFE) | stuk | PolySafe regendak 2000X320 | PolySafe 2000x320 toit | RAINHOOD 2000X320 | RAINHOOD 2000X320
4TBP833659C0100 | PS833659 | Active | 5411815253270 | 1086.74 | 1 | 1 | stuk | Polysafe | BE31190 | 2I (L39 POLYSAFE) | stuk | PolySafe regendak 2250X320 | PolySafe 2250x320 toit | RAINHOOD 2250X320 | RAINHOOD 2250X320
4TBP833660C0100 | PS833660 | Active | 5411815253287 | 1133.95 | 1 | 1 | stuk | Polysafe | BE31190 | 2I (L39 POLYSAFE) | stuk | PolySafe regendak 2500X320 | PolySafe 2500x320 toit | RAINHOOD 2500X320 | RAINHOOD 2500X320
4TBP833677C0100 | PS833677 | Active | 5411815253355 | 10.46 | 1 | 1 | stuk | Polysafe | BE31190 | 2I (L39 POLYSAFE) | stuk | PolySafe APO luchtinlaat (set 2st.)-RAL 7035 | Jeu de 2 aérateurs - RAL 7035 | APO AIR VENTS (SET 2PCS) RAL7035 | APO AIR VENTS (SET 2PCS) RAL7035
4TBP833684C0100 | PS833684 | Active | 4022903012405 | 35.75 | 1 | 1 | stuk | Polysafe | BE31190 | 2I (L39 POLYSAFE) | stuk | PolySafe opvulstuk 19''+ETSI H500 | PLAQ DE RECOUVR 19'' + ETSI arm. H500 | BLIND COVERPLATE 19'' + ETSI CAB H500 | BLIND COVERPLATE 19" + ETSI CAB H500
4TBP833685C0100 | PS833685 | Active | 4022903012412 | 27.85 | 1 | 1 | stuk | Polysafe | BE31190 | 2I (L39 POLYSAFE) | stuk | PolySafe opvulstuk 19''+ETSI H750 | PLAQ DE RECOUVR 19'' + ETSI arm. H750 | BLIND COVERPLATE 19'' + ETSI CAB H750 | BLIND COVERPLATE 19" + ETSI CAB H750
4TBP833686C0100 | PS833686 | Active | 4022903012429 | 33.97 | 1 | 1 | stuk | Polysafe | BE31190 | 2I (L39 POLYSAFE) | stuk | PolySafe opvulstuk 19''+ETSI H125 0 | PLAQ DE RECOUVR 19'' + ETSI arm. H125 | BLIND COVERPLATE 19'' + ETSI CAB H1250 | BLIND COVERPLATE 19" + ETSI CAB H1250
4TBP833692C0100 | PS833692 | Active | 5411815253485 | 531.05 | 1 | 1 | stuk | Polysafe | BE31190 | 2I (L39 POLYSAFE) | stuk | PolySafe regendak 750X640 | RAINHOOD PS 750X640 | RAINHOOD PS 750X640 | RAINHOOD PS 750X640
4TBP833746C0100 | PS230P43 | Active | 5411815253522 | 485.58 | 1 | 1 | stuk | Polysafe | BE31190 | 2I (L39 POLYSAFE) | stuk | PolySafe IP54 volle deur 500x750x320 | PolySafe IP54 porte pleine 500x750x320 | POLYSAFE ENCL. IP54 500X750X320 | POLYSAFE ENCL. IP54 500X750X320
4TBP833747C0100 | PS320P43 | Active | 5411815253539 | 475.74 | 1 | 1 | stuk | Polysafe | BE31190 | 2I (L39 POLYSAFE) | stuk | PolySafe IP54 volle deur 750x500x320 | PolySafe IP54 porte pleine 750x500x320 | POLYSAFE ENCL. IP54 750X500X320 | POLYSAFE ENCL. IP54 750X500X320
4TBP833748C0100 | PS330P43 | Active | 5411815253546 | 542.75 | 1 | 1 | stuk | Polysafe | BE31190 | 2I (L39 POLYSAFE) | stuk | PolySafe IP54 volle deur 750x750x320 | PolySafe IP54 porte pleine 750x750x320 | PolySafe Encl. IP54 750x750x320 | PolySafe Encl. IP54 750x750x320
4TBP833750C0100 | PS420P43 | Active | 5411815253560 | 572.87 | 1 | 1 | stuk | Polysafe | BE31190 | 2I (L39 POLYSAFE) | stuk | PolySafe IP54 volle deur 1000x500x320 | PolySafe IP54 porte pleine 1000x500x320 | POLYSAFE ENCL. IP54 1000X500X320 | POLYSAFE ENCL. IP54 1000X500X320
4TBP833751C0100 | PS430P43 | Active | 5411815253577 | 626.84 | 1 | 1 | stuk | Polysafe | BE31190 | 2I (L39 POLYSAFE) | stuk | PolySafe IP54 volle deur 1000x750x320 | PolySafe IP54 porte pleine 1000x750x320 | POLYSAFE ENCL. IP54 1000X750X320 | POLYSAFE ENCL. IP54 1000X750X320
4TBP833783C0100 | PS833783 | Active | 5411815253782 | 876.54 | 1 | 1 | stuk | Polysafe | BE31190 | 2I (L39 POLYSAFE) | stuk | PolySafe regendak 1000x640mm | RAINHOOD PS 1000X640 | RAINHOOD PS 1000X640 | RAINHOOD PS 1000X640
4TBP833790C0100 | PS833790 | Active | 5411815253812 | 11.05 | 1 | 1 | stuk | Polysafe | BE31190 | 2I (L39 POLYSAFE) | stuk | PolySafe HiLo schroef v.MP (set 8st.) | PolySafe HiLo vis plat. mont. (set 8st.) | PS kit of 8 x Hilo screw for M Pl | PS kit of 8 x Hilo screw for M Pl
4TBP833850C0100 | PS220T43 | Active | 5411815253881 | 577.61 | 1 | 1 | stuk | Polysafe | BE31190 | 2I (L39 POLYSAFE) | stuk | PolySafe IP54 zichtdeur 500x500x320 | PolySafe IP54 fenetre 500x500x320 | PolySafe Encl. IP54 500x500x320 window | PolySafe Encl. IP54 500x500x320 window
4TBP833851C0100 | PS230T43 | Active | 5411815253898 | 646.05 | 1 | 1 | stuk | Polysafe | BE31190 | 2I (L39 POLYSAFE) | stuk | PolySafe IP54 zichtdeur 500x750x320 | PolySafe IP54 fenetre 500x750x320 | PolySafe Encl. IP54 500x750x320 window | PolySafe Encl. IP54 500x750x320 window
4TBP833852C0100 | PS320T43 | Active | 5411815253904 | 625.55 | 1 | 1 | stuk | Polysafe | BE31190 | 2I (L39 POLYSAFE) | stuk | PolySafe IP54 zichtdeur 750x500x320 | PolySafe IP54 fenetre 750x500x320 | POLYSAFE ENCL. IP54 750X500X320 WINDOW | POLYSAFE ENCL. IP54 750X500X320 WINDOW
4TBP833853C0100 | PS330T43 | Active | 5411815253911 | 728.51 | 1 | 1 | stuk | Polysafe | BE31190 | 2I (L39 POLYSAFE) | stuk | PolySafe IP54 zichtdeur 750x750x320 | PolySafe IP54 fenetre 750x750x320 | POLYSAFE ENCL. IP54 750X750X320 WINDOW | POLYSAFE ENCL. IP54 750X750X320 WINDOW
4TBP833855C0100 | PS352T43 | Active | 4022903012528 | 1259.71 | 1 | 1 | stuk | Polysafe | BE31190 | 2I (L39 POLYSAFE) | stuk | PolySafe IP54 2 volle deur 750x1250x320 | PolySafe IP54 2 fenetres 750x1250x320 | PolySafe Encl. IP54 750x1250x320 winDD | PolySafe Encl. IP54 750x1250x320 winDD
4TBP833856C0100 | PS420T43 | Active | 5411815253942 | 749.49 | 1 | 1 | stuk | Polysafe | BE31190 | 2I (L39 POLYSAFE) | stuk | PolySafe IP54 zichtdeur 1000x500x320 | PolySafe IP54 fenetre 1000x500x320 | PolySafe Encl. IP54 1000x500x320 window | PolySafe Encl. IP54 1000x500x320 window
4TBP833857C0100 | PS430T43 | Active | 5411815253959 | 740.39 | 1 | 1 | stuk | Polysafe | BE31190 | 2I (L39 POLYSAFE) | stuk | PolySafe IP54 zichtdeur 1000x750x320 | PolySafe IP54 fenetre 1000x750x320 | POLYSAFE ENCL. IP54 1000X750X320 WINDOW | POLYSAFE ENCL. IP54 1000X750X320 WINDOW
4TBP833858C0100 | PS442T43 | Active | 5411815253966 | 1084.14 | 1 | 1 | stuk | Polysafe | BE31190 | 2I (L39 POLYSAFE) | stuk | Polysafe IP54 2 volle deur 1000x1000x320 | PolySafe IP54 2 fenetres 1000x1000x320 | PolySafe Encl. IP54 1000x1000x320 winDD | PolySafe Encl. IP54 1000x1000x320 winDD
4TBP833859C0100 | PS452T43 | Active | 5411815253973 | 1561.16 | 1 | 1 | stuk | Polysafe | BE31190 | 2I (L39 POLYSAFE) | stuk | Polysafe IP54 2 volle deur 1000X1250X320 | PolySafe IP54 2 fenetres 1000X1250X320 | PolySafe Encl. IP54 1000x1250x320 winDD | PolySafe Encl. IP54 1000x1250x320 winDD
4TBP833860C0100 | PS530T43 | Active | 5411815253980 | 995.53 | 1 | 1 | stuk | Polysafe | BE31190 | 2I (L39 POLYSAFE) | stuk | PolySafe IP54 zichtdeur 1250x750x320 | PolySafe IP54 fenetre 1250x750x320 | POLYSAFE ENCL. IP54 1250X750X320 WINDOW | POLYSAFE ENCL. IP54 1250X750X320 WINDOW
4TBP833861C0100 | PS542T43 | Active | 4022903012535 | 1389.21 | 1 | 1 | stuk | Polysafe | BE31190 | 2I (L39 POLYSAFE) | stuk | PolySafe IP55 volle deur 1250x750x320 | PolySafe IP55 porte pleine 1250x750x320 | PolySafe Encl. IP54 1250x1000x320 winDD | PolySafe Encl. IP54 1250x1000x320 winDD
4TBP833879C0100 | PS320D43 | Active | 5411815254178 | 431.73 | 1 | 1 | stuk | Polysafe | BE31190 | 2I (L39 POLYSAFE) | stuk | PolySafe diepte uitbr IP54 750x500x320 | PolySafe kit d'exten. IP54 750x500x320 | PolySafe depth-exten. IP54 750x500x320 | PolySafe depth-exten. IP54 750x500x320
4TBP833880C0100 | PS330D43 | Active | 5411815254185 | 587.5 | 1 | 1 | stuk | Polysafe | BE31190 | 2I (L39 POLYSAFE) | stuk | PolySafe diepte uitbr IP54 750x750x320 | PolySafe kit d'exten. IP54 750x750x320 | PolySafe depth-exten. IP54 750x750x320 | PolySafe depth-exten. IP54 750x750x320
4TBP833883C0100 | PS420D43 | Active | 5411815254215 | 581.64 | 1 | 1 | stuk | Polysafe | BE31190 | 2I (L39 POLYSAFE) | stuk | PolySafe diepte uitbr IP54 1000x500x320 | PolySafe kit d'exten. IP54 1000x500x320 | PolySafe depth-exten. IP54 1000x500x320 | PolySafe depth-exten. IP54 1000x500x320
4TBP833884C0100 | PS430D43 | Active | 5411815254222 | 640.9 | 1 | 1 | stuk | Polysafe | BE31190 | 2I (L39 POLYSAFE) | stuk | PolySafe diepte uitbr IP54 1000x750x320 | PolySafe kit d'exten. IP54 1000x750x320 | PolySafe depth-exten. IP54 1000x750x320 | PolySafe depth-exten. IP54 1000x750x320
4TBP833887C0100 | PS530D43 | Active | 5411815254253 | 747.25 | 1 | 1 | stuk | Polysafe | BE31190 | 2I (L39 POLYSAFE) | stuk | PolySafe diepte uitbr IP54 1250x750x320 | PolySafe kit d'exten. IP54 1250x750x320 | PolySafe depth-exten. IP54 1250x750x320 | PolySafe depth-exten. IP54 1250x750x320
4TBP833889C0100 | PS833889 | Active | 5411815254277 | 1055.57 | 1 | 1 | stuk | Polysafe | BE31190 | 2I (L39 POLYSAFE) | stuk | PolySafe IP54 volle deur 1250X1000X320 | Polysafe IP54 porte plain 1250X1000X320 | POLYSAFE ENCL. IP54 1250X1000X320 1DOOR | POLYSAFE ENCL. IP54 1250X1000X320 1DOOR
4TBR610020C0200 | ACC610020 | Active | 5411815254307 | 54.4 | 1 | 1 | stuk | FOR 150 | BE31190 | 16 (C26 CONNEC.TECH.TERM) | stuk | Railstel 4P 160A DIN-rail montage | 160A 4 POLE TERMINAL BAR FOR FOR150 | 160A 4 POLE TERMINAL BAR FOR FOR150 | 160A 4 POLE TERMINAL BAR FOR FOR150
4TBR610021C0200 | ACC610021 | Active | 5411815254314 | 9.91 | 1 | 1 | stuk | FOR 150 | BE31190 | 16 (C26 CONNEC.TECH.TERM) | stuk | Railstel afscherming 4P 160A | Ecran protect jeu de bar 160A | PROTECTIVE SHROUD FOR 610020 | PROTECTIVE SHROUD FOR 610020
4TBR610022C0200 | ACC610022 | Active | 5411815254321 | 48.42 | 1 | 1 | stuk | FOR 150 | BE31190 | 16 (C26 CONNEC.TECH.TERM) | stuk | Railstel 4P 63A DIN-rail montage | 63A 4 POLE TERMINAL BAR FOR FOR150 | 63A 4 POLE TERMINAL BAR FOR FOR150 | 63A 4 POLE TERMINAL BAR FOR FOR150
4TBR610130C0200 | FORJRPG16 | Active | 5411815254338 | 0.78 | 1 | 1 | stuk | FOR JUNIOR | BE31190 | 12 (C12 FOR JUNIOR4&8MOD) | stuk | FOR Junior Universele ingang PG16 | Entrée universelle PG16 gris | PG16 Grommet | PG16 Grommet
4TBR610132C0200 | FORJRPG21 | Active | 5411815254345 | 0.78 | 1 | 1 | stuk | FOR JUNIOR | BE31190 | 12 (C12 FOR JUNIOR4&8MOD) | stuk | FOR Junior Universele ingang PG21 | Entrée universelle PG21 gris | PG21 GROMMET | PG21 GROMMET
4TBR610133C0200 | FORJRPG29 | Active | 5411815254352 | 0.78 | 1 | 1 | stuk | FOR JUNIOR | BE31190 | 12 (C12 FOR JUNIOR4&8MOD) | stuk | FOR Junior Universele ingang PG29 | Entrée universelle PG29 gris | GROMMET PG29 GREY | GROMMET PG29 GREY
4TBR610140C0200 | FORJRSB | Active | 5411815254369 | 0.71 | 1 | 1 | stuk | FOR JUNIOR | BE31190 | 12 (C12 FOR JUNIOR4&8MOD) | stuk | FOR Junior Verzegelplaatje | Plaq Scel FORJunior | SEALING BRACKET FOR FOR JUNIOR | SEALING BRACKET FOR FOR JUNIOR
4TBR610141C0200 | FORJRTPE | Active | 5411815254376 | 2.06 | 1 | 1 | stuk | FOR JUNIOR | BE31190 | 12 (C12 FOR JUNIOR4&8MOD) | stuk | FOR Junior Aard/nulrail 5x16mm 4M | Bornier N/Terre 4M 5x16mm2 | E+N TERMINALS 5X16MM FOR JUNIOR | E+N TERMINALS 5X16MM FOR JUNIOR
4TBR610145C0200 | FORJR4 | Active | 5411815254390 | 27.52 | 1 | 1 | stuk | FOR JUNIOR | BE31190 | 12 (C12 FOR JUNIOR4&8MOD) | stuk | FOR Junior 4 modules | Fix-o-Rail Junior vide 4 mods | F.O.R. JUNIOR 4 MOD W/O E+N TERM | F.O.R. JUNIOR 4 MOD W/O E+N TERM
4TBR610156C0200 | FORJR8 | Active | 5411815254437 | 33.24 | 1 | 1 | stuk | FOR JUNIOR | BE31190 | 12 (C12 FOR JUNIOR4&8MOD) | stuk | FOR Junior 8 modules | Fix-o-Rail Junior vide 8 mods | F.O.R. JUNIOR 8 MOD W/O E+N TERMM | F.O.R. JUNIOR 8 MOD W/O E+N TERMM
4TBR610169C0200 | FORST14P1 | Active | 5411815254475 | 109.22 | 1 | 1 | stuk | FOR STANDARD | BE31190 | 11 (C11 FOR STANDARD) | stuk | FOR ST volle deur 1rij 14m | Fix-O-Rail standard portepleine 1ran 14m | F.O.R. STANDARD 14 MOD E B | F.O.R. STANDARD 14 MOD E B
4TBR610170C0200 | FOR150SL | Active | 5411815254482 | 16.68 | 1 | 1 | stuk | FOR STANDARD | BE31190 | 11 (C11 FOR STANDARD) | stuk | FOR 150 Veiligheidsslot + 2 sleutels | F.O.R. STANDARD SECURITY LOCK | F.O.R. STANDARD SECURITY LOCK | F.O.R. STANDARD SECURITY LOCK
4TBR610172C0200 | FORST1FRD | Active | 5411815254499 | 51.94 | 1 | 1 | stuk | FOR STANDARD | BE31190 | 11 (C11 FOR STANDARD) | stuk | FOR ST Afdekkader + deur voor 1-rij | Cadre et porte 011/29100-000 | F.O.R. STANDARD 14 MOD MASKING FR+DR | F.O.R. STANDARD 14 MOD MASKING FR+DR
4TBR610183C0200 | FORST28P2 | Active | 5411815254512 | 143.4 | 1 | 1 | stuk | FOR STANDARD | BE31190 | 11 (C11 FOR STANDARD) | stuk | FOR ST volle deur 2rij 28m | Fix-O-Rail standard portepleine 2ran 28m | F.O.R. STANDARD 28 MOD E B | F.O.R. STANDARD 28 MOD E B
4TBR610185C0200 | FORSTTL | Active | 5411815254536 | 7.1 | 1 | 4 | stuk | FOR STANDARD | BE31190 | 11 (C11 FOR STANDARD) | stuk | FOR ST Faserail (zwart) 6x10mm en 2x16mm | Bornier PHnoir 6x10mm2+2x16mm2 | PHASE CONNECTION TERMINALS 6X10MM 2X16MM | PHASE CONNECTION TERMINALS 6X10MM 2X16MM
4TBR610186C0200 | FORSTTPE | Active | 5411815254543 | 7.1 | 1 | 4 | stuk | FOR STANDARD | BE31190 | 11 (C11 FOR STANDARD) | stuk | FOR ST Aardrail (groen) 6x10mm en 2x16mm | Bornier PHvert 6x10mm2+2x16mm2 | E TERMINALS 6X10MM + 2X16MM FOR JUNIOR | E TERMINALS 6X10MM + 2X16MM FOR JUNIOR
4TBR610187C0200 | FORSTTN | Active | 5411815254550 | 7.1 | 1 | 4 | stuk | FOR STANDARD | BE31190 | 11 (C11 FOR STANDARD) | stuk | FOR ST Nulrail (blauw) 6x10mm en 2x16mm | Bornier Nbleu 6x10mm2+2x16mm2 | N TERMINALS 6X10MM + 2X16MM FOR JUNIOR | N TERMINALS 6X10MM + 2X16MM FOR JUNIOR
4TBR610192C0200 | FORST2FRD | Active | 5411815254574 | 59.96 | 1 | 1 | stuk | FOR STANDARD | BE31190 | 11 (C11 FOR STANDARD) | stuk | FOR ST Afdekkader + deur voor 2-rijen | Cadre recouvre+porte F-O-R 011/29200-000 | F.O.R. STANDARD 28 MOD MASKING FR+DR | F.O.R. STANDARD 28 MOD MASKING FR+DR
4TBR610203C0200 | FORST42P3 | Active | 5411815254581 | 167.65 | 1 | 1 | stuk | FOR STANDARD | BE31190 | 11 (C11 FOR STANDARD) | stuk | FOR ST volle deur 3rij 42m | Fix-O-Rail standard portepleine 3ran 42m | F.O.R. STANDARD 42 MOD E B | F.O.R. STANDARD 42 MOD E B
4TBR610207C0200 | FORST3FRD | Active | 5411815254604 | 71.18 | 1 | 1 | stuk | FOR STANDARD | BE31190 | 11 (C11 FOR STANDARD) | stuk | FOR ST Afdekkader + deur voor 3-rijen | Cadre recouvre+porte F-O-R 011/29300-000 | F.O.R. STANDARD 42 MOD MASKING FR+DR | F.O.R. STANDARD 42 MOD MASKING FR+DR
4TBR610264C0200 | FOR610264 | Active | 5411815254635 | 2.99 | 1 | 1 | stuk | FOR 150 | BE31190 | 13 (C13 FOR 150 9-72MOD) | stuk | FOR 150 Invoerplaat | Universal entry plate for FOR150 | Universal entry plate for FOR150 | Universal entry plate for FOR150
4TBR610270C0200 | FOR150LH | Active | 5411815254659 | 23.71 | 1 | 1 | stuk | FOR 150 | BE31190 | 13 (C13 FOR 150 9-72MOD) | stuk | FOR 150 50 etiketstroken | F.O.R. 150 LABELS | F.O.R. 150 LABELS | F.O.R. 150 LABELS
4TBR610272C0200 | FOR610272 | Active | 5411815254666 | 42.11 | 1 | 1 | stuk | FOR 150 | BE31190 | 13 (C13 FOR 150 9-72MOD) | stuk | FOR 150 Invoerplaat | Universal entry plate for FOR150 | Universal entry plate for FOR150 | Universal entry plate for FOR150
4TBR610277C0200 | FOR150SD1T | Active | 5411815254673 | 16.38 | 1 | 1 | stuk | FOR 150 | BE31190 | 13 (C13 FOR 150 9-72MOD) | stuk | FOR 150 Doorzicht.verv.deur 1rij 18mod | P Trans FOR150 1Rg 18M | F.O.R. 150 18 MOD TRANSPARENT DOOR | F.O.R. 150 18 MOD TRANSPARENT DOOR
4TBR610281C0200 | FOR150SD1P | Active | 5411815254680 | 16.38 | 1 | 1 | stuk | FOR 150 | BE31190 | 13 (C13 FOR 150 9-72MOD) | stuk | FOR 150 Grijze vervangdeur 1rij 18mod | Porte remp.grise Fix-O-Rail150 1ran 18m | F.O.R. 150 18 MOD GREY DOOR | F.O.R. 150 18 MOD GREY DOOR
4TBR610287C0200 | FOR150SD2T | Active | 5411815254697 | 28.26 | 1 | 1 | stuk | FOR 150 | BE31190 | 13 (C13 FOR 150 9-72MOD) | stuk | FOR 150 Doorzicht.verv.deur 2rij 36mod | P Trans FOR150 2Rg 36M | F.O.R. 150 36 MOD TRANSPARENT DOOR | F.O.R. 150 36 MOD TRANSPARENT DOOR
4TBR610291C0200 | FOR150SD2P | Active | 5411815254710 | 28.26 | 1 | 1 | stuk | FOR 150 | BE31190 | 13 (C13 FOR 150 9-72MOD) | stuk | FOR 150 Grijze verv.deur 2rijen 36mod | Porte remp.grise Fix-O-Rail150 2ran 36m | F.O.R. 150 36 MOD GREY DOOR | F.O.R. 150 36 MOD GREY DOOR
4TBR610297C0200 | FOR150SD3T | Active | 5411815254727 | 37.95 | 1 | 1 | stuk | FOR 150 | BE31190 | 13 (C13 FOR 150 9-72MOD) | stuk | FOR 150 Doorzicht.verv.deur 3rij 54mod | P Trans FOR150 3Rg 54M | F.O.R. 150 54 MOD TRANSPARENT DOOR | F.O.R. 150 54 MOD TRANSPARENT DOOR
4TBR610301C0200 | FOR150SD3P | Active | 5411815254741 | 37.95 | 1 | 1 | stuk | FOR 150 | BE31190 | 13 (C13 FOR 150 9-72MOD) | stuk | FOR 150 Grijze verv.deur 3rij 54mod | Porte remp.grise Fix-O-Rail 150 3ran 54m | F.O.R. 150 54 MOD GREY DOOR | F.O.R. 150 54 MOD GREY DOOR
4TBR610305C0200 | FOR150SD4T | Active | 5411815254758 | 50.55 | 1 | 1 | stuk | FOR 150 | BE31190 | 13 (C13 FOR 150 9-72MOD) | stuk | FOR 150 Doorzicht.verv.deur 4rij 72mod | P Trans FOR150 4Rg 72M | F.O.R. 150 72 MOD TRANSPARENT DOOR | F.O.R. 150 72 MOD TRANSPARENT DOOR
4TBR610306C0200 | FOR150SD4P | Active | 5411815254765 | 50.55 | 1 | 1 | stuk | FOR 150 | BE31190 | 13 (C13 FOR 150 9-72MOD) | stuk | FOR 150 Grijze verv.deur 4rij 72mod | Porte remp.grise Fix-O-Rail 150 4ran 72m | F.O.R. 150 72 MOD GREY DOOR | F.O.R. 150 72 MOD GREY DOOR
4TBR610327C0200 | FOR150C | Active | 5411815254772 | 8.31 | 1 | 1 | stuk | FOR 150 | BE31190 | 13 (C13 FOR 150 9-72MOD) | stuk | FOR 150 Koppelset 2XPG21 | F.O.R. 150 COUPLING SET | F.O.R. 150 COUPLING SET | F.O.R. 150 COUPLING SET
4TBR610360C0200 | FOR150FT14 | Active | 5411815254802 | 121.23 | 1 | 1 | stuk | FOR 150 F4 | BE31190 | 10 (C09 FOR 150F4) | stuk | FOR150-F4 Doorzicht.deur 1rij 14mod | Porte trans F-O-R 150-F4 1ran.14m | F.O.R. 150-F4 14 MOD TRANSPARENT DOOR | F.O.R. 150-F4 14 MOD TRANSPARENT DOOR
4TBR610361C0200 | FOR150FT28 | Active | 5411815254819 | 159.15 | 1 | 1 | stuk | FOR 150 F4 | BE31190 | 10 (C09 FOR 150F4) | stuk | FOR150-F4 Doorzicht.deur 2rij 28mod | Porte trans F-O-R 150-F4 2ran.28m | F.O.R. 150-F4 28 MOD TRANSPARENT DOOR | F.O.R. 150-F4 28 MOD TRANSPARENT DOOR
4TBR610362C0200 | FOR150FT42 | Active | 5411815254826 | 186.28 | 1 | 1 | stuk | FOR 150 F4 | BE31190 | 10 (C09 FOR 150F4) | stuk | FOR150-F4 Doorzicht.deur 3rij 42mod | Porte trans F-O-R 150-F4 3ran.42m | F.O.R. 150-F4 42 MOD TRANSPARENT DOOR | F.O.R. 150-F4 42 MOD TRANSPARENT DOOR
4TBR610363C0200 | FOR150FT56 | Active | 5411815254833 | 231.21 | 1 | 1 | stuk | FOR 150 F4 | BE31190 | 10 (C09 FOR 150F4) | stuk | FOR150-F4 Doorzicht.deur 4rij 56mod | Porte trans F-O-R 150-F4 4ran.56m | F.O.R. 150-F4 56 MOD TRANSPARENT DOOR | F.O.R. 150-F4 56 MOD TRANSPARENT DOOR
4TBR610364C0200 | FOR150FP14 | Active | 5411815254840 | 90.14 | 1 | 1 | stuk | FOR 150 F4 | BE31190 | 10 (C09 FOR 150F4) | stuk | FOR150-F4 Grijze deur 1 rij 14 mod. | Porte pleine Fix-O-Rail 150-F4 1rang 14m | F.O.R. 150-F4 14 MOD GREY DOOR | F.O.R. 150-F4 14 MOD GREY DOOR
4TBR610365C0200 | FOR150FP28 | Active | 5411815254857 | 121.05 | 1 | 1 | stuk | FOR 150 F4 | BE31190 | 10 (C09 FOR 150F4) | stuk | FOR150-F4 Grijze deur 2rijen 28mod. | Porte pleine Fix-O-Rail 150-F4 2rang 28m | F.O.R. 150-F4 28 MOD GREY DOOR | F.O.R. 150-F4 28 MOD GREY DOOR
4TBR610366C0200 | FOR150FP42 | Active | 5411815254864 | 145.28 | 1 | 1 | stuk | FOR 150 F4 | BE31190 | 10 (C09 FOR 150F4) | stuk | FOR150-F4 Grijze deur vr 3rijen 42mod | Porte pleine Fix-O-Rail 150-F4 3rang 42m | F.O.R. 150-F4 42 MOD GREY DOOR | F.O.R. 150-F4 42 MOD GREY DOOR
4TBR610367C0200 | FOR150FP56 | Active | 5411815254871 | 185.01 | 1 | 1 | stuk | FOR 150 F4 | BE31190 | 10 (C09 FOR 150F4) | stuk | FOR150-F4 Grijze deur vr 4rijen 56mod | Porte pleine Fix-O-Rail 150-F4 4rang 56m | F.O.R. 150-F4 56 MOD GREY DOOR | F.O.R. 150-F4 56 MOD GREY DOOR
4TBR610380C0200 | FOR150FPIC | Active | 5411815255007 | 35.03 | 1 | 1 | stuk | FOR 150 F4 | BE31190 | 10 (C09 FOR 150F4) | stuk | FOR150 Zelfklevende pictogrammen (50) | Picto adhesifs 50 pcs | Adhesive pictogram labels | Adhesive pictogram labels
4TBR610381C0200 | FOR150FGHW | Active | 5411815255014 | 8.79 | 1 | 1 | stuk | FOR 150 F4 | BE31190 | 10 (C09 FOR 150F4) | stuk | FOR150 4 klemhaken voor holle wanden | 4 grif encast cloison creuse | Grips for use on hollow walls | Grips for use on hollow walls
4TBR610382C0200 | FORSTBPW | Active | 5411815255021 | 2.36 | 1 | 4 | stuk | FOR CLASSIC | BE31190 | 15 (C22 COVER FOR CLASS.) | stuk | Afdekstrip deelbare wit 72mm | Plaq Obt Blanc 72mm RAL 9010 | 4 MODULE BLANKING PLATE | 4 MODULE BLANKING PLATE
4TBR610383C0200 | FOR150FLH | Active | 5411815255038 | 23.39 | 1 | 1 | stuk | FOR 150 F4 | BE31190 | 10 (C09 FOR 150F4) | stuk | FOR150 Etiketten (50) en etikethouder | LABELS AND LABEL HOLDERS | LABELS AND LABEL HOLDERS | LABELS AND LABEL HOLDERS
4TBR610384C0200 | FOR150FL | Active | 5411815255045 | 15.79 | 1 | 1 | stuk | FOR 150 F4 | BE31190 | 10 (C09 FOR 150F4) | stuk | FOR150 Veiligheidsslot met 2 sleutels | Security lock with 2 keys | Security lock with 2 keys | Security lock with 2 keys
4TBR610385C0200 | FORTPES18 | Active | 5411815255052 | 9.47 | 1 | 1 | stuk | FOR 150 F4 | BE31190 | 10 (C09 FOR 150F4) | stuk | FOR Steun+aardrail 18x16mm2 3/4 rijen | Bornier terre 8X16mm2 3/4 Rg | TERMINAL HOLDER 18X16MM TERMINALS | TERMINAL HOLDER 18X16MM TERMINALS
4TBR610386C0200 | FORTPES14 | Active | 5411815255069 | 10.53 | 1 | 4 | stuk | FOR 150 F4 | BE31190 | 10 (C09 FOR 150F4) | stuk | FOR Steun+aardrail 14x16mm2 1/2 rijen | Bornier terre 14X16mm2 1/2 Rg | TERMINAL HOLDER 14X16MM TERMINALS | TERMINAL HOLDER 14X16MM TERMINALS
4TBR610387C0200 | FORTLLLNS | Active | 5411815255076 | 11.75 | 1 | 1 | stuk | FOR 150 F4 | BE31190 | 10 (C09 FOR 150F4) | stuk | FOR Steun+rail L1-L2-L3-N 4(5x16mm2) | Bornier Distri L1-L2-L3-N | TERMINAL HOLDER 4X5X16MM | TERMINAL HOLDER 4X5X16MM
4TBR610396C0200 | FORTPESL | Active | 5411815255083 | 18.46 | 1 | 1 | stuk | FOR 150 F4 | BE31190 | 10 (C09 FOR 150F4) | stuk | FOR150 Schroefloze aardklemmenstrook | Barrette de terre sans vis FOR150 | SCREWLESS EARTHRAIL FOR FOR150 | SCREWLESS EARTHRAIL FOR FOR150
4TBR610445N0200 | FOR150S1F | Active | 5411815255182 | 25.14 | 1 | 1 | stuk | FOR 150 | BE31190 | 13 (C13 FOR 150 9-72MOD) | stuk | FOR150 Vervangkap 1R 18M | FOR150 Vervangkap 1R 18M | F.O.R. 150 18 MOD MASKING FRAME | F.O.R. 150 18 MOD MASKING FRAME
4TBR610446N0200 | FOR150S2F | Active | 5411815255199 | 38.49 | 1 | 1 | stuk | FOR 150 | BE31190 | 13 (C13 FOR 150 9-72MOD) | stuk | FOR150 Vervangkap 2R 36M | FOR150 Vervangkap 2R 36M | F.O.R. 150 36 MOD MASKING FRAME | F.O.R. 150 36 MOD MASKING FRAME
4TBR610447N0200 | FOR150S3F | Active | 5411815255205 | 50.31 | 1 | 1 | stuk | FOR 150 | BE31190 | 13 (C13 FOR 150 9-72MOD) | stuk | FOR150 Vervangkap 3R 54M | FOR150 Vervangkap 3R 54M | F.O.R. 150 54 MOD MASKING FRAME | F.O.R. 150 54 MOD MASKING FRAME
4TBR610448N0200 | FOR150S4F | Active | 5411815255212 | 83.55 | 1 | 1 | stuk | FOR 150 | BE31190 | 13 (C13 FOR 150 9-72MOD) | stuk | FOR150 Vervangkap 4R 72M | FOR150 Vervangkap 4R 72M | F.O.R. 150 72 MOD MASKING FRAME | F.O.R. 150 72 MOD MASKING FRAME
4TBR610484C0200 | FORSTBP500 | Active | 5411815255229 | 1.76 | 1 | 500 | stuk | FOR STANDARD | BE31190 | 11 (C11 FOR STANDARD) | stuk | FOR ST Deelbare afdekstrip 4m grijs | PLAQUETTE OBTURATION 4M GRIS | BLANK PLATE 4 MOD (500 PCS) | BLANK PLATE 4 MOD (500 PCS)
4TBR610532C0200 | FRTL2SC | Active | 5411815255243 | 11.3 | 1 | 1 | stuk | FOR 150 F4 | BE31190 | 10 (C09 FOR 150F4) | stuk | FOR Steun+verdeelrail 2(17x16mm2) | Bornier Distri 2(17X16mm2) | TERMINAL HOLDER 2X17X16MM | TERMINAL HOLDER 2X17X16MM
4TBR610628C0200 | FOR150SS | Active | 5411815255274 | 4.4 | 1 | 1 | stuk | FOR 150 | BE31190 | 13 (C13 FOR 150 9-72MOD) | stuk | FOR 150 set kwartslagschroeven | FoR 150 Set Accessories RAL 7035 | FoR 150 Set Accessories RAL 7035 | FoR 150 Set Accessories RAL 7035
4TBR610630C0200 | FOR150SCR | Active | 5411815255298 | 11.14 | 1 | 1 | stuk | FOR 150 | BE31190 | 13 (C13 FOR 150 9-72MOD) | stuk | FOR150 kabeltrekontlasting | FoR 150 2 supports fixs des câbles | FIX-O-RAIL 150 CABLE-RELEASE BAR 2PCS | FIX-O-RAIL 150 CABLE-RELEASE BAR 2PCS
4TBR610631C0200 | FOR150T18G | Active | 5411815255304 | 85.09 | 1 | 1 | stuk | FOR 150 | BE31190 | 13 (C13 FOR 150 9-72MOD) | stuk | FOR150 Fix-O-Rail 1R 18M transp deur | Fix-O-Rail150 1ran 18m portetrans | FOR 150 1 ROW TRANSPARENT DOOR | FOR 150 1 ROW TRANSPARENT DOOR
4TBR610632C0200 | FOR150T36G | Active | 5411815255311 | 111.63 | 1 | 1 | stuk | FOR 150 | BE31190 | 13 (C13 FOR 150 9-72MOD) | stuk | FOR150 Fix-O-Rail 2R 36M transp deur | Fix-O-Rail 150 2rang 36m porte transp | FOR 150 2 ROW TRANSPARENT DOOR | FOR 150 2 ROW TRANSPARENT DOOR
4TBR610633C0200 | FOR150T54G | Active | 5411815255328 | 137.8 | 1 | 1 | stuk | FOR 150 | BE31190 | 13 (C13 FOR 150 9-72MOD) | stuk | FOR150 Fix-O-Rail 3R 54M transp deur | Fix-O-Rail150 3rang.54m porte transparen | FOR 150 3 ROW TRANSPARENT DOOR | FOR 150 3 ROW TRANSPARENT DOOR
4TBR610634C0200 | FOR150T72G | Active | 5411815255335 | 202.75 | 1 | 1 | stuk | FOR 150 | BE31190 | 13 (C13 FOR 150 9-72MOD) | stuk | FOR150 Fix-O-Rail 4R 72M transp deur | Fix-O-Rail 150 4rangée 72m.porte transp. | FOR 150 4 ROW TRANSPARENT DOOR | FOR 150 4 ROW TRANSPARENT DOOR
4TBR610635C0200 | FOR150SCP | Active | 5411815255342 | 9.73 | 1 | 1 | stuk | FOR 150 | BE31190 | 13 (C13 FOR 150 9-72MOD) | stuk | FOR150 Fix-O-Rail set kabelinvoerplaten | FoR 150 plaque passe-câbles | FOR 150 CABLE ENTRY PLATES | FOR 150 CABLE ENTRY PLATES
4TBR610641C0200 | FOR150P18G | Active | 5411815255397 | 85.09 | 1 | 1 | stuk | FOR 150 | BE31190 | 13 (C13 FOR 150 9-72MOD) | stuk | FOR150 Fix-O-Rail 1R 18M grijze deur | Fix-O-Rail150 1 rangée 18m porte pleine | FOR 150 1 ROW PLAIN DOOR | FOR 150 1 ROW PLAIN DOOR
4TBR610642C0200 | FOR150P36G | Active | 5411815255403 | 111.63 | 1 | 1 | stuk | FOR 150 | BE31190 | 13 (C13 FOR 150 9-72MOD) | stuk | FOR150 Fix-O-Rail 2R 36M grijze deur | Fix-O-Rail 150 2rang 36m porte pleine | FOR 150 2 ROW PLAIN DOOR | FOR 150 2 ROW PLAIN DOOR
4TBR610643C0200 | FOR150P54G | Active | 5411815255410 | 137.8 | 1 | 1 | stuk | FOR 150 | BE31190 | 13 (C13 FOR 150 9-72MOD) | stuk | FOR150 Fix-O-Rail 3R 54M grijze deur | Fix-O-Rail 150 3rang 54 m.portepleine | FOR 150 3 ROW PLAIN DOOR | FOR 150 3 ROW PLAIN DOOR
4TBR610644C0200 | FOR150P72G | Active | 5411815255427 | 202.75 | 1 | 1 | stuk | FOR 150 | BE31190 | 13 (C13 FOR 150 9-72MOD) | stuk | FOR150 Fix-O-Rail 4R 72M grijze deur | Fix-O-Rail 150 4rang 72m.porte pleine | FOR 150 4 ROW PLAIN DOOR | FOR 150 4 ROW PLAIN DOOR
4TBR617925C0200 | FORSTL | Active | 5411815255557 | 15.69 | 1 | 1 | stuk | FOR STANDARD | BE31190 | 11 (C11 FOR STANDARD) | stuk | FOR ST Veiligheidsslot 2 sleutels | Serr séc a 2 clés pr F-O-R stand | Security lock with two keys | Security lock with two keys
4TBR651723C0200 | FOR150TG3M | Active | 5411815255618 | 183.41 | 1 | 1 | stuk | FOR 150 | BE31190 | 13 (C13 FOR 150 9-72MOD) | stuk | FOR Media 3R | FOR MEDIA 3 ROWS | FOR MEDIA 3 ROWS | FOR MEDIA 3 ROWS
4TBR651724C0200 | FOR150TG4M | Active | 5411815255625 | 229.62 | 1 | 1 | stuk | FOR 150 | BE31190 | 13 (C13 FOR 150 9-72MOD) | stuk | FOR Media 4R | FOR MEDIA 4 ROWS | FOR MEDIA 4 ROWS | FOR MEDIA 4 ROWS
4TBS600514C0200 | SE551M | Active | 5411815255670 | 21.47 | 1 | 1 | stuk | Series 55 | BE31190 | 1Q (F17 JUNCT.BOX 10MM2) | stuk | S55 Aftak 10mm² | 10MM2 JUNCTION BOX | 10MM2 JUNCTION BOX | 10MM2 JUNCTION BOX
4TBS600515C0200 | SE551T | Active | 5411815255687 | 33.22 | 1 | 1 | stuk | Series 55 | BE31190 | 1Q (F17 JUNCT.BOX 10MM2) | stuk | S55 Aftak 10mm²klemsteun | 10mm2 Junction box with terminals | 10mm2 Junction box with terminals | 10mm2 Junction box with terminals
4TBS600516C0200 | SET1MM | Active | 5411815255694 | 13.06 | 1 | 1 | stuk | Series 55 | BE31190 | 1Q (F17 JUNCT.BOX 10MM2) | stuk | S55Moerklemstrook 10mm² | 10MM2 TERMINAL BLOCK | 10MM2 TERMINAL BLOCK | 10MM2 TERMINAL BLOCK
4TBS600517C0200 | SE552M | Active | 5411815255700 | 34.53 | 1 | 1 | stuk | Series 55 | BE31190 | 1R (F18 JUNCT.BOX 16MM2) | stuk | S55 Aftak 16mm² | 16MM2 JUNCTION BOX | 16MM2 JUNCTION BOX | 16MM2 JUNCTION BOX
4TBS600519C0200 | SECP8MD2 | Active | 5411815255717 | 6.81 | 1 | 1 | stuk | Series 55 | BE31190 | 1R (F18 JUNCT.BOX 16MM2) | stuk | S55 afdekplaat 8M 55200 | COVER PLATE 8 MOD. FOR SERIES 55200 | COVER PLATE 8 MOD. FOR SERIES 55200 | COVER PLATE 8 MOD. FOR SERIES 55200
4TBS600521C0200 | SEDIN144 | Active | 5411815255731 | 4.19 | 1 | 1 | stuk | Series 55 | BE31190 | 1R (F18 JUNCT.BOX 16MM2) | stuk | S55 Din rail 144mm 55000 | SERIE 55-DIN RAIL L=175MM | SERIE 55-DIN RAIL L=175MM | SERIE 55-DIN RAIL L=175MM
4TBS600522C0200 | SEPESUP1 | Active | 5411815255748 | 17.21 | 1 | 1 | stuk | Series 55 | BE31190 | 1R (F18 JUNCT.BOX 16MM2) | stuk | S55 schroevenset afst,sbus | SERIE 55-EARTH KIT | SERIE 55-EARTH KIT | SERIE 55-EARTH KIT
4TBS600524C0200 | SE552T | Active | 5411815255755 | 54.31 | 1 | 1 | stuk | Series 55 | BE31190 | 1R (F18 JUNCT.BOX 16MM2) | stuk | S55 Aftak 16mm²klemsteun | 16mm2 Junction box with terminals | 16mm2 Junction box with terminals | 16mm2 Junction box with terminals
4TBS600525C0200 | SE55T1M | Active | 5411815255762 | 23.65 | 1 | 1 | stuk | Series 55 | BE31190 | 1R (F18 JUNCT.BOX 16MM2) | stuk | S55Moerklemsteun 16mm² | 16MM2 TERMINAL BLOCK | 16MM2 TERMINAL BLOCK | 16MM2 TERMINAL BLOCK
4TBS600526C0200 | SE55T16M | Active | 5411815255779 | 10.68 | 1 | 1 | stuk | Series 55 | BE31190 | 1R (F18 JUNCT.BOX 16MM2) | stuk | S55Moerklemstrook 16mm² | 16MM2 TERMINAL BLOCK | 16MM2 TERMINAL BLOCK | 16MM2 TERMINAL BLOCK
4TBS600527C0200 | SE55PR6 | Active | 5411815255786 | 228.31 | 1 | 1 | stuk | Series 55 | BE31190 | 1R (F18 JUNCT.BOX 16MM2) | stuk | S55 Combi 55200+6x2P+A+kv16A250V IP20 | SERIE 55 JUNCT.BOX +6XSOCK.OUTL2P+E. | SERIE 55 JUNCT.BOX +6XSOCK.OUTL2P+E. | SERIE 55 JUNCT.BOX +6XSOCK.OUTL2P+E.
4TBS600528C0200 | SE55PR4 | Active | 5411815255793 | 224.02 | 1 | 1 | stuk | Series 55 | BE31190 | 1R (F18 JUNCT.BOX 16MM2) | stuk | S55 Combi 55200+4x2P+A+kv16A250V IP44 | SERIE 55 JUNCT.BOX +4XSOCK.OUTL2P+E. | SERIE 55 JUNCT.BOX +4XSOCK.OUTL2P+E. | SERIE 55 JUNCT.BOX +4XSOCK.OUTL2P+E.
4TBS600532C0200 | SE553EMP | Active | 5411815255830 | 42.57 | 1 | 1 | stuk | Series 55 | BE31190 | 1S (F19 JUNCT.BOX 25MM2) | stuk | S55 Aftak 25mm² | 25MM2 JUNCTION BOX | 25MM2 JUNCTION BOX | 25MM2 JUNCTION BOX
4TBS600534C0200 | SECP1MD3 | Active | 5411815255847 | 7.49 | 1 | 1 | stuk | Series 55 | BE31190 | 1S (F19 JUNCT.BOX 25MM2) | stuk | S55 Afdekplaat 10M 55300 | SERIE 55 COVERPLATE 10MOD | SERIE 55 COVERPLATE 10MOD | SERIE 55 COVERPLATE 10MOD
4TBS600535C0200 | SECP8MD3 | Active | 5411815255854 | 7.49 | 1 | 1 | stuk | Series 55 | BE31190 | 1S (F19 JUNCT.BOX 25MM2) | stuk | S55 Afdekplaat 8M 55300 | SERIE 55 COVERPLATE 8 MOD | SERIE 55 COVERPLATE 8 MOD | SERIE 55 COVERPLATE 8 MOD
4TBS600536C0200 | SE553MP | Active | 5411815255861 | 13.84 | 1 | 1 | stuk | Series 55 | BE31190 | 1S (F19 JUNCT.BOX 25MM2) | stuk | S55Mont.plaat Al 55200 | SERIE 55-MOUNTING PLATE FOR JB 25MM2 | SERIE 55-MOUNTING PLATE FOR JB 25MM2 | SERIE 55-MOUNTING PLATE FOR JB 25MM2
4TBS600537C0200 | SEDIN192 | Active | 5411815255878 | 4.56 | 1 | 1 | stuk | Series 55 | BE31190 | 1S (F19 JUNCT.BOX 25MM2) | stuk | S55 Din rail 192mm 55300 | SERIE 55-DIN RAIL L=225MM | SERIE 55-DIN RAIL L=225MM | SERIE 55-DIN RAIL L=225MM
4TBS600538C0200 | SEPESUP2 | Active | 5411815255885 | 18.94 | 1 | 1 | stuk | Series 55 | BE31190 | 1S (F19 JUNCT.BOX 25MM2) | stuk | S55 schroevenset afst,sbus | SERIE 55-EARTH KIT | SERIE 55-EARTH KIT | SERIE 55-EARTH KIT
4TBS600540C0200 | SE5525T4 | Active | 5411815255892 | 133.27 | 1 | 1 | stuk | Flex-O-box | BE31190 | 1T (F20 JUNCT.BOX. BLACK) | stuk | S55Moerklem 4X25mm² 500V zw | JUNCTION BOX 25MM2+4 CLAMPS | JUNCTION BOX 25MM2+4 CLAMPS | JUNCTION BOX 25MM2+4 CLAMPS
4TBS600543C0200 | SE553T25 | Active | 5411815255908 | 98.25 | 1 | 1 | stuk | Series 55 | BE31190 | 1S (F19 JUNCT.BOX 25MM2) | stuk | Flex-O-Box met klemmen 25mm² | 25mm2 Junction box with terminals | 25mm2 Junction box with terminals | 25mm2 Junction box with terminals
4TBS600544C0200 | SE55TS25E | Active | 5411815255915 | 12.06 | 1 | 1 | stuk | Series 55 | BE31190 | 1S (F19 JUNCT.BOX 25MM2) | stuk | S55Moerklemsteun 25mm² | 25mm2 Terminal block | 25mm2 Terminal block | 25mm2 Terminal block
4TBS600545C0200 | SE55TS25D | Active | 5411815255922 | 14.63 | 1 | 1 | stuk | Series 55 | BE31190 | 1S (F19 JUNCT.BOX 25MM2) | stuk | S55Moerklemsteun 25mm² | 25mm2 Terminal block | 25mm2 Terminal block | 25mm2 Terminal block
4TBV853000C0100 | V32BWNJ6 | Active | 4022903012603 | 47.04 | 1 | 1 | stuk | VMS | BE31190 | 26 (L13 VMS BOXES) | stuk | VMS32 BASE | Socle VMS 32 4 parois ouvertes | VMS32 BASE | VMS32 BASE
4TBV853001C0100 | V33BWNJ6 | Active | 4022903012610 | 63.2 | 1 | 2 | stuk | VMS | BE31190 | 26 (L13 VMS BOXES) | stuk | VMS33 BASE | Socle VMS 33 4 parois ouvertes | VMS33 BASE | VMS33 BASE
4TBV853002C0100 | V43BWNJ6 | Active | 4022903012627 | 79.23 | 1 | 2 | stuk | VMS | BE31190 | 26 (L13 VMS BOXES) | stuk | VMS43 BASE | Socle VMS 43 4 parois ouvertes | VMS43 BASE | VMS43 BASE
4TBV853003C0100 | V63BWNJ6 | Active | 4022903012634 | 112.96 | 1 | 1 | stuk | VMS | BE31190 | 26 (L13 VMS BOXES) | stuk | VMS63 BASE | Socle VMS 63 4 parois ouvertes | VMS63 BASE | VMS63 BASE
4TBV853004C0100 | V64BWNJ6 | Active | 4022903012641 | 127.21 | 1 | 1 | stuk | VMS | BE31190 | 26 (L13 VMS BOXES) | stuk | VMS64 BASE | Socle VMS 64 4 parois ouvertes | VMS64 BASE | VMS64 BASE
4TBV853005C0100 | V32CTNJ6 | Active | 4022903012658 | 42.2 | 1 | 1 | stuk | VMS | BE31190 | 26 (L13 VMS BOXES) | stuk | VMS32 (CLEAR) | Couv TRANSPARENT VMS 32 | VMS32 COVER (CLEAR) | VMS32 COVER (CLEAR)
4TBV853006C0100 | V33CTNJ6 | Active | 4022903012665 | 56.46 | 1 | 2 | stuk | VMS | BE31190 | 26 (L13 VMS BOXES) | stuk | VMS33 (CLEAR) | Couv transparent VMS 33 | VMS33 COVER (CLEAR) | VMS33 COVER (CLEAR)
4TBV853007C0100 | V43CTNJ6 | Active | 4022903012672 | 67.67 | 1 | 1 | stuk | VMS | BE31190 | 26 (L13 VMS BOXES) | stuk | VMS43 (CLEAR) | Couv transparent VMS 43 | VMS43 COVER (CLEAR) | VMS43 COVER (CLEAR)
4TBV853008C0100 | V63CTNJ6 | Active | 4022903012689 | 103.34 | 1 | 1 | stuk | VMS | BE31190 | 26 (L13 VMS BOXES) | stuk | VMS63 (CLEAR) | Couv transparent VMS 63 | VMS63 COVER (CLEAR) | VMS63 COVER (CLEAR)
4TBV853009C0100 | V64CTNJ6 | Active | 4022903012696 | 117.53 | 1 | 1 | stuk | VMS | BE31190 | 26 (L13 VMS BOXES) | stuk | VMS64 (CLEAR) | Couv transparent VMS 64 | VMS64 COVER (CLEAR) | VMS64 COVER (CLEAR)
4TBV853010C0100 | V32CBNJ6 | Active | 5411815256431 | 42.2 | 1 | 4 | stuk | VMS | BE31190 | 26 (L13 VMS BOXES) | stuk | VMS 32 deksel (grijs) GE | VMS32 COVER (OPAQUE) | VMS32 COVER (OPAQUE) | VMS32 COVER (OPAQUE)
4TBV853011C0100 | V33CBNJ6 | Active | 5411815256448 | 56.46 | 1 | 2 | stuk | VMS | BE31190 | 26 (L13 VMS BOXES) | stuk | VMS 33 deksel (grijs) GE | VMS33 COVER (OPAQUE) | VMS33 COVER (OPAQUE) | VMS33 COVER (OPAQUE)
4TBV853012C0100 | V43CBNJ6 | Active | 5411815256455 | 67.67 | 1 | 2 | stuk | VMS | BE31190 | 26 (L13 VMS BOXES) | stuk | VMS 43 deksel (grijs) GE | VMS43 COVER (OPAQUE) | VMS43 COVER (OPAQUE) | VMS43 COVER (OPAQUE)
4TBV853013C0100 | V63CBNJ6 | Active | 5411815256462 | 103.34 | 1 | 1 | stuk | VMS | BE31190 | 26 (L13 VMS BOXES) | stuk | VMS 63 deksel (grijs) GE | VMS63 COVER (OPAQUE) | VMS63 COVER (OPAQUE) | VMS63 COVER (OPAQUE)
4TBV853014C0100 | V64CBNJ6 | Active | 5411815256479 | 117.53 | 1 | 1 | stuk | VMS | BE31190 | 26 (L13 VMS BOXES) | stuk | VMS 64 deksel (grijs) GE | VMS64 COVER (OPAQUE) | VMS64 COVER (OPAQUE) | VMS64 COVER (OPAQUE)
4TBV853015C0100 | V33CPNJ6 | Active | 5411815256486 | 75.48 | 1 | 2 | stuk | VMS | BE31190 | 26 (L13 VMS BOXES) | stuk | VMS 33 deksel GE | Couv pivotant transparent VMS 33 | VMS33 COVER (PIVOTING DOOR TR.) | VMS33 COVER (PIVOTING DOOR TR.)
4TBV853016C0100 | V43CPNJ6 | Active | 5411815256493 | 86.49 | 1 | 2 | stuk | VMS | BE31190 | 26 (L13 VMS BOXES) | stuk | VMS 43 deksel GE | Couv pivotant VMS 43 | VMS43 COVER (PIVOTING DOOR TR.) | VMS43 COVER (PIVOTING DOOR TR.)
4TBV853017C0100 | VX2EWNJ6 | Active | 5411815256509 | 9.1 | 1 | 1 | stuk | VMS | BE31190 | 26 (L13 VMS BOXES) | stuk | VMS END PLATE (SIDE 220MM) | VMS END PLATE (SIDE 220 MM) | VMS END PLATE (SIDE 220 MM) | VMS END PLATE (SIDE 220 MM)
4TBV853020C0100 | VX3EWNJ6 | Active | 5411815256516 | 9.1 | 1 | 1 | stuk | VMS | BE31190 | 26 (L13 VMS BOXES) | stuk | VMS END PLATE (SIDE 320MM) | VMS END PLATE (SIDE 320 MM) | VMS END PLATE (SIDE 320 MM) | VMS END PLATE (SIDE 320 MM)
4TBV853027C0100 | VX3EWNJ7 | Active | 5411815256523 | 13.52 | 1 | 1 | stuk | VMS | BE31190 | 26 (L13 VMS BOXES) | stuk | VMS END PLATE (SIDE 440MM) | VMS END PLATE (SIDE 440 MM) | VMS END PLATE (SIDE 440 MM) | VMS END PLATE (SIDE 440 MM)
4TBV853030C0100 | V32WDNJ6 | Active | 5411815256530 | 34.84 | 1 | 4 | stuk | VMS | BE31190 | 26 (L13 VMS BOXES) | stuk | VMS 32 ophoogkader GE | Cadre de rehaussement VMS 32 | VMS32 DEPTH EXT. FRAME | VMS32 DEPTH EXT. FRAME
4TBV853031C0100 | V33WDNJ6 | Active | 5411815256547 | 40.89 | 1 | 2 | stuk | VMS | BE31190 | 26 (L13 VMS BOXES) | stuk | VMS 33 ophoogkader GE | Cadre de rehaussement VMS 33 | VMS33 DEPTH EXT. FRAME | VMS33 DEPTH EXT. FRAME
4TBV853032C0100 | V43WDNJ6 | Active | 5411815256554 | 47.92 | 1 | 2 | stuk | VMS | BE31190 | 26 (L13 VMS BOXES) | stuk | VMS 43 ophoogkader GE | Cadre de rehaussement VMS 43 | VMS43 DEPTH EXT. FRAME | VMS43 DEPTH EXT. FRAME
4TBV853033C0100 | V63WDNJ6 | Active | 5411815256561 | 72.19 | 1 | 1 | stuk | VMS | BE31190 | 26 (L13 VMS BOXES) | stuk | VMS 63 ophoogkader GE | Cadre de rehaussement VMS 63 | VMS63 DEPTH EXT. FRAME | VMS63 DEPTH EXT. FRAME
4TBV853034C0100 | V64WDNJ6 | Active | 5411815256578 | 86.08 | 1 | 1 | stuk | VMS | BE31190 | 26 (L13 VMS BOXES) | stuk | VMS 64 ophoogkader GE | Cadre de rehaussement VMS 64 | VMS64 DEPTH EXT. FRAME | VMS64 DEPTH EXT. FRAME
4TBV853035C0100 | VXXLWNJ6 | Active | 5411815256585 | 10.44 | 1 | 1 | stuk | VMS | BE31190 | 26 (L13 VMS BOXES) | stuk | VMS CABLE CLAMP | Bride anti-traction | VMS CABLE CLAMP | VMS CABLE CLAMP
4TBV853036C0100 | VX3LWNJ6 | Active | 5411815256592 | 20.71 | 1 | 1 | stuk | VMS | BE31190 | 26 (L13 VMS BOXES) | stuk | VMS STRESS RELEASE CABLE CLAMP | Support de brides anti-traction 320mm | VMS STRESS RELEASE CABLE CLAMP | VMS STRESS RELEASE CABLE CLAMP
4TBV853037C0100 | VX4LWNJ6 | Active | 5411815256608 | 24.92 | 1 | 1 | stuk | VMS | BE31190 | 26 (L13 VMS BOXES) | stuk | VMS STRESS RELEASE CABLE CLAMP | Support de brides anti-traction 440mm | VMS STRESS RELEASE CABLE CLAMP | VMS STRESS RELEASE CABLE CLAMP
4TBV853053C0100 | VXXPWNJ7 | Active | 5411815256615 | 4.75 | 1 | 1 | stuk | VMS | BE31190 | 26 (L13 VMS BOXES) | stuk | VMS fixation set (4pcs) | JEU DE FIXAT.PLAQ.RECOUVR | VMS cover plate fixation set (4pcs) | VMS cover plate fixation set (4pcs)
4TBV853054C0100 | VXXIWNJ6 | Active | 5411815256622 | 4.46 | 1 | 1 | stuk | VMS | BE31190 | 26 (L13 VMS BOXES) | stuk | VMSMounting plate fixation set (4pcs) | VMS Kit fix platine mont. | VMS mounting plate fixation set (4pcs) | VMS mounting plate fixation set (4pcs)
4TBV853055C0100 | VXXEWNJ6 | Active | 5411815256639 | 0.91 | 1 | 10 | stuk | VMS | BE31190 | 26 (L13 VMS BOXES) | stuk | VMS LOCKING-PIN END-PLATES | VMS LOCKING-PIN FOR END-PLATES | VMS LOCKING-PIN FOR END-PLATES | VMS LOCKING-PIN FOR END-PLATES
4TBV853056C0100 | VXXDWNJ6 | Active | 5411815256646 | 9.42 | 1 | 1 | stuk | VMS | BE31190 | 26 (L13 VMS BOXES) | stuk | VMS SCREWS HEIGHT EXTENSION FRAME (4PCS) | VMS Vis cadre de rehaussement | VMS SCREWS HEIGHT EXTENSION FRAME (4PCS) | VMS SCREWS HEIGHT EXTENSION FRAME (4PCS)
4TBV853057C0100 | VXXCWNJ6 | Active | 5411815256653 | 3.49 | 1 | 1 | stuk | VMS | BE31190 | 26 (L13 VMS BOXES) | stuk | CHROEF SET (4) | COVERSCHROEF SET (4) | COVERSCHROEF SET (4) | COVERSCHROEF SET (4)
4TBV853058C0100 | VXXAWNJ7 | Active | 5411815256660 | 2.91 | 1 | 1 | stuk | VMS | BE31190 | 26 (L13 VMS BOXES) | stuk | VMS THUMB GRIP | Bouts a ailettes (set 4 pieces) | VMS THUMB GRIP | VMS THUMB GRIP
4TBV853059C0100 | VXXAWNJ8 | Active | 5411815256677 | 1.08 | 1 | 1 | stuk | VMS | BE31190 | 26 (L13 VMS BOXES) | stuk | VMS koppelspie GE | Cheville d#assemblage | VMS COUPLING KEY | VMS COUPLING KEY
4TBV853060C0100 | VX3UWNJ6 | Active | 5411815256684 | 2.32 | 1 | 10 | stuk | VMS | BE31190 | 26 (L13 VMS BOXES) | stuk | VMS Univer.steun GE | Support universel a crémaillere | VMS UNIVERSAL SUPPORT | VMS UNIVERSAL SUPPORT
4TBV853061C0100 | VXXHWNJ6 | Active | 5411815256691 | 9.1 | 1 | 1 | stuk | VMS | BE31190 | 26 (L13 VMS BOXES) | stuk | VMS HINGE SCREW | Charniere-ruban (set 2 pieces) | VMS HINGE SCREW | VMS HINGE SCREW
4TBV853062C0100 | VXXAWNJ9 | Active | 5411815256707 | 1.08 | 1 | 10 | stuk | VMS | BE31190 | 26 (L13 VMS BOXES) | stuk | VMS koppelklem GE | Renfort d#assemblage | VMS COUPLING CLAMP | VMS COUPLING CLAMP
4TBV853063C0100 | VXXAWNJA | Active | 5411815256714 | 11.61 | 1 | 1 | stuk | VMS | BE31190 | 26 (L13 VMS BOXES) | stuk | VMS COUPLING SET (2 SIDES 220MM) | Jeu de d#accouplement 2x200mm | VMS COUPLING SET (2 SIDES 220 MM) | VMS COUPLING SET (2 SIDES 220 MM)
4TBV853064C0100 | VXXAWNJB | Active | 5411815256721 | 14.95 | 1 | 1 | stuk | VMS | BE31190 | 26 (L13 VMS BOXES) | stuk | VMSMOUNTING BRACKETS (SET OF 4) | Pattes de fix (set 4 pieces) | VMS MOUNTING BRACKETS (SET OF 4) | VMS MOUNTING BRACKETS (SET OF 4)
4TBV853065C0100 | VX2TWNJ6 | Active | 5411815256738 | 3.74 | 1 | 1 | stuk | VMS | BE31190 | 26 (L13 VMS BOXES) | stuk | VMS PARTITION PLATE (SIDE 220MM) | VMS PARTITION PLATE (SIDE 220 MM) | VMS PARTITION PLATE (SIDE 220 MM) | VMS PARTITION PLATE (SIDE 220 MM)
4TBV853066C0100 | VX3TWNJ6 | Active | 5411815256745 | 4.87 | 1 | 1 | stuk | VMS | BE31190 | 26 (L13 VMS BOXES) | stuk | VMS PARTITION PLATE (SIDE 320MM) | VMS PARTITION PLATE (SIDE 320 MM) | VMS PARTITION PLATE (SIDE 320 MM) | VMS PARTITION PLATE (SIDE 320 MM)
4TBV853067C0100 | VX4TWNJ6 | Active | 5411815256752 | 6.13 | 1 | 1 | stuk | VMS | BE31190 | 26 (L13 VMS BOXES) | stuk | VMS PARTITION PLATE (SIDE 440MM) | VMS PARTITION PLATE (SIDE 440 MM) | VMS PARTITION PLATE (SIDE 440 MM) | VMS PARTITION PLATE (SIDE 440 MM)
4TBV853068C0100 | V32MWNJ6 | Active | 5411815256769 | 12.38 | 1 | 1 | stuk | VMS | BE31190 | 26 (L13 VMS BOXES) | stuk | VMS32MOUNT PLATE (STEEL) | Plaque de mont ac électrozingué VMS 3 | VMS32 MOUNT PLATE (STEEL) | VMS32 MOUNT PLATE (STEEL)
4TBV853069C0100 | V33MWNJ6 | Active | 5411815256776 | 15.15 | 1 | 1 | stuk | VMS | BE31190 | 26 (L13 VMS BOXES) | stuk | VMS33MOUNT.PL.(STEEL) | Plaque de mont ac électrozingué | VMS33 MOUNT.PL.(STEEL) | VMS33 MOUNT.PL.(STEEL)
4TBV853070C0100 | V43MWNJ6 | Active | 5411815256783 | 20.5 | 1 | 1 | stuk | VMS | BE31190 | 26 (L13 VMS BOXES) | stuk | VMS43MOUNT.PL.(STEEL) | Plaque de mont ac électrozingué VMS 4 | VMS43 MOUNT.PL.(STEEL) | VMS43 MOUNT.PL.(STEEL)
4TBV853071C0100 | V63MWNJ6 | Active | 5411815256790 | 36.98 | 1 | 1 | stuk | VMS | BE31190 | 26 (L13 VMS BOXES) | stuk | VMS63MOUNT.PL.(STEEL) | Plaque de mont ac électrozingué VMS 6 | VMS63 MOUNT.PL.(STEEL) | VMS63 MOUNT.PL.(STEEL)
4TBV853072C0100 | V64MWNJ6 | Active | 5411815256806 | 38.31 | 1 | 1 | stuk | VMS | BE31190 | 26 (L13 VMS BOXES) | stuk | VMS64MOUNT.PLATE (METAL) | Plaque de mont ac électrozingué VMS 6 | VMS64 MOUNT.PLATE (METAL) | VMS64 MOUNT.PLATE (METAL)
4TBV853073C0100 | VX3AWNJ6 | Active | 5411815256813 | 9.6 | 1 | 1 | stuk | VMS | BE31190 | 26 (L13 VMS BOXES) | stuk | VMS BRIDGE | VMS BRIDGE | VMS BRIDGE | VMS BRIDGE
4TBV853074C0100 | VX3AWNJ6N | Active | 5411815256820 | 11.39 | 1 | 1 | stuk | VMS | BE31190 | 26 (L13 VMS BOXES) | stuk | VMS BRIDGE | VMS BRIDGE | VMS BRIDGE | VMS BRIDGE
4TBV853075C0100 | VXXSWNE5 | Active | 5411815256837 | 15.37 | 1 | 1 | stuk | VMS | BE31190 | 26 (L13 VMS BOXES) | stuk | VMS railsteun 125/250A GE | Support de barres 125/250A VMS | BUSBAR SUPPORT 125 250A FOR VMS | BUSBAR SUPPORT 125 250A FOR VMS
4TBV853076C0100 | VXXSWNF5 | Active | 5411815256844 | 15.37 | 1 | 1 | stuk | VMS | BE31190 | 26 (L13 VMS BOXES) | stuk | VMS railsteun 125/400A GE | Support de barres 125/400A VMS | BUSBAR SUPPORT 125 400A FOR VMS | BUSBAR SUPPORT 125 400A FOR VMS
4TBV853077C0100 | VXXSWNI5 | Active | 5411815256851 | 15.45 | 1 | 1 | stuk | VMS | BE31190 | 26 (L13 VMS BOXES) | stuk | VMS railsteun 630/1250A GE | Support de barres 630/1250A VMS | BUSBAR SUPPORT 630 1250A FOR VMS | BUSBAR SUPPORT 630 1250A FOR VMS
4TBV853082C0100 | VX3EWNJ6C | Active | 5411815256868 | 29.44 | 1 | 1 | stuk | VMS | BE31190 | 26 (L13 VMS BOXES) | stuk | VMS CABLE END PLATE (SIDE 320MM) | Calotte de passage 320mm | VMS CABLE END PLATE (SIDE 320 MM) | VMS CABLE END PLATE (SIDE 320 MM)
4TBV853083C0100 | VX4EWNJ6 | Active | 5411815256875 | 40.6 | 1 | 1 | stuk | VMS | BE31190 | 26 (L13 VMS BOXES) | stuk | VMS CABLE END PLATE (SIDE 440MM) | Calotte de passage 440mm | VMS CABLE END PLATE (SIDE 440 MM) | VMS CABLE END PLATE (SIDE 440 MM)
4TBV853094C0100 | VX2AWNJ6 | Active | 5411815256882 | 6.13 | 1 | 1 | stuk | VMS | BE31190 | 26 (L13 VMS BOXES) | stuk | VMS DIN-PROFILE | Rails DIN symétriques avec 2 supports 22 | VMS DIN-PROFILE | VMS DIN-PROFILE
4TBV853095C0100 | VX3AWNJ6B | Active | 5411815256899 | 6.78 | 1 | 1 | stuk | VMS | BE31190 | 26 (L13 VMS BOXES) | stuk | VMS DIN-PROFILE + SUPPORTS 320 | Rails DIN symétriques avec 2 supports 32 | VMS DIN-PROFILE + SUPPORTS 320 | VMS DIN-PROFILE + SUPPORTS 320
4TBV853096C0100 | VX4AWNJ6 | Active | 5411815256905 | 7.49 | 1 | 1 | stuk | VMS | BE31190 | 26 (L13 VMS BOXES) | stuk | VMS DIN-PROFILE S400 | Rails DIN symétriques avec 2 supports 44 | VMS DIN-PROFILE S400 | VMS DIN-PROFILE S400
4TBV853098C0100 | VX3AWNJ7 | Active | 5411815256929 | 5.88 | 1 | 1 | stuk | VMS | BE31190 | 26 (L13 VMS BOXES) | stuk | VMSMOUNTING RAILS (12 x 2Mm/320) | Barres plates 12x2 avec 2 supports 320mm | VMS MOUNTING RAILS (12 x 2 mm/320) | VMS MOUNTING RAILS (12 x 2 mm/320)
4TBV853099C0100 | VX4AWNJ7 | Active | 5411815256936 | 6.35 | 1 | 1 | stuk | VMS | BE31190 | 26 (L13 VMS BOXES) | stuk | VMSMOUNTING RAILS (12 x 2Mm/440) | Barres plates 12x2mm avec 2 supports 440 | VMS MOUNTING RAILS (12 x 2 mm/440) | VMS MOUNTING RAILS (12 x 2 mm/440)
4TBV853100C0100 | VXXAWNJC | Active | 5411815256943 | 0.41 | 1 | 50 | stuk | VMS | BE31190 | 26 (L13 VMS BOXES) | stuk | SELF TAPPING SCREW (5 x 13Mm) | Vis auto-taraudeuses 5x13mm | SELF TAPPING SCREW (5 x 13 mm) | SELF TAPPING SCREW (5 x 13 mm)
4TBV853101C0100 | VXXAWNJD | Active | 5411815256950 | 0.37 | 1 | 50 | stuk | VMS | BE31190 | 26 (L13 VMS BOXES) | stuk | SELF TAPPING SCREW (5 x 16Mm) | Vis auto-taraudeuses 5x16mm | SELF TAPPING SCREW (5 x 16 mm) | SELF TAPPING SCREW (5 x 16 mm)
4TBV853102C0100 | VXXAWNJE | Active | 5411815256967 | 0.47 | 1 | 50 | stuk | VMS | BE31190 | 26 (L13 VMS BOXES) | stuk | VMS Self tapping screw (5x22mm-50pcs) | Vis auto-taraudeuses 5x22mm | VMS Self tapping screw (5x22mm-50pcs) | VMS Self tapping screw (5x22mm-50pcs)
4TBV853103C0100 | V32PWNJ7 | Active | 5411815256974 | 11.89 | 1 | 1 | stuk | VMS | BE31190 | 26 (L13 VMS BOXES) | stuk | VMS 32 afdekplaat (blauw) GE | Plaque de rec pleine VMS 32 | VMS 32 cover plate 320x220x2mm RAL7035 | VMS 32 cover plate 320x220x2mm RAL7035
4TBV853104C0100 | V33PWNJ7 | Active | 5411815256981 | 13.79 | 1 | 1 | stuk | VMS | BE31190 | 26 (L13 VMS BOXES) | stuk | VMS 33 afdekplaat (blauw) GE | Plaque de rec pleine VMS 33 | VMS 33 cover plate 320x320x2mm RAL7035 | VMS 33 cover plate 320x320x2mm RAL7035
4TBV853105C0100 | V43PWNJ7 | Active | 5411815256998 | 15.45 | 1 | 1 | stuk | VMS | BE31190 | 26 (L13 VMS BOXES) | stuk | VMS 43 afdekplaat (blauw) GE | Plaque de rec pleine VMS 43 | VMS 43 cover plate 440x320x2mm RAL7035 | VMS 43 cover plate 440x320x2mm RAL7035
4TBV853106C0100 | V63PWNJ7 | Active | 5411815257001 | 20.25 | 1 | 1 | stuk | VMS | BE31190 | 26 (L13 VMS BOXES) | stuk | VMS 63 afdekplaat (blauw) GE | Plaque de rec pleine VMS 63 | VMS 63 cover plate 640x320x2mm RAL7035 | VMS 63 cover plate 640x320x2mm RAL7035
4TBV853107C0100 | V64PWNJ7 | Active | 5411815257018 | 27.52 | 1 | 1 | stuk | VMS | BE31190 | 26 (L13 VMS BOXES) | stuk | VMS 64 afdekplaat (blauw) GE | Plaque de rec pleine VMS 64 | VMS 64 cover plate 640x440x2mm RAL7035 | VMS 64 cover plate 640x440x2mm RAL7035
4TBV853113C0100 | V32IWNJ6 | Active | 5411815257025 | 15.45 | 1 | 1 | stuk | VMS | BE31190 | 26 (L13 VMS BOXES) | stuk | VMS32MOUNT.PLATE (Pertinax) 260x160x5MM | Plaque de mont pertinax VMS 32 | VMS32 MOUNT.PLATE (Pertinax) 260x160x5MM | VMS32 MOUNT.PLATE (Pertinax) 260x160x5MM
4TBV853114C0100 | V33IWNJ6 | Active | 5411815257032 | 21.75 | 1 | 1 | stuk | VMS | BE31190 | 26 (L13 VMS BOXES) | stuk | VMS33MOUNT.PLATE (Pertinax) | Plaque de mont pertinax VMS 33 | VMS33 MOUNT.PLATE (Pertinax) | VMS33 MOUNT.PLATE (Pertinax)
4TBV853115C0100 | V43IWNJ6 | Active | 5411815257049 | 28.9 | 1 | 1 | stuk | VMS | BE31190 | 26 (L13 VMS BOXES) | stuk | VMS43MOUNT.PLATE (PERTINAX) | Plaque de mont pertinax VMS 43 | VMS43 MOUNT.PLATE (PERTINAX) | VMS43 MOUNT.PLATE (PERTINAX)
4TBV853116C0100 | V63IWNJ6 | Active | 5411815257056 | 46.1 | 1 | 1 | stuk | VMS | BE31190 | 26 (L13 VMS BOXES) | stuk | VMS63MOUNT.PLATE (PERTINAX) | Plaque de mont pertinax VMS 63 | VMS63 MOUNT.PLATE (PERTINAX) | VMS63 MOUNT.PLATE (PERTINAX)
4TBV853117C0100 | V64IWNJ6 | Active | 5411815257063 | 49 | 1 | 1 | stuk | VMS | BE31190 | 26 (L13 VMS BOXES) | stuk | VMS64MOUNT.PLATE (PERTINAX) | Plaque de mont pertinax VMS 64 | VMS64 MOUNT.PLATE (PERTINAX) | VMS64 MOUNT.PLATE (PERTINAX)
4TBV853124C0100 | V32BTDJ6 | Active | 5411815257087 | 177.86 | 1 | 1 | stuk | VMS | BE31190 | 26 (L13 VMS BOXES) | stuk | VMS32Mod.UNIT (14Modules) | VMS 32 pr appareillage mod. 1 R | VMS32 MODULAR UNIT (14 modules) | VMS32 MODULAR UNIT (14 modules)
4TBV853125C0100 | V32BWDJ6 | Active | 5411815257094 | 138.47 | 1 | 1 | stuk | VMS | BE31190 | 26 (L13 VMS BOXES) | stuk | VMS 32 DIN-rail box 1 row 14Modules | COFF 23 1 RANGEE (A) | VMS 32 DIN-rail box 1 row 14 modules | VMS 32 DIN-rail box 1 row 14 modules
4TBV853126C0100 | V33BPDJ6 | Active | 5411815257100 | 233.76 | 1 | 1 | stuk | VMS | BE31190 | 26 (L13 VMS BOXES) | stuk | VMS33Mod.UNIT (14Modules) | VMS 33 pr appareillage mod. | VMS33 MODULAR UNIT (14 modules) | VMS33 MODULAR UNIT (14 modules)
4TBV853127C0100 | V33BWDJ6 | Active | 5411815257117 | 171.14 | 1 | 1 | stuk | VMS | BE31190 | 26 (L13 VMS BOXES) | stuk | VMS 33 DIN-rail box 2 row 28Modules | COFF 33 2RANGEES (A) | VMS 33 DIN-rail box 2 row 28 modules | VMS 33 DIN-rail box 2 row 28 modules
4TBV853128C0100 | V43BPDJ6 | Active | 5411815257124 | 269.35 | 1 | 1 | stuk | VMS | BE31190 | 26 (L13 VMS BOXES) | stuk | VMS43Mod.UNIT (28Modules) | VMS 43 pr appareillage mod. 2R | VMS43 MODULAR UNIT (28 modules) | VMS43 MODULAR UNIT (28 modules)
4TBV853129C0100 | V43BWDJ6 | Active | 5411815257131 | 196.75 | 1 | 1 | stuk | VMS | BE31190 | 26 (L13 VMS BOXES) | stuk | VMS 43 DIN-RAIL BOX 3 ROW 42MODULES | COFF 43 3 RANGEES (A) | VMS 43 DIN-RAIL BOX 3 ROW 42 MODULES | VMS 43 DIN-RAIL BOX 3 ROW 42 MODULES
4TBV853130C0100 | V63BTDJ6 | Active | 5411815257148 | 417.43 | 1 | 1 | stuk | VMS | BE31190 | 26 (L13 VMS BOXES) | stuk | VMS63Mod.UNIT (42Modules) | VMS 63 pr appareillage mod. 3R | VMS63 MODULAR UNIT (42 modules) | VMS63 MODULAR UNIT (42 modules)
4TBV853131C0100 | V63BWDJ4 | Active | 5411815257155 | 310.55 | 1 | 1 | stuk | VMS | BE31190 | 26 (L13 VMS BOXES) | stuk | VMS 63 DIN-rail box 4 row 56Modules | VMS 63 DIN-rail box 4 row 56 modules | VMS 63 DIN-rail box 4 row 56 modules | VMS 63 DIN-rail box 4 row 56 modules
4TBV853133C2100 | V33BTHC4 | Active | 5411815257179 | 279.31 | 1 | 1 | stuk | VMS | BE31190 | 26 (L13 VMS BOXES) | stuk | VMS33 HRC FUSE UNIT (125A 3DIN00) | VMS33 HRC FUSE UNIT (125A, 3DIN00) | VMS33 HRC FUSE UNIT (125A, 3DIN00) | VMS33 HRC FUSE UNIT (125A, 3DIN00)
4TBV853138C0100 | V33BTSD6 | Active | 5411815257216 | 248.86 | 1 | 1 | stuk | VMS | BE31190 | 26 (L13 VMS BOXES) | stuk | VMS33 EMPTY LBS 160-200A | VMS 33 pr DILOS 2 160/200A | VMS33 EMPTY FOR LBS 160-200A | VMS33 EMPTY FOR LBS 160-200A
4TBV853139C0100 | V43BTSE6 | Active | 5411815257223 | 371.07 | 1 | 1 | stuk | VMS | BE31190 | 26 (L13 VMS BOXES) | stuk | VMS43 EMPTY LBS 250A | VMS 43 pr interrs-sects | VMS43 EMPTY FOR LBS 250A | VMS43 EMPTY FOR LBS 250A
4TBV853159C0100 | V32BTDJ7 | Active | 5411815257254 | 227.7 | 1 | 1 | stuk | VMS | BE31190 | 26 (L13 VMS BOXES) | stuk | VMS 32Mod.UNIT (14Modules) | VMS 32 équipé pr appareillage DIN 1 R | VMS 32 MODULAR UNIT (14 modules) | VMS 32 MODULAR UNIT (14 modules)
4TBV853160C0100 | V43BTDJ6 | Active | 5411815257261 | 331.89 | 1 | 1 | stuk | VMS | BE31190 | 26 (L13 VMS BOXES) | stuk | VMS43Mod.UNIT (28Modules) | VMS 43 équipé pr appareillage DIN 2R | VMS43 MODULAR UNIT (28 modules) | VMS43 MODULAR UNIT (28 modules)
4TBV853161C0100 | V63BTDJ7 | Active | 5411815257278 | 505.46 | 1 | 1 | stuk | VMS | BE31190 | 26 (L13 VMS BOXES) | stuk | VMS63Mod.UNIT (42Modules) | VMS 63 pr appareillage DIN | VMS63 MODULAR UNIT (42 modules) | VMS63 MODULAR UNIT (42 modules)
4TBV853163C2100 | V32BTSC4 | Active | 5411815257292 | 352.38 | 1 | 1 | stuk | VMS | BE31190 | 26 (L13 VMS BOXES) | stuk | VMS32LBS 125A-4P | VMS32 WITH LBS 125A-4P | VMS32 WITH LBS 125A-4P | VMS32 WITH LBS 125A-4P
4TBV853166C2100 | V43BTFB4 | Active | 5411815257322 | 575.81 | 1 | 1 | stuk | VMS | BE31190 | 26 (L13 VMS BOXES) | stuk | VMS43HRC,LBS 63A-4P | VMS43 WITH HRC AND LBS 63A-4P | VMS43 WITH HRC AND LBS 63A-4P | VMS43 WITH HRC AND LBS 63A-4P
4TBV853167C2100 | V43BTFC42 | Active | 5411815257339 | 626.04 | 1 | 1 | stuk | VMS | BE31190 | 26 (L13 VMS BOXES) | stuk | VMS43HRC,LBS 125A-4P | VMS43 WITH HRC AND LBS 125A-4P | VMS43 WITH HRC AND LBS 125A-4P | VMS43 WITH HRC AND LBS 125A-4P
4TBV853168C2100 | V43BTFD6 | Active | 5411815257346 | 656.11 | 1 | 1 | stuk | VMS | BE31190 | 26 (L13 VMS BOXES) | stuk | VMS43HRC,LBS 160A-4P | VMS43 WITH HRC AND LBS 160A-4P | VMS43 WITH HRC AND LBS 160A-4P | VMS43 WITH HRC AND LBS 160A-4P
4TBV853256C0100 | VXXAWNJF | Active | 5411815257407 | 0.5 | 1 | 50 | stuk | VMS | BE31190 | 26 (L13 VMS BOXES) | stuk | VMS SchroefM6X12 DIN84 GE | Boulon M6x12 DIN 84 | SCREW M6 X 12 DIN84 | SCREW M6 X 12 DIN84
4TBV853266C0100 | V43BWDJ7 | Active | 5411815257414 | 202.01 | 1 | 1 | stuk | VMS | BE31190 | 26 (L13 VMS BOXES) | stuk | VMS 43 DIN-rail box 2 row 40Modules | COFF 43 2 RANGEES (D) | VMS 43 DIN-rail box 2 row 40 modules | VMS 43 DIN-rail box 2 row 40 modules
4TBV853267C0100 | V63BWDJ6 | Active | 5411815257421 | 322.97 | 1 | 1 | stuk | VMS | BE31190 | 26 (L13 VMS BOXES) | stuk | VMS 63 DIN-rail box 2 row 56Modules | COFF 63 2 RANGEES (D) | VMS 63 DIN-rail box 2 row 56 modules | VMS 63 DIN-rail box 2 row 56 modules
4TBV853268C0100 | V64BWDJ6 | Active | 5411815257438 | 352.39 | 1 | 1 | stuk | VMS | BE31190 | 26 (L13 VMS BOXES) | stuk | VMS 64 DIN-rail box 4 row 80Modules | COFF 64 4 RANGEES (D) | VMS 64 DIN-rail box 4 row 80 modules | VMS 64 DIN-rail box 4 row 80 modules
4TBV853269C0100 | VX6AWNJ6 | Active | 5411815257445 | 9.47 | 1 | 1 | stuk | VMS | BE31190 | 26 (L13 VMS BOXES) | stuk | VMS symmetric DIN profile + supports 640 | PROF.DIN + SUPPORTS P600 | VMS symmetric DIN profile + supports 640 | VMS symmetric DIN profile + supports 640
4TBV853340C0100 | VXXHWNJ7 | Active | 5411815257513 | 10.58 | 1 | 1 | stuk | VMS | BE31190 | 26 (L13 VMS BOXES) | stuk | VMS EXTERNAL HINGES | Charnieres en matiere moulée | VMS EXTERNAL HINGES | VMS EXTERNAL HINGES
4TBV853874C0100 | V33BTFC6 | Active | 5411815257520 | 258.86 | 1 | 1 | stuk | VMS | BE31190 | 26 (L13 VMS BOXES) | stuk | VMS 33 box DILOS 1H-FULOS00 | VMS 33 pr DILOS 2 / FULOS 000 40/125A | VMS 33 box for DILOS 1H-FULOS00 | VMS 33 box for DILOS 1H-FULOS00
4TBV853875C0100 | V64BTFF6 | Active | 5411815257537 | 609.04 | 1 | 1 | stuk | VMS | BE31190 | 26 (L13 VMS BOXES) | stuk | VMS64 DILOS 4 -FULOS1/2 | VMS 64 pr DILOS 4/FULOS 1/2 | VMS64 DILOS 4 -FULOS1/2 | VMS64 DILOS 4 -FULOS1/2
4TBV853876C0100 | V63BTCC6 | Active | 5411815257544 | 550.57 | 1 | 1 | stuk | VMS | BE31190 | 26 (L13 VMS BOXES) | stuk | VMS 63 box DILOS 1H change over sys. | VMS 63 pr inv.s-sect. DILOS 1H | VMS 63 box for DILOS 1H change over sys. | VMS 63 box for DILOS 1H change over sys.
4TBV855029C0100 | VX2EWNJ7 | Active | 5411815257575 | 10.26 | 1 | 1 | stuk | VMS | BE31190 | 26 (L13 VMS BOXES) | stuk | GFL21 3XM32/M25 2XM20 | VMS Calotte combi C:220 3 x M32/25 + 2 x | GFL21 3XM32/M25 2XM20 | GFL21 3XM32/M25 2XM20
4TBV855030C0100 | VX2EWNJ8 | Active | 5411815257582 | 10.26 | 1 | 1 | stuk | VMS | BE31190 | 26 (L13 VMS BOXES) | stuk | GFL22 1XM50/M40 4XM25/M20 | VMS Calotte combi C:220 1 x M50/40 + 4 x | GFL22 1XM50/M40 4XM25/M20 | GFL22 1XM50/M40 4XM25/M20
4TBV855032C0100 | VX3EWNJ9 | Active | 5411815257599 | 12.85 | 1 | 1 | stuk | VMS | BE31190 | 26 (L13 VMS BOXES) | stuk | GFL32 3XM50/M40 4XM16 | VMS Calotte combi C:320 3 x M50/M40 + 4 | GFL32 3XM50/M40 4XM16 | GFL32 3XM50/M40 4XM16
4TBV855033C0100 | VX3EWNJ0 | Active | 5411815257605 | 12.85 | 1 | 1 | stuk | VMS | BE31190 | 26 (L13 VMS BOXES) | stuk | VMS combi 320 17XM20 GE | VMS Calotte combi C:320 17 x M20 | GFL33 17XM20 | GFL33 17XM20
4TBV855034C0100 | VX3EWNJA | Active | 5411815257612 | 12.85 | 1 | 1 | stuk | VMS | BE31190 | 26 (L13 VMS BOXES) | stuk | GFL34 1XM50/M40 2XM32/M25 4XM25/M20 | VMS Calotte combi C:320 1 x M50/M40 + 2 | GFL34 1XM50/M40 2XM32/M25 4XM25/M20 | GFL34 1XM50/M40 2XM32/M25 4XM25/M20
4TBV855035C0100 | VX3EWNJB | Active | 5411815257629 | 12.85 | 1 | 1 | stuk | VMS | BE31190 | 26 (L13 VMS BOXES) | stuk | GFL35 12XM25/M20 | VMS Calotte combi C:320 12 x M25/M20 | GFL35 12XM25/M20 | GFL35 12XM25/M20
4TBV855036C0100 | VX3EWNJC | Active | 5411815257636 | 12.85 | 1 | 1 | stuk | VMS | BE31190 | 26 (L13 VMS BOXES) | stuk | GFL36 4XM40/M32 3XM20 | VMS Calotte combi C:320 4 x M40/M32 + 3 | GFL36 4XM40/M32 3XM20 | GFL36 4XM40/M32 3XM20
4TBV855037C0100 | VX4EWNJ8 | Active | 5411815257643 | 15.21 | 1 | 1 | stuk | VMS | BE31190 | 26 (L13 VMS BOXES) | stuk | GFL41 1XM40/M32 16XM25/M20 | VMS Calotte combi C:440 1 x M40/M32 + 16 | GFL41 1XM40/M32 16XM25/M20 | GFL41 1XM40/M32 16XM25/M20
4TBV855038C0100 | VX4EWNJ9 | Active | 5411815257650 | 15.21 | 1 | 1 | stuk | VMS | BE31190 | 26 (L13 VMS BOXES) | stuk | GFL42 1XMM50/M40 2XM40/M32 8XM25/M20 | VMS Calotte combi C:440 1 x M50/M40 + 2 | GFL42 1XMM50/M40 2XM40/M32 8XM25/M20 | GFL42 1XMM50/M40 2XM40/M32 8XM25/M20
4TBV855501C0100 | VQC43N | Active | 4022903002079 | 16.35 | 1 | 1 | stuk | VMS | BE31190 | 26 (L13 VMS BOXES) | stuk | VMS43 cover QF | VMS43 cover QF | VMS43 cover QF | VMS43 cover QF
4TBV855503C0100 | VQ44N | Active | 4022903002093 | 9.46 | 1 | 1 | stuk | VMS | BE31190 | 26 (L13 VMS BOXES) | stuk | VMS 440 QF | VMS 440 QF | VMS 440 QF | VMS 440 QF
4TBV855504C0100 | VQMPN | Active | 4022903002109 | 17.45 | 1 | 1 | stuk | VMS | BE31190 | 26 (L13 VMS BOXES) | stuk | VMSMounting plate QF | VMS mounting plate QF | VMS mounting plate QF | VMS mounting plate QF
4TBV855505C0100 | VQSPN | Active | 4022903002116 | 2.64 | 1 | 1 | stuk | VMS | BE31190 | 26 (L13 VMS BOXES) | stuk | VMS separation plate QF | VMS separation plate QF | VMS separation plate QF | VMS separation plate QF
4TBV855510C0100 | VS855510 | Active | 4022903014164 | 9.46 | 1 | 1 | stuk | VMS | BE31190 | 26 (L13 VMS BOXES) | stuk | VMS Z440 BLIND PLATE QF DOUBLE POWER SUP | VMS Z440 BLIND PLATE QF DOUBLE POWER SUP | VMS Z440 BLIND PLATE QF DOUBLE POWER SUP | VMS Z440 BLIND PLATE QF DOUBLE POWER SUP
4TBV855511C0100 | VS855511 | Active | 4022903014171 | 9.46 | 1 | 1 | stuk | VMS | BE31190 | 26 (L13 VMS BOXES) | stuk | VMS Z440 BLIND PLATE QFMOTORIZED SWITC | VMS Z440 BLIND PLATE QF MOTORIZED SWITC | VMS Z440 BLIND PLATE QF MOTORIZED SWITC | VMS Z440 BLIND PLATE QF MOTORIZED SWITC
4TBV855512C0100 | VS855512 | Active | 4022903014188 | 15.48 | 1 | 1 | stuk | VMS | BE31190 | 26 (L13 VMS BOXES) | stuk | VMS43MOUPLATE DOUBLE voeding | VMS43 MOUPLATE DOUBLE POWER SUPPLY | VMS43 MOUPLATE DOUBLE POWER SUPPLY | VMS43 MOUPLATE DOUBLE POWER SUPPLY
4TBV855513C0100 | VS855513 | Active | 4022903014195 | 16 | 1 | 1 | stuk | VMS | BE31190 | 26 (L13 VMS BOXES) | stuk | VMS43MOUPLATEMultiBox,FUSE SWITCH | VMS43 MOUPLATE MULTIBOX AND FUSE SWITCH | VMS43 MOUPLATE MULTIBOX AND FUSE SWITCH | VMS43 MOUPLATE MULTIBOX AND FUSE SWITCH
4TBV855514C0100 | VS855514 | Active | 4022903014201 | 20.28 | 1 | 1 | stuk | VMS | BE31190 | 26 (L13 VMS BOXES) | stuk | VMS63MOUPLATE MOTORIZED SWITCH | VMS63 MOUPLATE MOTORIZED SWITCH | VMS63 MOUPLATE MOTORIZED SWITCH | VMS63 MOUPLATE MOTORIZED SWITCH
7130.210 | 3640/1 | Active | 8712507002778 | 5.03 | 1 | 50 | stuk | HAF | BE31190 | BD (LMH Hafoplast 71) | stuk | Onderbak 3640, excl. deksel | Boite 3640+excl couvercle | No DE description available | No ENG description available
7130.420 | 3640/MP | Active | 8712507040169 | 12.57 | 1 | 25 | stuk | HAF | BE31190 | BD (LMH Hafoplast 71) | stuk | Onderbak 3640 + unive. montageplaat | Boite 3640+incl platine de montage | No DE description available | No ENG description available
7130.530 | 3640G4 | Active | 8712507037565 | 48.5 | 1 | 5 | stuk | HAF | BE31190 | BD (LMH Hafoplast 71) | stuk | Connectordeksel, 4 x 3p, incl aansluitdr | Capot 4x3p incl files | No DE description available | No ENG description available
7130.535 | 3640GB4 | Active | 8712507037589 | 49.9 | 1 | 5 | stuk | HAF | BE31190 | BD (LMH Hafoplast 71) | stuk | Connectordeksel, 4 x 3p, incl aansluitdr. | Capot 4x3p incl files | No DE description available | No ENG description available
7130.715 | 3640GB21-3/4 | Active | 8712507038746 | 45.86 | 1 | 5 | stuk | HAF | BE31190 | BD (LMH Hafoplast 71) | stuk | Connectordeksel, 2x3p + 1x4p incl aansluitdraden | Capot 2x3p + 1x4p | No DE description available | No ENG description available
M125310000 | M125310000 | Active | 8000126125313 | 2.79 | 1 | 20 | stuk | Screwable terminal blocks | BE31190 | SF (LUCA,HAF&Striebel) | stuk | klemstrook (N PE) Luca 5x4 5mm | Barre de raccordement (N, PE) Luca 5x4,5mm | Terminal block (N, PE) Luca 5x4,5mm | TERMINAL BAR 5H D.4.5MM
M125320000 | M125320000 | Active | 8000126125320 | 3.73 | 1 | 20 | stuk | Screwable terminal blocks | BE31190 | SF (LUCA,HAF&Striebel) | stuk | klemstrook (N PE) Luca 10x4 5mm+3x5 6mm | Barre de raccordement (N, PE), Luca, 10x4,5mm + 3x5,6mm | TERMINAL BAR 10H D.4.5MM AND 3H D.5.6MM | TERMINAL BAR 10H D.4.5MM AND 3H D.5.6MM
M125330000 | M125330000 | Active | 8000126125337 | 4.98 | 1 | 20 | stuk | Screwable terminal blocks | BE31190 | SF (LUCA,HAF&Striebel) | stuk | klemstrook (N PE) Luca 16x4 5mm+3x5 6mm | Barre de raccordement (N, PE), Luca, 16x4,5mm + 3x5,6mm | TERMINAL BAR 16H D.4.5MM AND 3H D.5.6MM | TERMINAL BAR 16H D.4.5MM AND 3H D.5.6MM
M125340000 | M125340000 | Active | 8000126125344 | 5.45 | 1 | 20 | stuk | Screwable terminal blocks | BE31190 | SF (LUCA,HAF&Striebel) | stuk | klemstrook (N PE) Luca 15x4 5mm+6x5 6mm | Barre de raccordement (N, PE), Luca, 15x4,5mm + 6x5,6mm | TERMINAL BAR 15H D.4.5MM AND 6H D.5.6MM | TERMINAL BAR 15H D.4.5MM AND 6H D.5.6MM
M125350000 | M125350000 | Active | 8000126125351 | 5.99 | 1 | 20 | stuk | Screwable terminal blocks | BE31190 | SF (LUCA,HAF&Striebel) | stuk | klemstrook (N PE) Luca 19x4 5mm+6x5 6mm | Barre de raccordement (N, PE), Luca, 19x4,5mm + 6x5,6mm | TERMINAL BAR 19H D.4.5MM AND 6H D.5.6MM | TERMINAL BAR 19H D.4.5MM AND 6H D.5.6MM
M126440100 | M126440100 | Active | 8000126626544 | 32.66 | 1 | 18 | stuk | Europa switchboard | BE31190 | SF (LUCA,HAF&Striebel) | stuk | Luca 1 rij 4Mod trans deur R7035 | Coffret Europa IP55 Luca Appar, 1 rang, 4 mod, porte trans, R7035 | Enclosure Europa IP55 Luca Brand Wall, 1 row, 4 mod, trans door, R7035 | WALL MOUNTED SWITCHB.4M IP55
M128080020 | M128080020 | Active | 8000126128086 | 34.85 | 1 | 9 | stuk | Junction boxes | BE31190 | SF (LUCA,HAF&Striebel) | stuk | Aftakdoos Luca 205x220x140 RAL7035 IP65 | Boîte d dér Luca 205x220x140 RAL7035 IP65 | Junction box Luca 205x220x140 RAL7035 IP65 | Junction box Luca 205x220x140 RAL7035 IP65
M128120020 | M128120020 | Active | 8000126128123 | 40.83 | 1 | 6 | stuk | Junction boxes | BE31190 | SF (LUCA,HAF&Striebel) | stuk | Aftakdoos Luca 275x220x140 RAL7035 IP65 | Boîte d dér Luca 275x220x140 RAL7035 IP65 | Junction box Luca 275x220x140 RAL7035 IP65 | Junction box Luca 275x220x140 RAL7035 IP65
M128140020 | M128140020 | Active | 8000126128147 | 57.46 | 1 | 4 | stuk | Junction boxes | BE31190 | SF (LUCA,HAF&Striebel) | stuk | Aftakdoos Luca 275x370x140 RAL7035 IP65 | Boîte d dér Luca 275x370x140 RAL7035 IP65 | Junction box Luca 275x370x140 RAL7035 IP65 | Junction box Luca 275x370x140 RAL7035 IP65
M128160020 | M128160020 | Active | 8000126128161 | 84.47 | 1 | 2 | stuk | Junction boxes | BE31190 | SF (LUCA,HAF&Striebel) | stuk | Aftakdoos Luca 275x570x140 RAL7035 IP65 | Boîte d dér Luca 275x570x140 RAL7035 IP65 | Junction box Luca 275x570x140 RAL7035 IP65 | Junction box Luca 275x570x140 RAL7035 IP65
M128180020 | M128180020 | Active | 8000126128185 | 101.83 | 1 | 2 | stuk | Junction boxes | BE31190 | SF (LUCA,HAF&Striebel) | stuk | Aftakdoos Luca 380x570x140 RAL7035 IP65 | Boîte d dér Luca 380x570x140 RAL7035 IP65 | Junction box Luca 380x570x140 RAL7035 IP65 | Junction box Luca 380x570x140 RAL7035 IP65
M128180120 | M128180120 | Active | 8000126628289 | 115.15 | 1 | 2 | stuk | Junction boxes | BE31190 | SF (LUCA,HAF&Striebel) | stuk | Aftakdoos Luca 380x570x140 RAL7035 IP65 | Boîte d dér Luca 380x570x140 RAL7035 IP65 | Junction box Luca 380x570x140 RAL7035 IP65 | Junction box Luca 380x570x140 RAL7035 IP65
M128340000 | M128340000 | Active | 8000126128345 | 14.61 | 1 | 10 | stuk | Accessoiries Consumer Units (A3xx/A6xx/UKxxx/AN/AI/UA) | BE31190 | SF (LUCA,HAF&Striebel) | stuk | Mont.plaat Luca Geisoleerd 205x220 | Tôle de montage pour M127680020 et M127880020 2mm | Base plate insulating material for type 12768-12788, Dim. 205x220. | INSULATING BASE PLATE FOR BOX 205X220
M128350000 | M128350000 | Active | 8000126128352 | 3.81 | 1 | 10 | stuk | Accessoiries Consumer Units (A3xx/A6xx/UKxxx/AN/AI/UA) | BE31190 | SF (LUCA,HAF&Striebel) | stuk | Mont.plaat Luca Geisoleerd 275x220 | Tôle de montage pour M127720020 et M127920020 2mm | Base plate insulating material for type 12772-12792, Dim. 275x220. | INSULATING BASE PLATE FOR BOX 275X220
M128380000 | M128380000 | Active | 8000126128383 | 60.48 | 1 | 5 | stuk | Europa series Accessories | BE31190 | SF (LUCA,HAF&Striebel) | stuk | INSULATING BASE PLATE FOR BOX 380X570 | INSULATING BASE PLATE FOR BOX 380X570 | INSULATING BASE PLATE FOR BOX 380X570 | INSULATING BASE PLATE FOR BOX 380X570
M128450000 | M128450000 | Active | 8000126128451 | 11.87 | 1 | 10 | stuk | Accessoiries Consumer Units (A3xx/A6xx/UKxxx/AN/AI/UA) | BE31190 | SF (LUCA,HAF&Striebel) | stuk | Mont.plaat LucaMetaal 275x220 | Plaque de montage Luca | Base plate Luca | METAL BASE PLATE FOR BOX 275X220
M128580000 | M128580000 | Active | 8000126128581 | 1.62 | 1 | 20 | stuk | Accessoiries Consumer Units (A3xx/A6xx/UKxxx/AN/AI/UA) | BE31190 | SF (LUCA,HAF&Striebel) | stuk | Mont.set LucaMuur bevestiging | Jeu de montage Fixation murales | Mounting set Wall mounting | WALL MOUNTING BRACKET SET
M128630000 | M128630000 | Active | 8000126128635 | 0.44 | 1 | 25 | stuk | Accessoiries Consumer Units (A3xx/A6xx/UKxxx/AN/AI/UA) | BE31190 | SF (LUCA,HAF&Striebel) | stuk | Blindplaat Luca 4M RAL7035 | Obturateur Luca 4 modules, RAL7035 | Module cover Luca 4 modules, RAL7035 | MODULE COVER 4 MODULES GREY R7035
M128660000 | M128660000 | Active | 8000126128666 | 9.22 | 1 | 10 | stuk | Accessoiries Consumer Units (A3xx/A6xx/UKxxx/AN/AI/UA) | BE31190 | SF (LUCA,HAF&Striebel) | stuk | KEY LOCK IP65 EUROPA,FLY | KEY LOCK FOR IP65 EUROPA AND FLY | Lock | KEY LOCK FOR IP65 EUROPA AND FLY
M128920000 | M128920000 | Active | 8000126128925 | 1.88 | 1 | 50 | stuk | Junction boxes | BE31190 | SF (LUCA,HAF&Striebel) | stuk | SUPPORTING BRACKETMETAL RAILS | Pièce de jonction Luca | Connectors Luca | SUPPORTING BRACKET FOR METAL RAILS
M128940000 | M128940000 | Active | 8000126128949 | 612.24 | 1 | 30 | stuk | Accessoiries Consumer Units (A3xx/A6xx/UKxxx/AN/AI/UA) | BE31190 | SF (LUCA,HAF&Striebel) | stuk | CUTTER | CUTTER | Drill | CUTTER
M131430000 | M131430000 | Active | 8000126131437 | 51.86 | 1 | 7 | stuk | Emergency consumer Units | BE31190 | SF (LUCA,HAF&Striebel) | stuk | Livorno IP40 IP40 DIN 6M RAL3075 IP40 | Coffret Livorno IP40 Encastré, IP40, DIN 6 modules, RAL3075 | Enclosure Livorno IP40 Flush mounting, IP40, DIN 6 modules, RAL3075 | IP40 ENCL. FOR EMERG.-FLUSH-DIN 6M-GREY
M131710020 | M131710020 | Active | 8000126131710 | 75.18 | 1 | 6 | stuk | Emergency consumer Units | BE31190 | SF (LUCA,HAF&Striebel) | stuk | Livorno IP65 IP65 DIN 6M RAL3000 IP65 | Coffret Livorno IP65 Apparent, IP65, DIN 6 modules, RAL3000 | Enclosure Livorno IP65 Wall mounting, IP65, DIN 6 modules, RAL3000 | IP65 ENCL. FOR EMERG.-WALL-DIN 6M-RED
M131750020 | M131750020 | Active | 8000126131758 | 51.22 | 1 | 6 | stuk | Emergency consumer Units | BE31190 | SF (LUCA,HAF&Striebel) | stuk | IP65 ENCL.FOR EMERG.-WALL-BASE PL.-RED | Coffret Livorno IP65 Apparent, IP65, plaque de base, RAL3000 | Enclosure Livorno IP65 Wall mounting, IP65, base plate, RAL3000 | IP65 ENCL. FOR EMERG.-WALL-BASE PL.-RED
M131800000 | M131800000 | Active | 8000126131802 | 54.04 | 1 | 14 | stuk | Emergency consumer Units | BE31190 | SF (LUCA,HAF&Striebel) | stuk | IP55 ENCL.EMERG.-WALLM-RED+BUTTON | Coffret Livorno IP55 Apparent, IP55, bouton luminescent, 1NO + 1NC, RAL3000 | Enclosure Livorno IP55 Wall mounting, IP55, luminous button, 1NO + 1NC, RAL3000 | IP55 ENCL. FOR EMERG.-WALL M-RED+BUTTON
M131830000 | M131830000 | Active | 8000126131833 | 60.2 | 1 | 13 | stuk | Emergency consumer Units | BE31190 | SF (LUCA,HAF&Striebel) | stuk | IP55 ENCL.EMERG.-FLUSHM-RED+BUTTON | Coffret Livorno IP55 Encastré, IP55, bouton luminescent, 1NO + 1NC, RAL3000 | Enclosure Livorno IP55 Flush mounting, IP55, luminous button, 1NO + 1NC, RAL3000 | IP55 ENCL. FOR EMERG.-FLUSH M-RED+BUTTON
M131900000 | M131900000 | Active | 8000126208665 | 5.32 | 1 | 10 | stuk | Emergency consumer Units | BE31190 | SF (LUCA,HAF&Striebel) | stuk | Afdekplaat Livorno 13183 & 13180 | Couverture Livorno Pour 13183 & 13180 | Cover Livorno For 13183 & 13180 | SPARE PART COVER FOR ENCL. 13180-13183
M132040020 | M132040020 | Active | 8000126132045 | 71.59 | 1 | 4 | stuk | Mistral65 | BE31190 | SF (LUCA,HAF&Striebel) | stuk | Luca IP65 12M Transp.e deur f | Coffret Luca IP65 Apparent, 12 modules, porte transparante | Enclosure Luca IP65 Wall mounting, 12 modules, transparent d | IP65 BLANK FRONT ENCL.-12M-275X370X140
M132080020 | M132080020 | Active | 8000126132083 | 115.64 | 1 | 2 | stuk | Mistral65 | BE31190 | SF (LUCA,HAF&Striebel) | stuk | IP65 18MODULEN | ARMOIRE IP65 18 MODULES | Enclosure Luca IP65 Wall mounting, 18 modules, transparent door, blank front, RAL7035 | IP65 BLANK FRONT ENCL.-18M-380X570X140
1SL0816L00 | 1SL0816L00 | Active | 8000126233186 | 6.98 | 1 | 54 | stuk | Junction boxes | BE31191 | SF (LUCA,HAF&Striebel) | stuk | Aftakdoos Luca 100x100x50 1/4 IP55 | Boîte de dér Luca 100x100x50 1/4 IP55 | Junction box Luca 100x100x50 1/4 IP55 | Junction box Luca 100x100x50 1/4 IP55
1SL0820A00 | 1SL0820A00 | Active | 8000126233308 | 5.86 | 1 | 70 | stuk | Junction boxes | BE31191 | SF (LUCA,HAF&Striebel) | stuk | Aftakdoos Luca 105X70X50 1/4 IP55 | Boîte de dér Luca 105X70X50 1/4 IP55 | Junction box Luca 105X70X50 1/4 IP55 | Junction box Luca 105X70X50 1/4 IP55
1SL0820L00 | 1SL0820L00 | Active | 8000126234084 | 7.15 | 1 | 70 | stuk | Junction boxes | BE31191 | SF (LUCA,HAF&Striebel) | stuk | Aftakdoos Luca 105X70X50 1/4 IP55 | Boîte de dér Luca 105X70X50 1/4 IP55 | Junction box Luca 105X70X50 1/4 IP55 | Junction box Luca 105X70X50 1/4 IP55
1SL0821A00 | 1SL0821A00 | Active | 8000126233339 | 8.67 | 1 | 40 | stuk | Junction boxes | BE31191 | SF (LUCA,HAF&Striebel) | stuk | Aftakdoos Luca 100X100X80 1/4 IP55 | Boîte de dér Luca 100X100X80 1/4 IP55 | Junction box Luca 100X100X80 1/4 IP55 | Junction box Luca 100X100X80 1/4 IP55
1SL0821L00 | 1SL0821L00 | Active | 8000126234114 | 9.17 | 1 | 40 | stuk | Junction boxes | BE31191 | SF (LUCA,HAF&Striebel) | stuk | Aftakdoos Luca 100X100X80 1/4 IP55 | Boîte de dér Luca 100X100X80 1/4 IP55 | Junction box Luca 100X100X80 1/4 IP55 | Junction box Luca 100X100X80 1/4 IP55
1SL0822A00 | 1SL0822A00 | Active | 8000126233452 | 8.56 | 1 | 32 | stuk | Junction boxes | BE31191 | SF (LUCA,HAF&Striebel) | stuk | Aftakdoos Luca 153X110X66 1/4 IP55 | Boîte de dér Luca 153X110X66 1/4 IP55 | Junction box Luca 153X110X66 1/4 IP55 | Junction box Luca 153X110X66 1/4 IP55
1SL0822L00 | 1SL0822L00 | Active | 8000126234237 | 9.36 | 1 | 32 | stuk | Junction boxes | BE31191 | SF (LUCA,HAF&Striebel) | stuk | Aftakdoos Luca 153X110X66 1/4 IP55 | Boîte de dér Luca 153X110X66 1/4 IP55 | Junction box Luca 153X110X66 1/4 IP55 | Junction box Luca 153X110X66 1/4 IP55
1SL0824A00 | 1SL0824A00 | Active | 8000126233544 | 16.21 | 1 | 18 | stuk | Junction boxes | BE31191 | SF (LUCA,HAF&Striebel) | stuk | Aftakdoos Luca 160X135X77 1/4 IP55 | Boîte de dér Luca 160X135X77 1/4 IP55 | Junction box Luca 160X135X77 1/4 IP55 | Junction box Luca 160X135X77 1/4 IP55
1SL0824L00 | 1SL0824L00 | Active | 8000126234329 | 12.41 | 1 | 18 | stuk | Junction boxes | BE31191 | SF (LUCA,HAF&Striebel) | stuk | Aftakdoos Luca 160X135X77 1/4 IP55 | Boîte de dér Luca 160X135X77 1/4 IP55 | Junction box Luca 160X135X77 1/4 IP55 | Junction box Luca 160X135X77 1/4 IP55
1SL0826A00 | 1SL0826A00 | Active | 8000126233575 | 23.15 | 1 | 12 | stuk | Junction boxes | BE31191 | SF (LUCA,HAF&Striebel) | stuk | Aftakdoos Luca 220x170x80 1/4 IP55 | Boîte de dér Luca 220x170x80 1/4 IP55 | Junction box Luca 220x170x80 1/4 IP55 | Junction box Luca 220x170x80 1/4 IP55
1SL0826L00 | 1SL0826L00 | Active | 8000126234350 | 18.89 | 1 | 12 | stuk | Junction boxes | BE31191 | SF (LUCA,HAF&Striebel) | stuk | Aftakdoos Luca 220x170x80 1/4 IP55 | Boîte de dér Luca 220x170x80 1/4 IP55 | Junction box Luca 220x170x80 1/4 IP55 | Junction box Luca 220x170x80 1/4 IP55
1SL0828A00 | 1SL0828A00 | Active | 8000126233605 | 36.44 | 1 | 6 | stuk | Junction boxes | BE31191 | SF (LUCA,HAF&Striebel) | stuk | Aftakdoos Luca 310x240x110 1/4 IP55 | Boîte de dér Luca 310x240x110 1/4 IP55 | Junction box Luca 310x240x110 1/4 IP55 | Junction box Luca 310x240x110 1/4 IP55
1SL0828L00 | 1SL0828L00 | Active | 8000126234381 | 38.88 | 1 | 6 | stuk | Junction boxes | BE31191 | SF (LUCA,HAF&Striebel) | stuk | Aftakdoos Luca 310x240x110 1/4 IP55 | Boîte de dér Luca 310x240x110 1/4 IP55 | Junction box Luca 310x240x110 1/4 IP55 | Junction box Luca 310x240x110 1/4 IP55
1SL0832A00 | 1SL0832A00 | Active | 8000126233759 | 27.99 | 1 | 8 | stuk | Junction boxes | BE31191 | SF (LUCA,HAF&Striebel) | stuk | Aftakdoos Luca 220x170x150 1/4 IP55 | Boîte de dér Luca 220x170x150 1/4 IP55 | Junction box Luca 220x170x150 1/4 IP55 | Junction box Luca 220x170x150 1/4 IP55
1SL0846A00 | 1SL0846A00 | Active | 8000126233360 | 8.37 | 1 | 60 | stuk | Junction boxes | BE31191 | SF (LUCA,HAF&Striebel) | stuk | Aftakdoos Luca 100x100x50 1/4 IP55 | Boîte de dér Luca 100x100x50 1/4 IP55 | Junction box Luca 100x100x50 1/4 IP55 | Junction box Luca 100x100x50 1/4 IP55
1SL0846L00 | 1SL0846L00 | Active | 8000126234145 | 7.64 | 1 | 60 | stuk | Junction boxes | BE31191 | SF (LUCA,HAF&Striebel) | stuk | Aftakdoos Luca 100x100x50 1/4 IP55 | Boîte de dér Luca 100x100x50 1/4 IP55 | Junction box Luca 100x100x50 1/4 IP55 | Junction box Luca 100x100x50 1/4 IP55
1SL0850A00 | 1SL0850A00 | Active | 8000126233391 | 4.57 | 1 | 100 | stuk | Junction boxes | BE31191 | SF (LUCA,HAF&Striebel) | stuk | Aftakdoos Luca 105x70x50 1/4 IP55 | Boîte de dér Luca 105x70x50 1/4 IP55 | Junction box Luca 105x70x50 1/4 IP55 | Junction box Luca 105x70x50 1/4 IP55
1SL0851A00 | 1SL0851A00 | Active | 8000126233421 | 7.57 | 1 | 40 | stuk | Junction boxes | BE31191 | SF (LUCA,HAF&Striebel) | stuk | Aftakdoos Luca 100X100X80-1/4 TS IP55 | Boîte de dér Luca 100X100X80-1/4 TS IP55 | Junction box Luca 100X100X80-1/4 TS IP55 | Junction box Luca 100X100X80-1/4 TS IP55
1SL0851L00 | 1SL0851L00 | Active | 8000126234206 | 8.25 | 1 | 40 | stuk | Junction boxes | BE31191 | SF (LUCA,HAF&Striebel) | stuk | Aftakdoos Luca 100x100x80 1/4 IP55 | Boîte de dér Luca 100x100x80 1/4 IP55 | Junction box Luca 100x100x80 1/4 IP55 | Junction box Luca 100x100x80 1/4 IP55
1SL0852A00 | 1SL0852A00 | Active | 8000126233483 | 6.98 | 1 | 34 | stuk | Junction boxes | BE31191 | SF (LUCA,HAF&Striebel) | stuk | Aftakdoos Luca 153X110X66-1/4 TS IP55 | Boîte de dér Luca 153X110X66-1/4 TS IP55 | Junction box Luca 153X110X66-1/4 TS IP55 | Junction box Luca 153X110X66-1/4 TS IP55
1SL0852L00 | 1SL0852L00 | Active | 8000126234268 | 10.02 | 1 | 34 | stuk | Junction boxes | BE31191 | SF (LUCA,HAF&Striebel) | stuk | Aftakdoos Luca 153x110x66 1/4 IP55 | Boîte de dér Luca 153x110x66 1/4 IP55 | Junction box Luca 153x110x66 1/4 IP55 | Junction box Luca 153x110x66 1/4 IP55
1SL0854A00 | 1SL0854A00 | Active | 8000126233636 | 14.55 | 1 | 24 | stuk | Junction boxes | BE31191 | SF (LUCA,HAF&Striebel) | stuk | Aftakdoos Luca 160x137x77 1/4 IP55 | Boîte de dér Luca 160x137x77 1/4 IP55 | Junction box Luca 160x137x77 1/4 IP55 | Junction box Luca 160x137x77 1/4 IP55
1SL0854L00 | 1SL0854L00 | Active | 8000126234411 | 12.41 | 1 | 24 | stuk | Junction boxes | BE31191 | SF (LUCA,HAF&Striebel) | stuk | Aftakdoos Luca 160x137x77 1/4 IP55 | Boîte de dér Luca 160x137x77 1/4 IP55 | Junction box Luca 160x137x77 1/4 IP55 | Junction box Luca 160x137x77 1/4 IP55
1SL0856A00 | 1SL0856A00 | Active | 8000126233667 | 18.59 | 1 | 12 | stuk | Junction boxes | BE31191 | SF (LUCA,HAF&Striebel) | stuk | Aftakdoos Luca 220x170x80 1/4 IP55 | Boîte de dér Luca 220x170x80 1/4 IP55 | Junction box Luca 220x170x80 1/4 IP55 | Junction box Luca 220x170x80 1/4 IP55
1SL0856L00 | 1SL0856L00 | Active | 8000126234442 | 19.13 | 1 | 12 | stuk | Junction boxes | BE31191 | SF (LUCA,HAF&Striebel) | stuk | Aftakdoos Luca 220x170x80 1/4 IP55 | Boîte de dér Luca 220x170x80 1/4 IP55 | Junction box Luca 220x170x80 1/4 IP55 | Junction box Luca 220x170x80 1/4 IP55
1SL0858A00 | 1SL0858A00 | Active | 8000126233698 | 32.53 | 1 | 6 | stuk | Junction boxes | BE31191 | SF (LUCA,HAF&Striebel) | stuk | Aftakdoos Luca 310x240x110 1/4 IP55 | Boîte de dér Luca 310x240x110 1/4 IP55 | Junction box Luca 310x240x110 1/4 IP55 | Junction box Luca 310x240x110 1/4 IP55
1SL0858L00 | 1SL0858L00 | Active | 8000126234473 | 33.36 | 1 | 6 | stuk | Junction boxes | BE31191 | SF (LUCA,HAF&Striebel) | stuk | Aftakdoos Luca 310x240x110 1/4 IP55 | Boîte de dér Luca 310x240x110 1/4 IP55 | Junction box Luca 310x240x110 1/4 IP55 | Junction box Luca 310x240x110 1/4 IP55
1SL0860A00 | 1SL0860A00 | Active | 8000126233810 | 14.61 | 1 | 16 | stuk | Junction boxes | BE31191 | SF (LUCA,HAF&Striebel) | stuk | Aftakdoos Luca 160x135x150 IP55 | Boîte de dér Luca 160x135x150 IP55 | Junction box Luca 160x135x150 IP55 | Junction box Luca 160x135x150 IP55
1SL0860L00 | 1SL0860L00 | Active | 8000126234596 | 15.53 | 1 | 16 | stuk | Junction boxes | BE31191 | SF (LUCA,HAF&Striebel) | stuk | Aftakdoos Luca 160x135x150 1/4 IP55 | Boîte de dér Luca 160x135x150 1/4 IP55 | Junction box Luca 160x135x150 1/4 IP55 | Junction box Luca 160x135x150 1/4 IP55
1SL0862A00 | 1SL0862A00 | Active | 8000126233841 | 24.09 | 1 | 8 | stuk | Junction boxes | BE31191 | SF (LUCA,HAF&Striebel) | stuk | Aftakdoos Luca 220x170x150 1/4 IP55 | Boîte de dér Luca 220x170x150 1/4 IP55 | Junction box Luca 220x170x150 1/4 IP55 | Junction box Luca 220x170x150 1/4 IP55
1SL0862L00 | 1SL0862L00 | Active | 8000126234626 | 25.8 | 1 | 8 | stuk | Junction boxes | BE31191 | SF (LUCA,HAF&Striebel) | stuk | Aftakdoos Luca 220x170x150 1/4 IP55 | Boîte de dér Luca 220x170x150 1/4 IP55 | Junction box Luca 220x170x150 1/4 IP55 | Junction box Luca 220x170x150 1/4 IP55
1SL0864A00 | 1SL0864A00 | Active | 8000126233872 | 40.1 | 1 | 4 | stuk | Junction boxes | BE31191 | SF (LUCA,HAF&Striebel) | stuk | Aftakdoos Luca 310x240x160 1/4 IP55 | Boîte de dér Luca 310x240x160 1/4 IP55 | Junction box Luca 310x240x160 1/4 IP55 | Junction box Luca 310x240x160 1/4 IP55
1SL0864L00 | 1SL0864L00 | Active | 8000126234657 | 42.67 | 1 | 4 | stuk | Junction boxes | BE31191 | SF (LUCA,HAF&Striebel) | stuk | Aftakdoos Luca 310x240x160 1/4 IP55 | Boîte de dér Luca 310x240x160 1/4 IP55 | Junction box Luca 310x240x160 1/4 IP55 | Junction box Luca 310x240x160 1/4 IP55
1SL0874A00 | 1SL0874A00 | Active | 8000126233902 | 32.53 | 1 | 24 | stuk | Junction boxes | BE31191 | SF (LUCA,HAF&Striebel) | stuk | Aftakdoos Luca 160x135x77 1/4 IP55 | Boîte de dér Luca 160x135x77 1/4 IP55 | Junction box Luca 160x135x77 1/4 IP55 | Junction box Luca 160x135x77 1/4 IP55
1SL0874L00 | 1SL0874L00 | Active | 8000126234688 | 16.62 | 1 | 24 | stuk | Junction boxes | BE31191 | SF (LUCA,HAF&Striebel) | stuk | Aftakdoos Luca 160x135x77 1/4 IP55 | Boîte de dér Luca 160x135x77 1/4 IP55 | Junction box Luca 160x135x77 1/4 IP55 | Junction box Luca 160x135x77 1/4 IP55
1SL0876A00 | 1SL0876A00 | Active | 8000126233933 | 26.28 | 1 | 12 | stuk | Junction boxes | BE31191 | SF (LUCA,HAF&Striebel) | stuk | Aftakdoos Luca 220x170x80 1/4 IP55 | Boîte de dér Luca 220x170x80 1/4 IP55 | Junction box Luca 220x170x80 1/4 IP55 | Junction box Luca 220x170x80 1/4 IP55
1SL0876L00 | 1SL0876L00 | Active | 8000126234718 | 27.99 | 1 | 12 | stuk | Junction boxes | BE31191 | SF (LUCA,HAF&Striebel) | stuk | Aftakdoos Luca 220x170x80 IP55 | Boîte de dér Luca 220x170x80 IP55 | Junction box Luca 220x170x80 IP55 | Junction box Luca 220x170x80 IP55
1SL0878A00 | 1SL0878A00 | Active | 8000126233964 | 46.22 | 1 | 6 | stuk | Junction boxes | BE31191 | SF (LUCA,HAF&Striebel) | stuk | Aftakdoos Luca 310x240x110 1/4 IP55 | Boîte de dér Luca 310x240x110 1/4 IP55 | Junction box Luca 310x240x110 1/4 IP55 | Junction box Luca 310x240x110 1/4 IP55
1SL0880L00 | 1SL0880L00 | Active | 8000126234770 | 22.63 | 1 | 16 | stuk | Junction boxes | BE31191 | SF (LUCA,HAF&Striebel) | stuk | Aftakdoos Luca 160X135X150mm IP55 | Boîte de dér Luca 160X135X150mm IP55 | Junction box Luca 160X135X150mm IP55 | Junction box Luca 160X135X150mm IP55
1SL0882A00 | 1SL0882A00 | Active | 8000126234022 | 34.59 | 1 | 8 | stuk | Junction boxes | BE31191 | SF (LUCA,HAF&Striebel) | stuk | Aftakdoos Luca 220x170x150 1/4 IP55 | Boîte de dér Luca 220x170x150 1/4 IP55 | Junction box Luca 220x170x150 1/4 IP55 | Junction box Luca 220x170x150 1/4 IP55
1SL0882L00 | 1SL0882L00 | Active | 8000126234800 | 36.91 | 1 | 8 | stuk | Junction boxes | BE31191 | SF (LUCA,HAF&Striebel) | stuk | Aftakdoos Luca 220x170x150 1/4 IP55 | Boîte de dér Luca 220x170x150 1/4 IP55 | Junction box Luca 220x170x150 1/4 IP55 | Junction box Luca 220x170x150 1/4 IP55
1SL0884A00 | 1SL0884A00 | Active | 8000126234053 | 54.15 | 1 | 4 | stuk | Junction boxes | BE31191 | SF (LUCA,HAF&Striebel) | stuk | Aftakdoos Luca 310x240x160 1/4 IP55 | Boîte de dér Luca 310x240x160 1/4 IP55 | Junction box Luca 310x240x160 1/4 IP55 | Junction box Luca 310x240x160 1/4 IP55
1SL0884L00 | 1SL0884L00 | Active | 8000126234831 | 57.71 | 1 | 4 | stuk | Junction boxes | BE31191 | SF (LUCA,HAF&Striebel) | stuk | Aftakdoos Luca 310x240x160 1/4 IP55 | Boîte de dér Luca 310x240x160 1/4 IP55 | Junction box Luca 310x240x160 1/4 IP55 | Junction box Luca 310x240x160 1/4 IP55
1SL0926A00 | 1SL0926A00 | Active | 8000126039450 | 75.06 | 1 | 12 | stuk | Junction boxes | BE31191 | SF (LUCA,HAF&Striebel) | stuk | Aftakdoos Luca 220x170x80 1/4 IP55 | Boîte de dér Luca 220x170x80 1/4 IP55 | Junction box Luca 220x170x80 1/4 IP55 | Junction box Luca 220x170x80 1/4 IP55
1SPA007125T0260 | BM-MD | Active | 8712507083647 | 41.55 | 1 | 1 | stuk | IP30 - Wall (Hafonorm - HAK) | BE31191 | BD (LMH Hafoplast 71) | stuk | Hollewanddoos aftekengereedschap | Template for wall junction boxes | Template for wall junction boxes | Template for wall junction boxes
1SPA007126F0401 | HW52-F | Active | 8712507140982 | 9.26 | 1 | 120 | stuk | Wall Box | BE31191 | BD (LMH Hafoplast 71) | stuk | Hollewanddoos Hollewanddoos 50 mm diep | HW52-F Boîtier mur creux 76 mm | Hollow wall box | Round; 1 electric fitting
1SPA007126F0402 | HW52-F IGD | Active | 8712507140999 | 13.52 | 1 | 50 | stuk | Wall Box | BE31191 | BD (LMH Hafoplast 71) | stuk | Inzetstuk luchtdicht en geluiddempend | HW52-F IGD Insert étanche air et son pour boîtier mur creux HW52-F | Hollow wall box airtight | Hollow wall box airtight
1SPA007127F0301 | HW52-F BW | Active | 8712507141019 | 33.67 | 1 | 50 | stuk | Wall Box | BE31191 | BD (LMH Hafoplast 71) | stuk | Hollewanddoos brandwerend 50 mm diep | HW52-F BW boîtier mur creux 76 mm, ignifugé | Hollow wall box fire retardent | Round; 1 electric fitting
1SPA007128F0110 | MT/16-19 | Active | 8712507082237 | 0.95 | 1 | 50 | stuk | Junction boxes | BE31191 | BD (LMH Hafoplast 71) | stuk | Buisinvoer voor MD-doos, 16/19 mm | Buisinvoer voor MD-doos, 16/19 mm | Insert 16/19mm (for MD-box) | Insert 16/19mm (for MD-box)
1SPA007128F0120 | MT/2x16-19 | Active | 8712507082268 | 1.11 | 1 | 50 | stuk | Junction boxes | BE31191 | BD (LMH Hafoplast 71) | stuk | nzetstuk, voor MD-doos, 2x16/19 mm | Buisinvoer voor MD-doos, 2x16/19 mm | Insert 2x16/19mm (for MD-box) | Insert 2x16/19mm (for MD-box)
1SPA007128F0130 | RP-MD | Active | 8712507094841 | 0.7 | 1 | 100 | stuk | HAF | BE31191 | BD (LMH Hafoplast 71) | stuk | Reparatiepoort voor de MD-doos | Reparatiepoort voor de MD-doos | No DE description available | No ENG description available
1SPA007128F0250 | HW52-F MT | Active | 8712507446893 | 1.27 | 1 | 50 | stuk | Junction boxes | BE31191 | BD (LMH Hafoplast 71) | stuk | Hollewanddoos Doorvoertuit voor HW52-F | Insert tube 1 x 16/19/20 mm pour HW52-F | Tube insert 1 x 16/19/20mm for HW52-F | Tube insert 1 x 16/19/20mm for HW52-F
1SPA007129F0740 | DTR-HW | Active | 8712507087263 | 1.58 | 1 | 100 | stuk | Junction boxes | BE31191 | BD (LMH Hafoplast 71) | stuk | Traceerbaar deksel HW51-F en HW52-F | Traceerbaar deksel HW51-F | Traceable cover for HW51-F and HW52-F | Round;
1SPA007130F0810 | 3665MA | Active | 8712507133335 | 3.06 | 1 | 10 | stuk | Junction boxes | BE31191 | BD (LMH Hafoplast 71) | stuk | Kabel 3665 schetsplaten gootsystemen | Kit montage pour usage de 3665 sur systèmes de goulottes | Mounting hkit for use of 3665 on trunking systems | Mounting kit for use of 3665 on trunking systems
1SPA007130F0820 | 3665KV | Active | 8712507133342 | 1.4 | 1 | 100 | stuk | Junction boxes | BE31191 | BD (LMH Hafoplast 71) | stuk | Kabel 3665 KabelVergr. | Ancrage de câble pour boîtier de câbles 3665 | Cable anchorage for cablebox 3665 | Cable anchorage for cablebox 3665
4TBB600669C0200 | FOB25BX60 | Active | 4022903028833 | 247.63 | 1 | 1 | stuk | Flex-O-box | BE31191 | 1U (F21 JUNCT.BOX 2.5MM2) | stuk | Flex-O-Box Jr box rood 60x 25mm2 | Flex-o-Box Jr box rouge 60x 25 mm2 | Flex-o-Box Jr box red 60x 25 mm2 | Flex-o-Box Jr box red 60x 25 mm2
4TBB600676C0200 | FOB6BX40 | Active | 4022903028826 | 208.77 | 1 | 1 | stuk | Flex-O-box | BE31191 | 1V (F23 JUNCT.BOX6-10MM2) | stuk | Flex-O-Box 40x 6mm2 box grijs | Flex-O-Box 40x 6mm2 box gris | Flex-O-Box 40x 6mm2 box grey | Flex-O-Box 40pcs 6mm2 box grey
4TBG861746R0100 | MB861746 | Active | 4022903006428 | 3.28 | 1 | 1 | stuk | Multibox | BE31191 | 6W (L20 MULTIBOX) | stuk | MultiBox DIN-PROFIELEN NS 35 L=81 | MB DIN-PROFIELEN NS 35 L=81 | MB DIN-PROFIELEN NS 35 L=81 | MB DIN-PROFILES NS 35 L=81
4TBS555151C0200 | SEM551M | Active | 4022903035756 | 21.47 | 1 | 1 | stuk | Series 55 | BE31191 | 1Q (F17 JUNCT.BOX 10MM2) | stuk | 10MM2 JUNCTION BOX (METRIC) | 10MM2 JUNCTION BOX (METRIC) |  | 10MM2 JUNCTION BOX (METRIC)
4TBS555152C0200 | SEM551T | Active | 4022903035763 | 33.22 | 1 | 1 | stuk | Series 55 | BE31191 | 1Q (F17 JUNCT.BOX 10MM2) | stuk | 10MM2 JUNCTION BOX (METRIC) + TERMINALS | 10MM2 JUNCTION BOX (METRIC) + TERMINALS |  | 10MM2 JUNCTION BOX (METRIC) + TERMINALS
4TBS555153C0200 | SEM552M | Active | 4022903035770 | 34.53 | 1 | 1 | stuk | Series 55 | BE31191 | 1R (F18 JUNCT.BOX 16MM2) | stuk | 16MM2 JUNCTION BOX (METRIC) | 16MM2 JUNCTION BOX (METRIC) |  | 16MM2 JUNCTION BOX (METRIC)
4TBS555154C0200 | SEM552T | Active | 4022903035787 | 54.31 | 1 | 1 | stuk | Series 55 | BE31191 | 1R (F18 JUNCT.BOX 16MM2) | stuk | 16MM2 JUNCTION BOX (METRIC) + TERMINALS | 16MM2 JUNCTION BOX (METRIC) + TERMINALS |  | 16MM2 JUNCTION BOX (METRIC) + TERMINALS
4TBS555155C0200 | SEM553EMP | Active | 4022903035794 | 42.57 | 1 | 1 | stuk | Series 55 | BE31191 | 1S (F19 JUNCT.BOX 25MM2) | stuk | 25MM2 JUNCTION BOX (METRIC) | 25MM2 JUNCTION BOX (METRIC) |  | 25MM2 JUNCTION BOX (METRIC)
4TBS555156C0200 | SEM553T25 | Active | 4022903035800 | 98.25 | 1 | 1 | stuk | Series 55 | BE31191 | 1S (F19 JUNCT.BOX 25MM2) | stuk | 25MM2 JUNCTION BOX (METRIC) + TERMINALS | 25MM2 JUNCTION BOX (METRIC) + TERMINALS |  | 25MM2 JUNCTION BOX (METRIC) + TERMINALS
4TBS555157C0200 | SEM55PR6 | Active | 4022903035817 | 228.31 | 1 | 1 | stuk | Series 55 | BE31191 | 1R (F18 JUNCT.BOX 16MM2) | stuk | S55 JUNCT.BOX (METRIC) +6XSOCK.OUTL2P+E. | S55 JUNCT.BOX (METRIC) +6XSOCK.OUTL2P+E. |  | S55 JUNCT.BOX (METRIC) +6XSOCK.OUTL2P+E.
4TBS555158C0200 | SEM55PR4 | Active | 4022903035824 | 224.02 | 1 | 1 | stuk | Series 55 | BE31191 | 1R (F18 JUNCT.BOX 16MM2) | stuk | S55 JUNCT.BOX (METRIC) +4XSOCK.OUTL2P+E. | S55 JUNCT.BOX (METRIC) +4XSOCK.OUTL2P+E. |  | S55 JUNCT.BOX (METRIC) +4XSOCK.OUTL2P+E.
7126.110 | HW50 | Active | 8712507001948 | 8.97 | 1 | 100 | stuk | HAF | BE31191 | BD (LMH Hafoplast 71) | stuk | Hollewanddoos HW Holle wand doos 50 mm 2x16mm + 2x19mm | Boîtier de raccordement pour paroi creuse | No DE description available | No ENG description available
7126.120 | HW50-G | Active | 8712507001962 | 8.97 | 1 | 100 | stuk | HAF | BE31191 | BD (LMH Hafoplast 71) | stuk | HWD 50 mm 1x16+1x19mm, boorm 76mm | 50 mm 1x16 + 1x19 mm, taille de mèche 76 mm Boîtier de raccordement pour paroi creuse | No DE description available | No ENG description available
7128.160 | 3560 | Active | 8712507002297 | 1.13 | 1 | 50 | stuk | HAF | BE31191 | BD (LMH Hafoplast 71) | stuk | Hollewanddoos HW Inzetstuk 1 x 16mm, voor H-dozen | Insert 1 x 16 mm pour boîtiers de type H | No DE description available | No ENG description available
7128.180 | 3562 | Active | 8712507002358 | 1.17 | 1 | 50 | stuk | HAF | BE31191 | BD (LMH Hafoplast 71) | stuk | Hollewanddoos HW Inzetstuk 2x16 mm, voor H-dozen | Insert 2 x 16 mm pour boîtiers de type H | No DE description available | No ENG description available
7129.110 | H4 | Active | 8712507002389 | 0.65 | 1 | 50 | stuk | HAF | BE31191 | BD (LMH Hafoplast 71) | stuk | Hollewanddoos HW Verhogingsring 4 mm, stapelbaar | Anneau de compensation 4 mm, empilable pour boîtier de raccordement au mur | No DE description available | No ENG description available
7129.120 | H6 | Active | 8712507002419 | 0.65 | 1 | 50 | stuk | HAF | BE31191 | BD (LMH Hafoplast 71) | stuk | Hollewanddoos HW Verhogingsring 6 mm, stapelbaar | Anneau de compensation 6 mm, empilable pour boîtier de raccordement au mur | No DE description available | No ENG description available
7129.410 | 3569 | Active | 8712507002563 | 2.26 | 1 | 100 | stuk | HAF | BE31191 | BD (LMH Hafoplast 71) | stuk | Hollewanddoos HW Montagesteun voor HW50 | Support de montage pour HW50 | No DE description available | No ENG description available
7138.110 | 3525 | Active | 8712507002808 | 1.29 | 1 | 100 | stuk | HAF | BE31191 | BD (LMH Hafoplast 71) | stuk | Hollewanddoos HW Inzetstuk voor 3640, 1 x 16 mm | Hollewanddoos HW Inzetstuk voor 3640, 1 x 16 mm | No DE description available | No ENG description available
7139.120 | 2008.191 | Active | 8712507002860 | 0.67 | 1 | 100 | stuk | HAF | BE31191 | BD (LMH Hafoplast 71) | stuk | Kabelgeleider 3640, t.b.v. inzetstuk 3525 | Kabelgeleider 3640, t.b.v. inzetstuk 3525 | No DE description available | No ENG description available
M008000100 | M008000100 | Active | 8000126508109 | 2.69 | 1 | 6 | stuk | Junction boxes | BE31191 | SF (LUCA,HAF&Striebel) | stuk | Aftakdoos Luca IP44 dia.60 H 35 | Boîte de dér Luca IP44 dia.60 H 35 | Junction box Luca IP44 dia.60 H 35 | Junction box Luca IP44 dia.60 H 35
M008020100 | M008020100 | Active | 8000126508123 | 3.33 | 1 | 6 | stuk | Junction boxes | BE31191 | SF (LUCA,HAF&Striebel) | stuk | Aftakdoos Luca IP44 dia.80 H 40 | Boîte de dér Luca IP44 dia.80 H 40 | Junction box Luca IP44 dia.80 H 40 | Junction box Luca IP44 dia.80 H 40
M008100100 | M008100100 | Active | 8000126508208 | 3.83 | 1 | 5 | stuk | Junction boxes | BE31191 | SF (LUCA,HAF&Striebel) | stuk | Aftakdoos Luca IP44 80x80x40 | Boîte de dérivation Luca IP44 80x80x40 | Junction box Luca IP44 80x80x40 | Junction box Luca IP44 80x80x40
M008160000 | M008160000 | Active | 8000126008166 | 7.46 | 1 | 54 | stuk | Junction boxes | BE31191 | SF (LUCA,HAF&Striebel) | stuk | Aftakdoos Luca IP55 100x100x50 | Boîte de dérivation Luca IP55 100x100x50 | Junction box Luca IP55 100x100x50 | Junction box Luca IP55 100x100x50
M008200000 | M008200000 | Active | 8000126008203 | 6.6 | 1 | 70 | stuk | Junction boxes | BE31191 | SF (LUCA,HAF&Striebel) | stuk | Aftakdoos Luca IP55 105x70X50 | Boîte de dérivation Luca IP55 105x70X50 | Junction box Luca IP55 105x70X50 | Junction box Luca IP55 105x70X50
M008210000 | M008210000 | Active | 8000126008210 | 8.49 | 1 | 40 | stuk | Junction boxes | BE31191 | SF (LUCA,HAF&Striebel) | stuk | Aftakdoos Luca IP55 100x100X80 | Boîte de dérivation Luca IP55 100x100X80 | Junction box Luca IP55 100x100X80 | Junction box Luca IP55 100x100X80
M008220000 | M008220000 | Active | 8000126008227 | 11.61 | 1 | 32 | stuk | Junction boxes | BE31191 | SF (LUCA,HAF&Striebel) | stuk | Aftakdoos Luca IP55 153x110X66 | Boîte de dérivation Luca IP55 153x110X66 | Junction box Luca IP55 153x110X66 | Junction box Luca IP55 153x110X66
M008460000 | M008460000 | Active | 8000126008463 | 6.98 | 1 | 60 | stuk | Junction boxes | BE31191 | SF (LUCA,HAF&Striebel) | stuk | Aftakdoos Luca IP55 100x100X50 | Boîte de dérivation Luca IP55 100x100X50 | Junction box Luca IP55 100x100X50 | Junction box Luca IP55 100x100X50
M008500000 | M008500000 | Active | 8000126008500 | 5.97 | 1 | 100 | stuk | Junction boxes | BE31191 | SF (LUCA,HAF&Striebel) | stuk | Aftakdoos Luca IP55 105x70X50 | Boîte de dérivation Luca IP55 105x70X50 | Junction box Luca IP55 105x70X50 | Junction box Luca IP55 105x70X50
M008510000 | M008510000 | Active | 8000126008517 | 7.51 | 1 | 40 | stuk | Junction boxes | BE31191 | SF (LUCA,HAF&Striebel) | stuk | Aftakdoos Luca IP55 100x100X80 | Boîte de dérivation Luca IP55 100x100X80 | Junction box Luca IP55 100x100X80 | Junction box Luca IP55 100x100X80
M008520000 | M008520000 | Active | 8000126008524 | 9.61 | 1 | 34 | stuk | Junction boxes | BE31191 | SF (LUCA,HAF&Striebel) | stuk | Aftakdoos Luca IP55 153x110X66 | Boîte de dérivation Luca IP55 153x110X66 | Junction box Luca IP55 153x110X66 | Junction box Luca IP55 153x110X66
M008720000 | M008720000 | Active | 8000126008722 | 12.47 | 1 | 34 | stuk | Junction boxes | BE31191 | SF (LUCA,HAF&Striebel) | stuk | Aftakdoos Luca IP55 153x110x66 | Boîte de dérivation Luca IP55 153x110x66 | Junction box Luca IP55 153x110x66 | Junction box Luca IP55 153x110x66
M009000000 | M009000000 | Active | 8000126009002 | 8 | 1 | 10 | stuk | Junction boxes | BE31191 | SF (LUCA,HAF&Striebel) | stuk | Grondplaat Luca 160x135 | Plaque de base Luca 160x135 | Base plate Luca 160x135 | IP44-IP55-IP65 junction boxes in thermoplastic material
M009000100 | M009000100 | Active | 8000126509106 | 8.87 | 1 | 10 | stuk | Junction boxes | BE31191 | SF (LUCA,HAF&Striebel) | stuk | Grondplaat Luca 160x135 | Plaque de base Luca 160x135 | Base plate Luca 160x135 | METAL BACK-PLATE F.BOX 120X149
M009020000 | M009020000 | Active | 8000126009026 | 11.61 | 1 | 5 | stuk | Junction boxes | BE31191 | SF (LUCA,HAF&Striebel) | stuk | Grondplaat Luca 220x170 | Plaque de base Luca 220x170 | Base plate Luca 220x170 | IP44-IP55-IP65 junction boxes in thermoplastic material
M009020100 | M009020100 | Active | 8000126509120 | 13.15 | 1 | 5 | stuk | Junction boxes | BE31191 | SF (LUCA,HAF&Striebel) | stuk | Mont.plaat Luca 220x170mm | Plaque de montage Luca 220x170mm | Base plate Luca Brand 220x170mm | METAL BACK-PLATE F.BOX 153X200
M009040000 | M009040000 | Active | 8000126009040 | 19.26 | 1 | 5 | stuk | Junction boxes | BE31191 | SF (LUCA,HAF&Striebel) | stuk | Grondplaat Luca 310x240 | Plaque de base Luca 310x240 | Base plate Luca 310x240 | IP44-IP55-IP65 junction boxes in thermoplastic material
M009040100 | M009040100 | Active | 8000126509144 | 21.65 | 1 | 5 | stuk | Junction boxes | BE31191 | SF (LUCA,HAF&Striebel) | stuk | Mont.plaat Luca 310x240mm | Plaque de montage Luca 310x240mm | Base plate Luca Brand 310x240mm | METAL BACK-PLATE F.BOX 222X290
M009310000 | M009310000 | Active | 8000126009316 | 1.08 | 1 | 100 | stuk | Junction boxes | BE31191 | SF (LUCA,HAF&Striebel) | stuk | IP44-IP55-IP65 junction box in therm.PVC | Presse-étoupe Luca Pg9 | Cable gland Luca Pg9 | IP44-IP55-IP65 junction boxes in thermoplastic material
M009320000 | M009320000 | Active | 8000126009323 | 1.11 | 1 | 100 | stuk | Junction boxes | BE31191 | SF (LUCA,HAF&Striebel) | stuk | IP44-IP55-IP65 junction box in therm.PVC | Presse-étoupe Luca Pg11 | Cable gland Luca Pg11 | IP44-IP55-IP65 junction boxes in thermoplastic material
M009330000 | M009330000 | Active | 8000126009330 | 1.55 | 1 | 50 | stuk | Junction boxes | BE31191 | SF (LUCA,HAF&Striebel) | stuk | Wartel Luca Pg13 5 | Presse-étoupe Luca Pg13,5 | Cable gland Luca Pg13,5 | IP44-IP55-IP65 junction boxes in thermoplastic material
M009340000 | M009340000 | Active | 8000126009347 | 1.79 | 1 | 50 | stuk | Junction boxes | BE31191 | SF (LUCA,HAF&Striebel) | stuk | IP44-IP55-IP65 junction box in therm.PVC | Presse-étoupe Luca Pg16 | Cable gland Luca Pg16 | IP44-IP55-IP65 junction boxes in thermoplastic material
M009350000 | M009350000 | Active | 8000126009354 | 2.57 | 1 | 50 | stuk | Junction boxes | BE31191 | SF (LUCA,HAF&Striebel) | stuk | IP44-IP55-IP65 junction box in therm.PVC | Presse-étoupe Luca Pg21 | Cable gland Luca Pg21 | IP44-IP55-IP65 junction boxes in thermoplastic material
M009360000 | M009360000 | Active | 8000126009361 | 4.48 | 1 | 25 | stuk | Junction boxes | BE31191 | SF (LUCA,HAF&Striebel) | stuk | IP44-IP55-IP65 junction box in therm.PVC | Presse-étoupe Luca Pg29 | Cable gland Luca Pg29 | IP44-IP55-IP65 junction boxes in thermoplastic material
M009370000 | M009370000 | Active | 8000126009378 | 6.42 | 1 | 25 | stuk | Junction boxes | BE31191 | SF (LUCA,HAF&Striebel) | stuk | IP44-IP55-IP65 junction box in therm.PVC | Presse-étoupe Luca Pg36 | Cable gland Luca Pg36 | IP44-IP55-IP65 junction boxes in thermoplastic material
M009380000 | M009380000 | Active | 8000126009385 | 10.64 | 1 | 15 | stuk | Junction boxes | BE31191 | SF (LUCA,HAF&Striebel) | stuk | IP44-IP55-IP65 junction box in therm.PVC | Presse-étoupe Luca Pg42 | Cable gland Luca Pg42 | IP44-IP55-IP65 junction boxes in thermoplastic material
M009410000 | M009410000 | Active | 8000126009415 | 0.48 | 1 | 100 | stuk | Junction boxes | BE31191 | SF (LUCA,HAF&Striebel) | stuk | Moer voor wartel Luca Pg9 | Ecrou pour presse-étoupe Luca Pg9 | Nut for cable gland Luca Pg9 | IP44-IP55-IP65 junction boxes in thermoplastic material
M009420000 | M009420000 | Active | 8000126009422 | 0.5 | 1 | 100 | stuk | Junction boxes | BE31191 | SF (LUCA,HAF&Striebel) | stuk | Moer voor wartel Luca Pg11 | Ecrou pour presse-étoupe Luca Pg11 | Nut for cable gland Luca Pg11 | IP44-IP55-IP65 junction boxes in thermoplastic material
M009430000 | M009430000 | Active | 8000126009439 | 0.66 | 1 | 50 | stuk | Junction boxes | BE31191 | SF (LUCA,HAF&Striebel) | stuk | Moer voor wartel Luca Pg13 5 | Ecrou pour presse-étoupe Luca Pg13,5 | Nut for cable gland Luca Pg13,5 | IP44-IP55-IP65 junction boxes in thermoplastic material
M009440000 | M009440000 | Active | 8000126009446 | 0.74 | 1 | 50 | stuk | Junction boxes | BE31191 | SF (LUCA,HAF&Striebel) | stuk | Moer voor wartel Luca Pg16 | Ecrou pour presse-étoupe Luca Pg16 | Nut for cable gland Luca Pg16 | IP44-IP55-IP65 junction boxes in thermoplastic material
M009450000 | M009450000 | Active | 8000126009453 | 0.91 | 1 | 50 | stuk | Junction boxes | BE31191 | SF (LUCA,HAF&Striebel) | stuk | Moer voor wartel Luca Pg21 | Ecrou pour presse-étoupe Luca Pg21 | Nut for cable gland Luca Pg21 | IP44-IP55-IP65 junction boxes in thermoplastic material
M009460000 | M009460000 | Active | 8000126009460 | 1.51 | 1 | 50 | stuk | Junction boxes | BE31191 | SF (LUCA,HAF&Striebel) | stuk | Moer voor wartel Luca Pg29 | Ecrou pour presse-étoupe Luca Pg29 | Nut for cable gland Luca Pg29 | IP44-IP55-IP65 junction boxes in thermoplastic material
M009470000 | M009470000 | Active | 8000126009477 | 2.3 | 1 | 25 | stuk | Junction boxes | BE31191 | SF (LUCA,HAF&Striebel) | stuk | Moer voor wartel Luca Pg36 | Ecrou pour presse-étoupe Luca Pg36 | Nut for cable gland Luca Pg36 | IP44-IP55-IP65 junction boxes in thermoplastic material
M009480000 | M009480000 | Active | 8000126009484 | 2.63 | 1 | 25 | stuk | Junction boxes | BE31191 | SF (LUCA,HAF&Striebel) | stuk | Moer voor wartel Luca Pg42 | Ecrou pour presse-étoupe Luca Pg42 | Nut for cable gland Luca Pg42 | IP44-IP55-IP65 junction boxes in thermoplastic material
M009630000 | M009630000 | Active | 8000126206005 | 0.69 | 1 | 50 | stuk | Junction boxes | BE31191 | SF (LUCA,HAF&Striebel) | stuk | Kabelwartel LucaM20 | Presse-étoupe Luca M20 | Cable gland nut Luca M20 | NUT FOR CABLE GLAND M20
M009660000 | M009660000 | Active | 8000126206098 | 2.64 | 1 | 25 | stuk | Junction boxes | BE31191 | SF (LUCA,HAF&Striebel) | stuk | Kabelwartel LucaM40 | Presse-étoupe Luca M40 | Cable gland nut Luca M40 | Hexagonal; IP44-IP55-IP65 junction boxes in thermoplastic material
1SL1931A00 | 1SL1931A00 | Active | 8000126102956 | 11.96 | 1 | 30 | stuk | Accessoiries Consumer Units (A3xx/A6xx/UKxxx/AN/AI/UA) | BE31192 | SF (LUCA,HAF&Striebel) | stuk | KastMistral65/FOR65 Slotsleutel FOR65 | Serrure à clé FOR65 | Lock with key FOR65 | Lock with key MISTRAL65
1SLM006501G1200 | FOR65T4M | Active | 8000126310153 | 32.61 | 1 | 1 | stuk | FOR65 | BE31192 | SF (LUCA,HAF&Striebel) | stuk | FOR65 4M 1R transparante deur | FOR65 4M smoked dark grey transp. door | Fix-O-Rail 65 4M 1R transparant door | FOR65 4M smoked dark grey transp. door
1SLM006501G1201 | FOR65T8M | Active | 8000126310177 | 39.32 | 1 | 1 | stuk | FOR65 | BE31192 | SF (LUCA,HAF&Striebel) | stuk | FOR65 8M 1R transparante deur | FOR65 8M smoked dark grey tr. door 6LP | Fix-O-Rail 65 8M 1R transparant door | FOR65 8M smoked dark grey tr. door 6LP
1SLM006501G1202 | FOR65T12M | Active | 8000126310191 | 98.99 | 1 | 1 | stuk | FOR65 | BE31192 | SF (LUCA,HAF&Striebel) | stuk | FOR65 12M 1R transparante deur | FOR65 12M smoked dark grey tr. door 10LP | Fix-O-Rail 65 12M 1R transparant door | FOR65 12M smoked dark grey tr. door 10LP
1SLM006501G1203 | FOR65T18M | Active | 8000126310214 | 147.25 | 1 | 1 | stuk | FOR65 | BE31192 | SF (LUCA,HAF&Striebel) | stuk | FOR65 18M 1R transparante deur | FOR65 18M smoked dark grey tr. door 10LP | Fix-O-Rail 65 18M 1R transparant door | FOR65 18M smoked dark grey tr. door 10LP
1SLM006501G1204 | FOR65T24M | Active | 8000126310238 | 159.08 | 1 | 1 | stuk | FOR65 | BE31192 | SF (LUCA,HAF&Striebel) | stuk | FOR65 24M 1R transparante deur | FOR65 24M smoked dark grey tr. door 14LP | Fix-O-Rail 65 24M 1R transparant door | FOR65 24M smoked dark grey tr. door 14LP
1SLM006501G1205 | FOR65T36M2R | Active | 8000126310252 | 261.5 | 1 | 1 | stuk | FOR65 | BE31192 | SF (LUCA,HAF&Striebel) | stuk | FOR65 36M 2R transparante deur | FOR65 36M smoked d. grey tr.door 2R 22LP | Fix-O-Rail 65 36M 2R transparant door | FOR65 36M smoked d. grey tr.door 2R 22LP
1SLM006501G1206 | FOR65T36M3R | Active | 8000126310276 | 207.47 | 1 | 1 | stuk | FOR65 | BE31192 | SF (LUCA,HAF&Striebel) | stuk | FOR65 36M 3R transparante deur | FOR65 36M smoked d. grey tr.door 3R 22LP | Fix-O-Rail 65 36M 3R transparant door | FOR65 36M smoked d. grey tr.door 3R 22LP
1SLM006501G1207 | FOR65T48M | Active | 8000126310290 | 276.72 | 1 | 1 | stuk | FOR65 | BE31192 | SF (LUCA,HAF&Striebel) | stuk | FOR65 48M 4R transparante deur | FOR65 48M smoked d. grey transp. d. 26LP | Fix-O-Rail 65 48M 4R transparant door | FOR65 48M smoked d. grey transp. d. 26LP
1SLM006501G1208 | FOR65T54M | Active | 8000126310313 | 346.61 | 1 | 1 | stuk | FOR65 | BE31192 | SF (LUCA,HAF&Striebel) | stuk | FOR65 54M 4R transparante deur | FOR65 54M smoked d. grey transp. d. 28LP | Fix-O-Rail 65 54M 4R transparant door | FOR65 54M smoked d. grey transp. d. 28LP
1SLM006501G1209 | FOR65T72M | Active | 8000126310337 | 473.54 | 1 | 1 | stuk | FOR65 | BE31192 | SF (LUCA,HAF&Striebel) | stuk | FOR65 72M 5R transparante deur | FOR65 72M smoked d. grey transp. d. 44LP | Fix-O-Rail 65 72M 5R transparant door | FOR65 72M smoked d. grey transp. d. 44LP
1SPE007715F0731 | 41Z57 | Active | 8712507123497 | 3.77 | 1 | 5 | stuk | Screwable terminal blocks | BE31192 | SF (LUCA,HAF&Striebel) | stuk | klemstrook Mistral/FOR65 N 3*16mm²+3*25mm² | Bornes de raccordements Mistral N 3*16mm²+3*25mm² | Terminal block Mistral N 3*16mm²+3*25mm² | Terminal block N 3x16mm²+3x6mm²
1SPE007715F0732 | 41Z58 | Active | 8712507123503 | 6.46 | 1 | 5 | stuk | Screwable terminal blocks | BE31192 | SF (LUCA,HAF&Striebel) | stuk | Mistral/FOR65 N 5*16mm²+6*25mm² | Bornes de raccordements Mistral N 5*16mm²+6*25mm² | Terminal block Mistral N 5*16mm²+6*25mm² | Terminal block N 5x16mm²+6x6mm²
1SPE007715F0733 | 41Z59 | Active | 8712507123510 | 8.68 | 1 | 5 | stuk | Screwable terminal blocks | BE31192 | SF (LUCA,HAF&Striebel) | stuk | Mistral/FOR65 N 7*16mm²+9*25mm² | Bornes de raccordements Mistral N 7*16mm²+9*25mm² | Terminal block Mistral N 7*16mm²+9*25mm² | Terminal block N 7x16mm²+9x6mm²
1SPE007715F0734 | 41Z60 | Active | 8712507123527 | 10.87 | 1 | 5 | stuk | Screwable terminal blocks | BE31192 | SF (LUCA,HAF&Striebel) | stuk | Mistral/FOR65 N 9*16mm²+12*25mm² | Bornes de raccordements Mistral N 9*16mm²+12*25mm² | Terminal block Mistral N 9*16mm²+12*25mm² | Terminal block N 9x16mm²+12x6mm²
1SPE007715F0735 | 41Z61 | Active | 8712507123534 | 14.09 | 1 | 5 | stuk | Screwable terminal blocks | BE31192 | SF (LUCA,HAF&Striebel) | stuk | Mistral/FOR65 N 11*16mm²+15*25mm² | Bornes de raccordements Mistral N 11*16mm²+15*25mm² | Terminal block Mistral N 11*16mm²+15*25mm² | Terminal block N 11x16mm²+15x6mm²
1SPE007715F0741 | 41Z62 | Active | 8712507123541 | 3.86 | 1 | 5 | stuk | Screwable terminal blocks | BE31192 | SF (LUCA,HAF&Striebel) | stuk | Mistral/FOR65 PE 3*16mm²+3*25mm² | Bornes de raccordements Mistral PE 3*16mm²+3*25mm² | Terminal block Mistral PE 3*16mm²+3*25mm² | Terminal block PE 3x16mm²+3x6mm²
1SPE007715F0742 | 41Z63 | Active | 8712507123558 | 6.46 | 1 | 5 | stuk | Screwable terminal blocks | BE31192 | SF (LUCA,HAF&Striebel) | stuk | Mistral/FOR65 PE 5*16mm²+6*25mm² | Bornes de raccordements Mistral PE 5*16mm²+6*25mm² | Terminal block Mistral PE 5*16mm²+6*25mm² | Terminal block PE 5x16mm²+6x6mm²
1SPE007715F0743 | 41Z64 | Active | 8712507123572 | 8.69 | 1 | 5 | stuk | Screwable terminal blocks | BE31192 | SF (LUCA,HAF&Striebel) | stuk | Mistral/FOR65 PE 7*16mm²+9*25mm² | Bornes de raccordements Mistral PE 7*16mm²+9*25mm² | Terminal block Mistral PE 7*16mm²+9*25mm² | Terminal block PE 7x16mm²+9x6mm²
1SPE007715F0744 | 41Z65 | Active | 8712507123589 | 10.87 | 1 | 5 | stuk | Screwable terminal blocks | BE31192 | SF (LUCA,HAF&Striebel) | stuk | Mistral/FOR65 PE 9*16mm²+12*25mm² | Bornes de raccordements Mistral PE 9*16mm²+12*25mm² | Terminal block Mistral PE 9*16mm²+12*25mm² | Terminal block PE 9x16mm²+12x6mm²
1SPE007715F0745 | 41Z66 | Active | 8712507123596 | 14.33 | 1 | 5 | stuk | Screwable terminal blocks | BE31192 | SF (LUCA,HAF&Striebel) | stuk | Mistral/FOR65 PE 11*16mm²+15*25mm² | Bornes de raccordements Mistral PE 11*16mm²+15*25mm² | Terminal block Mistral PE 11*16mm²+15*25mm² | Terminal block PE 11x16mm²+15x6mm²
1SPE007715F0751 | 41Z67 | Active | 8712507123602 | 3.3 | 1 | 5 | stuk | Terminal block carriers | BE31192 | SF (LUCA,HAF&Striebel) | stuk | Mistral/FOR65 klemblok 8M | Terminal bridge Mistral 8 modules | Terminal bridge Mistral 8 modules | Terminal carrier 8M MISTRAL
1SPE007715F0752 | 41Z68 | Active | 8712507123619 | 3.75 | 1 | 5 | stuk | Terminal block carriers | BE31192 | SF (LUCA,HAF&Striebel) | stuk | Mistral/FOR65 klemblok 12M | Terminal bridge Mistral 12 modules | Terminal bridge Mistral 12 modules | Terminal carrier 12M MISTRAL
1SPE007715F0753 | 41Z69 | Active | 8712507123626 | 4.52 | 1 | 5 | stuk | Terminal block carriers | BE31192 | SF (LUCA,HAF&Striebel) | stuk | Mistral/FOR65 klemblok 18M | Terminal bridge Mistral 18 modules | Terminal bridge Mistral 18 modules | SUPPORTO X MORSETTI 18M MISTRAL65
1SPE007715F9701 | 41Z70 | Active | 8712507126672 | 4.85 | 1 | 5 | stuk | Screwless terminal blocks | BE31192 | SF (LUCA,HAF&Striebel) | stuk | FOR65 Aansl N 5 x 1,5-4mm² | FOR65 Barrettes de conn. rapide sans vis N 5 x 1,5-4mm² | FOR65 Terminal block screwless N 5 x 1,5-4mm² | Terminal block screwless N 5x1,5-4mm²
1SPE007715F9702 | 41Z71 | Active | 8712507126689 | 5.94 | 1 | 5 | stuk | Screwless terminal blocks | BE31192 | SF (LUCA,HAF&Striebel) | stuk | FOR65 Aansl N 5 x 1,5-4mm² + 1x25mm² | FOR65 Barrettes de conn. rapide sans vis N 5 x 1,5-4mm² + 1x25mm² | FOR65 Terminal block screwless N 5 x 1,5-4mm² + 1x25mm² | Term. bl. screwless N 5x1,5-4mm²+1x25mm²
1SPE007715F9703 | 41Z72 | Active | 8712507126696 | 9.79 | 1 | 5 | stuk | Screwless terminal blocks | BE31192 | SF (LUCA,HAF&Striebel) | stuk | FOR65 Aansl N 8 x 1,5-4mm² + 2x25mm² | FOR65 Barrettes de conn. rapide sans vis N 8 x 1,5-4mm² + 2x25mm² | FOR65 Terminal block screwless N 8 x 1,5-4mm² + 2x25mm² | Term. bl. screwless N 8x1,5-4mm²+2x25mm²
1SPE007715F9704 | 41Z73 | Active | 8712507126702 | 13.69 | 1 | 5 | stuk | Screwless terminal blocks | BE31192 | SF (LUCA,HAF&Striebel) | stuk | FOR65 Aansl N 11 x 1,5-4mm² + 3x25mm² | FOR65 Barrettes de conn. rapide sans vis N 11 x 1,5-4mm² + 3x25mm² | FOR65 Terminal block screwless N 11 x 1,5-4mm² + 3x25mm² | Term. bl. screwless N11x1,5-4mm²+3x25mm²
1SPE007715F9705 | 41Z74 | Active | 8712507126719 | 17.64 | 1 | 5 | stuk | Screwless terminal blocks | BE31192 | SF (LUCA,HAF&Striebel) | stuk | FOR65 Aansl N 14 x 1,5-4mm² + 4x25mm² | FOR65 Barrettes de conn. rapide sans vis N 14 x 1,5-4mm² + 4x25mm² | FOR65 Terminal block screwless N 14 x 1,5-4mm² + 4x25mm² | Term. bl. screwless N14x1,5-4mm²+4x25mm²
1SPE007715F9706 | 41Z75 | Active | 8712507126726 | 21.51 | 1 | 5 | stuk | Screwless terminal blocks | BE31192 | SF (LUCA,HAF&Striebel) | stuk | FOR65 Aansl N 17 x 1,5-4mm² + 5x25mm² | FOR65 Barrettes de conn. rapide sans vis N 17 x 1,5-4mm² + 5x25mm² | FOR65 Terminal block screwless N 17 x 1,5-4mm² + 5x25mm² | Term. bl. screwless N17x1,5-4mm²+5x25mm²
1SPE007715F9707 | 41Z76 | Active | 8712507126733 | 25.39 | 1 | 5 | stuk | Screwless terminal blocks | BE31192 | SF (LUCA,HAF&Striebel) | stuk | FOR65 Aansl N 20 x 1,5-4mm²+ 6 x 25mm² | FOR65 Barrettes de conn. rapide sans vis N 20 x 1,5-4mm²+ 6 x 25mm² | FOR65 Terminal block screwless N 20 x 1,5-4mm²+ 6 x 25mm² | Term. bl. screwless N20x1,5-4mm²+6x25mm²
1SPE007715F9712 | 41Z77 | Active | 8712507126740 | 6.09 | 1 | 5 | stuk | Screwless terminal blocks | BE31192 | SF (LUCA,HAF&Striebel) | stuk | FOR65 Aansl PE 5 x 1,5-4mm² + 1x25mm² | FOR65 Barrettes de conn. rapide sans vis PE 5 x 1,5-4mm² + 1x25mm² | FOR65 Terminal block screwless PE 5 x 1,5-4mm² + 1x25mm² | Term. bl. screwless PE5x1,5-4mm²+1x25mm²
1SPE007715F9713 | 41Z78 | Active | 8712507126757 | 9.79 | 1 | 5 | stuk | Screwless terminal blocks | BE31192 | SF (LUCA,HAF&Striebel) | stuk | FOR65 Aansl PE 8 x 1,5-4mm² + 2x25mm² | FOR65 Barrettes de conn. rapide sans vis PE 8 x 1,5-4mm² + 2x25mm² | FOR65 Terminal block screwless PE 8 x 1,5-4mm² + 2x25mm² | Term. bl. screwless PE8x1,5-4mm²+2x25mm²
1SPE007715F9714 | 41Z79 | Active | 8712507126764 | 14.15 | 1 | 5 | stuk | Screwless terminal blocks | BE31192 | SF (LUCA,HAF&Striebel) | stuk | FOR65 Aansl PE 11 x 1,5-4mm² + 3x25mm² | FOR65 Barrettes de conn. rapide sans vis PE 11 x 1,5-4mm² + 3x25mm² | FOR65 Terminal block screwless PE 11 x 1,5-4mm² + 3x25mm² | Term. bl. screwless PE11x1,5-4mm²+3x25mm²
1SPE007715F9715 | 41Z80 | Active | 8712507126771 | 17.64 | 1 | 5 | stuk | Screwless terminal blocks | BE31192 | SF (LUCA,HAF&Striebel) | stuk | FOR65 Aansl PE 14 x 1,5-4mm² + 4x25mm² | FOR65 Barrettes de conn. rapide sans vis PE 14 x 1,5-4mm² + 4x25mm² | FOR65 Terminal block screwless PE 14 x 1,5-4mm² + 4x25mm² | Term. bl. screwless PE14x1,5-4mm²+4x25mm²
1SPE007715F9716 | 41Z81 | Active | 8712507126788 | 21.13 | 1 | 5 | stuk | Screwless terminal blocks | BE31192 | SF (LUCA,HAF&Striebel) | stuk | FOR65 Aansl PE 17 x 1,5-4mm² + 5x25mm² | FOR65 Barrettes de conn. rapide sans vis PE 17 x 1,5-4mm² + 5x25mm² | FOR65 Terminal block screwless PE 17 x 1,5-4mm² + 5x25mm² | Term. bl. screwless PE17x1,5-4mm²+5x25mm²
1SPE007715F9717 | 41Z82 | Active | 8712507126795 | 25.39 | 1 | 5 | stuk | Screwless terminal blocks | BE31192 | SF (LUCA,HAF&Striebel) | stuk | FOR65 Aansl PE 20 x 1,5-4mm² + 6x25mm² | FOR65 Barrettes de conn. rapide sans vis PE 20 x 1,5-4mm² + 6x25mm² | FOR65 Terminal block screwless PE 20 x 1,5-4mm² + 6x25mm² | Term. bl. screwless PE20x1,5-4mm²+6x25mm²
1SZE430800B0010 | Q843B406 | Active | 5411815219016 | 89.23 | 1 | 1 | stuk | System pro E energy L | BE31192 | 17 (SYSTEM PRO E ENERGY) | stuk | Q843B406 - Basiskast IP43 B400 H600 | Q843B406 - Arm. de base IP43 L400 H600 | Cabinets: Back + Side panels W400 H600 | Cabinets: Back + Side panels W400 H600
1SZE430800B0020 | Q843B408 | Active | 5411815219023 | 110.64 | 1 | 1 | stuk | System pro E energy L | BE31192 | 17 (SYSTEM PRO E ENERGY) | stuk | Q843B408 - Basiskast IP43 B400 H800 | Q843B408 - Arm. de base IP43 L400 H800 | Cabinets: Back + Side panels W400 H800 | Cabinets: Back + Side panels W400 H800
1SZE430800B0030 | Q843B410 | Active | 5411815219030 | 135.62 | 1 | 1 | stuk | System pro E energy L | BE31192 | 17 (SYSTEM PRO E ENERGY) | stuk | Q843B410 - Basiskast IP43 B400 H1000 | Q843B410 - Arm. de base IP43 L400 H1000 | Cabinets: Back + Side panels W400 H1000 | Cabinets: Back + Side panels W400 H1000
1SZE430800B0040 | Q843B412 | Active | 5411815219047 | 163.48 | 1 | 1 | stuk | System pro E energy L | BE31192 | 17 (SYSTEM PRO E ENERGY) | stuk | Q843B412 - Basiskast IP43 B400 H1200 | Q843B412 - Arm. de base IP43 L400 H1200 | Cabinets: Back + Side panels W400 H1200 | Cabinets: Back + Side panels W400 H1200
1SZE430800B0050 | Q843B414 | Active | 5411815219054 | 263.13 | 1 | 1 | stuk | System pro E energy L | BE31192 | 17 (SYSTEM PRO E ENERGY) | stuk | Q843B414 - Basiskast IP43 B400 H1400 | Q843B414 - Arm. de base IP43 L400 H1400 | Cabinets: Back + Side panels W400 H1400 | Cabinets: Back + Side panels W400 H1400
1SZE430800B0060 | Q843B416 | Active | 5411815219061 | 309.38 | 1 | 1 | stuk | System pro E energy L | BE31192 | 17 (SYSTEM PRO E ENERGY) | stuk | Q843B416 - Basiskast IP43 B400 H1600 | Q843B416 - Arm. de base IP43 L400 H1600 | Cabinets: Back + Side panels W400 H1600 | Cabinets: Back + Side panels W400 H1600
1SZE430800B0070 | Q843B418 | Active | 5411815219078 | 346.78 | 1 | 1 | stuk | System pro E energy L | BE31192 | 17 (SYSTEM PRO E ENERGY) | stuk | Q843B418 - Basiskast IP43 B400 H1800 | Q843B418 - Arm. de base IP43 L400 H1800 | Cabinets: Back + Side panels W400 H1800 | Cabinets: Back + Side panels W400 H1800
1SZE430800B0080 | Q843B420 | Active | 5411815219085 | 387.51 | 1 | 1 | stuk | System pro E energy L | BE31192 | 17 (SYSTEM PRO E ENERGY) | stuk | Q843B420 - Basiskast IP43 B400 H2000 | Q843B420 - Arm. de base IP43 L400 H2000 | Cabinets: Back + Side panels W400 H2000 | Cabinets: Back + Side panels W400 H2000
1SZE430800B0090 | Q843B606 | Active | 5411815219191 | 107.07 | 1 | 1 | stuk | System pro E energy L | BE31192 | 17 (SYSTEM PRO E ENERGY) | stuk | Q843B606 - Basiskast IP43 B600 H600 | Q843B606 - Arm. de base IP43 L600 H600 | Cabinets: Back + Side panels W600 H600 | Cabinets: Back + Side panels W600 H600
1SZE430800B0100 | Q843B608 | Active | 5411815219207 | 117.78 | 1 | 1 | stuk | System pro E energy L | BE31192 | 17 (SYSTEM PRO E ENERGY) | stuk | Q843B608 - Basiskast IP43 B600 H800 | Q843B608 - Arm. de base IP43 L600 H800 | Cabinets: Back + Side panels W600 H800 | Cabinets: Back + Side panels W600 H800
1SZE430800B0110 | Q843B610 | Active | 5411815219214 | 147.73 | 1 | 1 | stuk | System pro E energy L | BE31192 | 17 (SYSTEM PRO E ENERGY) | stuk | Q843B610 - Basiskast IP43 B600 H1000 | Q843B610 - Arm. de base IP43 L600 H1000 | Cabinets: Back + Side panels W600 H1000 | Cabinets: Back + Side panels W600 H1000
1SZE430800B0120 | Q843B612 | Active | 5411815219221 | 200.16 | 1 | 1 | stuk | System pro E energy L | BE31192 | 17 (SYSTEM PRO E ENERGY) | stuk | Q843B612 - Basiskast IP43 B600 H1200 | Q843B612 - Arm. de base IP43 L600 H1200 | Cabinets: Back + Side panels W600 H1200 | Cabinets: Back + Side panels W600 H1200
1SZE430800B0130 | Q843B614 | Active | 5411815219238 | 294.14 | 1 | 1 | stuk | System pro E energy L | BE31192 | 17 (SYSTEM PRO E ENERGY) | stuk | Q843B614 - Basiskast IP43 B600 H1400 | Q843B614 - Arm. de base IP43 L600 H1400 | Cabinets: Back + Side panels W600 H1400 | Cabinets: Back + Side panels W600 H1400
1SZE430800B0140 | Q843B616 | Active | 5411815219245 | 349.31 | 1 | 1 | stuk | System pro E energy L | BE31192 | 17 (SYSTEM PRO E ENERGY) | stuk | Q843B616 - Basiskast IP43 B600 H1600 | Q843B616 - Arm. de base IP43 L600 H1600 | Cabinets: Back + Side panels W600 H1600 | Cabinets: Back + Side panels W600 H1600
1SZE430800B0150 | Q843B618 | Active | 5411815219252 | 389.57 | 1 | 1 | stuk | System pro E energy L | BE31192 | 17 (SYSTEM PRO E ENERGY) | stuk | Q843B618 - Basiskast IP43 B600 H1800 | Q843B618 - Arm. de base IP43 L600 H1800 | Cabinets: Back + Side panels W600 H1800 | Cabinets: Back + Side panels W600 H1800
1SZE430800B0160 | Q843B620 | Active | 5411815219269 | 436.35 | 1 | 1 | stuk | System pro E energy L | BE31192 | 17 (SYSTEM PRO E ENERGY) | stuk | Q843B620 - Basiskast IP43 B600 H2000 | Q843B620 - Arm. de base IP43 L600 H2000 | Cabinets: Back + Side panels W600 H2000 | Cabinets: Back + Side panels W600 H2000
1SZE430800B0170 | Q843B806 | Active | 5411815219092 | 128.48 | 1 | 1 | stuk | System pro E energy L | BE31192 | 17 (SYSTEM PRO E ENERGY) | stuk | Q843B806 - Basiskast IP43 B800 H600 | Q843B806 - Arm. de base IP43 L800 H600 | Cabinets: Back + Side panels W800 H600 | Cabinets: Back + Side panels W800 H600
1SZE430800B0180 | Q843B808 | Active | 5411815219108 | 160.61 | 1 | 1 | stuk | System pro E energy L | BE31192 | 17 (SYSTEM PRO E ENERGY) | stuk | Q843B808 - Basiskast IP43 B800 H800 | Q843B808 - Arm. de base IP43 L800 H800 | Cabinets: Back + Side panels W800 H800 | Cabinets: Back + Side panels W800 H800
1SZE430800B0190 | Q843B810 | Active | 5411815219276 | 192.05 | 1 | 1 | stuk | System pro E energy L | BE31192 | 17 (SYSTEM PRO E ENERGY) | stuk | Q843B810 - Basiskast IP43 B800 H1000 | Q843B810 - Arm. de base IP43 L800 H1000 | Cabinets: Back + Side panels W800 H1000 | Cabinets: Back + Side panels W800 H1000
1SZE430800B0200 | Q843B812 | Active | 5411815219283 | 260.22 | 1 | 1 | stuk | System pro E energy L | BE31192 | 17 (SYSTEM PRO E ENERGY) | stuk | Q843B812 - Basiskast IP43 B800 H1200 | Q843B812 - Arm. de base IP43 L800 H1200 | Cabinets: Back + Side panels W800 H1200 | Cabinets: Back + Side panels W800 H1200
1SZE430800B0210 | Q843B814 | Active | 5411815219290 | 311.49 | 1 | 1 | stuk | System pro E energy L | BE31192 | 17 (SYSTEM PRO E ENERGY) | stuk | Q843B814 - Basiskast IP43 B800 H1400 | Q843B814 - Arm. de base IP43 L800 H1400 | Cabinets: Back + Side panels W800 H1400 | Cabinets: Back + Side panels W800 H1400
1SZE430800B0220 | Q843B816 | Active | 5411815219306 | 372.74 | 1 | 1 | stuk | System pro E energy L | BE31192 | 17 (SYSTEM PRO E ENERGY) | stuk | Q843B816 - Basiskast IP43 B800 H1600 | Q843B816 - Arm. de base IP43 L800 H1600 | Cabinets: Back + Side panels W800 H1600 | Cabinets: Back + Side panels W800 H1600
1SZE430800B0230 | Q843B818 | Active | 5411815219313 | 418.56 | 1 | 1 | stuk | System pro E energy L | BE31192 | 17 (SYSTEM PRO E ENERGY) | stuk | Q843B818 - Basiskast IP43 B800 H1800 | Q843B818 - Arm. de base IP43 L800 H1800 | Cabinets: Back + Side panels W800 H1800 | Cabinets: Back + Side panels W800 H1800
1SZE430800B0240 | Q843B820 | Active | 5411815219320 | 473.78 | 1 | 1 | stuk | System pro E energy L | BE31192 | 17 (SYSTEM PRO E ENERGY) | stuk | Q843B820 - Basiskast IP43 B800 H2000 | Q843B820 - Arm. de base IP43 L800 H2000 | Cabinets: Back + Side panels W800 H2000 | Cabinets: Back + Side panels W800 H2000
1SZE430801B0010 | Q843E406 | Active | 5411815219337 | 64.04 | 1 | 1 | stuk | System pro E energy L | BE31192 | 17 (SYSTEM PRO E ENERGY) | stuk | Q843E406 - Extensiekast IP43 B400 H600 | Q843E406 - Arm. extension IP43 L400 H600 | Ext: Back + Coupling profiles W400 H600 | Ext: Back + Coupling profiles W400 H600
1SZE430801B0020 | Q843E408 | Active | 5411815219344 | 90.32 | 1 | 1 | stuk | System pro E energy L | BE31192 | 17 (SYSTEM PRO E ENERGY) | stuk | Q843E408 - Extensiekast IP43 B400 H800 | Q843E408 - Arm. extension IP43 L400 H800 | Ext: Back + Coupling profiles W400 H800 | Ext: Back + Coupling profiles W400 H800
1SZE430801B0030 | Q843E410 | Active | 5411815219351 | 112.63 | 1 | 1 | stuk | System pro E energy L | BE31192 | 17 (SYSTEM PRO E ENERGY) | stuk | Q843E410 - Extensiekast IP43 B400 H1000 | Q843E410 -Arm. extension IP43 L400 H1000 | Ext: Back + Coupling profiles W400 H1000 | Ext: Back + Coupling profiles W400 H1000
1SZE430801B0040 | Q843E412 | Active | 5411815219368 | 144.05 | 1 | 1 | stuk | System pro E energy L | BE31192 | 17 (SYSTEM PRO E ENERGY) | stuk | Q843E412 - Extensiekast IP43 B400 H1200 | Q843E412 -Arm. extension IP43 L400 H1200 | Ext: Back + Coupling profiles W400 H1200 | Ext: Back + Coupling profiles W400 H1200
1SZE430801B0050 | Q843E414 | Active | 5411815219375 | 244.71 | 1 | 1 | stuk | System pro E energy L | BE31192 | 17 (SYSTEM PRO E ENERGY) | stuk | Q843E414 - Extensiekast IP43 B400 H1400 | Q843E414 -Arm. extension IP43 L400 H1400 | Ext: Back + Coupling profiles W400 H1400 | Ext: Back + Coupling profiles W400 H1400
1SZE430801B0060 | Q843E416 | Active | 5411815219382 | 287.72 | 1 | 1 | stuk | System pro E energy L | BE31192 | 17 (SYSTEM PRO E ENERGY) | stuk | Q843E416 - Extensiekast IP43 B400 H1600 | Q843E416 -Arm. extension IP43 L400 H1600 | Ext: Back + Coupling profiles W400 H1600 | Ext: Back + Coupling profiles W400 H1600
1SZE430801B0070 | Q843E418 | Active | 5411815219399 | 322.5 | 1 | 1 | stuk | System pro E energy L | BE31192 | 17 (SYSTEM PRO E ENERGY) | stuk | Q843E418 - Extensiekast IP43 B400 H1800 | Q843E418 -Arm. extension IP43 L400 H1800 | Ext: Back + Coupling profiles W400 H1800 | Ext: Back + Coupling profiles W400 H1800
1SZE430801B0080 | Q843E420 | Active | 5411815219405 | 360.38 | 1 | 1 | stuk | System pro E energy L | BE31192 | 17 (SYSTEM PRO E ENERGY) | stuk | Q843E420 - Extensiekast IP43 B400 H2000 | Q843E420 -Arm. extension IP43 L400 H2000 | Ext: Back + Coupling profiles W400 H2000 | Ext: Back + Coupling profiles W400 H2000
1SZE430801B0090 | Q843E606 | Active | 5411815219412 | 85.65 | 1 | 1 | stuk | System pro E energy L | BE31192 | 17 (SYSTEM PRO E ENERGY) | stuk | Q843E606 - Extensiekast IP43 B600 H600 | Q843E606 - Arm. extension IP43 L600 H600 | Ext: Back + Coupling profiles W600 H600 | Ext: Back + Coupling profiles W600 H600
1SZE430801B0100 | Q843E608 | Active | 5411815219429 | 94.22 | 1 | 1 | stuk | System pro E energy L | BE31192 | 17 (SYSTEM PRO E ENERGY) | stuk | Q843E608 - Extensiekast IP43 B600 H800 | Q843E608 - Arm. extension IP43 L600 H800 | Ext: Back + Coupling profiles W600 H800 | Ext: Back + Coupling profiles W600 H800
1SZE430801B0110 | Q843E610 | Active | 5411815219436 | 118.18 | 1 | 1 | stuk | System pro E energy L | BE31192 | 17 (SYSTEM PRO E ENERGY) | stuk | Q843E610 - Extensiekast IP43 B600 H1000 | Q843E610 -Arm. extension IP43 L600 H1000 | Ext: Back + Coupling profiles W600 H1000 | Ext: Back + Coupling profiles W600 H1000
1SZE430801B0120 | Q843E612 | Active | 5411815219443 | 160.12 | 1 | 1 | stuk | System pro E energy L | BE31192 | 17 (SYSTEM PRO E ENERGY) | stuk | Q843E612 - Extensiekast IP43 B600 H1200 | Q843E612 -Arm. extension IP43 L600 H1200 | Ext: Back + Coupling profiles W600 H1200 | Ext: Back + Coupling profiles W600 H1200
1SZE430801B0130 | Q843E614 | Active | 5411815219450 | 235.31 | 1 | 1 | stuk | System pro E energy L | BE31192 | 17 (SYSTEM PRO E ENERGY) | stuk | Q843E614 - Extensiekast IP43 B600 H1400 | Q843E614 -Arm. extension IP43 L600 H1400 | Ext: Back + Coupling profiles W600 H1400 | Ext: Back + Coupling profiles W600 H1400
1SZE430801B0140 | Q843E616 | Active | 5411815219467 | 279.45 | 1 | 1 | stuk | System pro E energy L | BE31192 | 17 (SYSTEM PRO E ENERGY) | stuk | Q843E616 - Extensiekast IP43 B600 H1600 | Q843E616 -Arm. extension IP43 L600 H1600 | Ext: Back + Coupling profiles W600 H1600 | Ext: Back + Coupling profiles W600 H1600
1SZE430801B0150 | Q843E618 | Active | 5411815219474 | 311.66 | 1 | 1 | stuk | System pro E energy L | BE31192 | 17 (SYSTEM PRO E ENERGY) | stuk | Q843E618 - Extensiekast IP43 B600 H1800 | Q843E618 -Arm. extension IP43 L600 H1800 | Ext: Back + Coupling profiles W600 H1800 | Ext: Back + Coupling profiles W600 H1800
1SZE430801B0160 | Q843E620 | Active | 5411815219481 | 349.09 | 1 | 1 | stuk | System pro E energy L | BE31192 | 17 (SYSTEM PRO E ENERGY) | stuk | Q843E620 - Extensiekast IP43 B600 H2000 | Q843E620 -Arm. extension IP43 L600 H2000 | Ext: Back + Coupling profiles W600 H2000 | Ext: Back + Coupling profiles W600 H2000
1SZE430801B0170 | Q843E806 | Active | 5411815219115 | 102.78 | 1 | 1 | stuk | System pro E energy L | BE31192 | 17 (SYSTEM PRO E ENERGY) | stuk | Q843E806 - Extensiekast IP43 B800 H600 | Q843E806 - Arm. extension IP43 L800 H600 | Ext: Back + Coupling profiles W800 H600 | Ext: Back + Coupling profiles W800 H600
1SZE430801B0180 | Q843E808 | Active | 5411815219122 | 128.48 | 1 | 1 | stuk | System pro E energy L | BE31192 | 17 (SYSTEM PRO E ENERGY) | stuk | Q843E808 - Extensiekast IP43 B800 H800 | Q843E808 - Arm. extension IP43 L800 H800 | Ext: Back + Coupling profiles W800 H800 | Ext: Back + Coupling profiles W800 H800
1SZE430801B0190 | Q843E810 | Active | 5411815219498 | 153.63 | 1 | 1 | stuk | System pro E energy L | BE31192 | 17 (SYSTEM PRO E ENERGY) | stuk | Q843E810 - Extensiekast IP43 B800 H1000 | Q843E810 -Arm. extension IP43 L800 H1000 | Ext: Back + Coupling profiles W800 H1000 | Ext: Back + Coupling profiles W800 H1000
1SZE430801B0200 | Q843E812 | Active | 5411815219504 | 208.16 | 1 | 1 | stuk | System pro E energy L | BE31192 | 17 (SYSTEM PRO E ENERGY) | stuk | Q843E812 - Extensiekast IP43 B800 H1200 | Q843E812 -Arm. extension IP43 L800 H1200 | Ext: Back + Coupling profiles W800 H1200 | Ext: Back + Coupling profiles W800 H1200
1SZE430801B0210 | Q843E814 | Active | 5411815219511 | 249.2 | 1 | 1 | stuk | System pro E energy L | BE31192 | 17 (SYSTEM PRO E ENERGY) | stuk | Q843E814 - Extensiekast IP43 B800 H1400 | Q843E814 -Arm. extension IP43 L800 H1400 | Ext: Back + Coupling profiles W800 H1400 | Ext: Back + Coupling profiles W800 H1400
1SZE430801B0220 | Q843E816 | Active | 5411815219528 | 298.2 | 1 | 1 | stuk | System pro E energy L | BE31192 | 17 (SYSTEM PRO E ENERGY) | stuk | Q843E816 - Extensiekast IP43 B800 H1600 | Q843E816 -Arm. extension IP43 L800 H1600 | Ext: Back + Coupling profiles W800 H1600 | Ext: Back + Coupling profiles W800 H1600
1SZE430801B0230 | Q843E818 | Active | 5411815219535 | 334.85 | 1 | 1 | stuk | System pro E energy L | BE31192 | 17 (SYSTEM PRO E ENERGY) | stuk | Q843E818 - Extensiekast IP43 B800 H1800 | Q843E818 -Arm. extension IP43 L800 H1800 | Ext: Back + Coupling profiles W800 H1800 | Ext: Back + Coupling profiles W800 H1800
1SZE430801B0240 | Q843E820 | Active | 5411815219542 | 379.02 | 1 | 1 | stuk | System pro E energy L | BE31192 | 17 (SYSTEM PRO E ENERGY) | stuk | Q843E820 - Extensiekast IP43 B800 H2000 | Q843E820 -Arm. extension IP43 L800 H2000 | Ext: Back + Coupling profiles W800 H2000 | Ext: Back + Coupling profiles W800 H2000
1SZE430802B0010 | Q843T411 | Active | 5411815219559 | 34.41 | 1 | 1 | stuk | System pro E energy L | BE31192 | 17 (SYSTEM PRO E ENERGY) | stuk | Q843T411 - Dak/bodem met uitbreekp. B400 | Q843T411 - Plaq super/infér pleine L400 | Top & Bottom plain w/ pre-knock-out W400 | Top & Bottom plain w/ pre-knock-out W400
1SZE430802B0011 | Q843T611 | Active | 5411815219566 | 35.22 | 1 | 1 | stuk | System pro E energy L | BE31192 | 17 (SYSTEM PRO E ENERGY) | stuk | Q843T611 - Dak/bodem met uitbreekp. B600 | Q843T611 - Plaq super/infér pleine L600 | Top & Bottom plain w/ pre-knock-out W600 | Top & Bottom plain w/ pre-knock-out W600
1SZE430802B0012 | Q843T811 | Active | 5411815219573 | 42.94 | 1 | 1 | stuk | System pro E energy L | BE31192 | 17 (SYSTEM PRO E ENERGY) | stuk | Q843T811 - Dak/bodem met uitbreekp. B800 | Q843T811 - Plaq super/infér pleine L800 | Top & Bottom plain w/ pre-knock-out W800 | Top & Bottom plain w/ pre-knock-out W800
1SZE430802B0013 | Q843T421 | Active | 5411815219580 | 33.21 | 1 | 1 | stuk | System pro E energy L | BE31192 | 17 (SYSTEM PRO E ENERGY) | stuk | Q843T421 - Dak/bodem met openingen B400 | Q843T421 -Plaq sup/inf pré-perforée L400 | Top & Bottom BIG Entry space W400 | Top & Bottom BIG Entry space W400
1SZE430802B0014 | Q843T621 | Active | 5411815219597 | 38.29 | 1 | 1 | stuk | System pro E energy L | BE31192 | 17 (SYSTEM PRO E ENERGY) | stuk | Q843T621 - Dak/bodem met openingen B600 | Q843T621 -Plaq sup/inf pré-perforée L600 | Top & Bottom BIG Entry space W600 | Top & Bottom BIG Entry space W600
1SZE430802B0015 | Q843T821 | Active | 5411815219603 | 44.1 | 1 | 1 | stuk | System pro E energy L | BE31192 | 17 (SYSTEM PRO E ENERGY) | stuk | Q843T821 - Dak/bodem met openingen B800 | Q843T821 -Plaq sup/inf pré-perforée L800 | Top & Bottom BIG Entry space W800 | Top & Bottom BIG Entry space W800
1SZE550800B0010 | Q855B406 | Active | 3800161600715 | 268.82 | 1 | 1 | stuk | System Pro E Energy M | BE31192 | 17 (SYSTEM PRO E ENERGY) | stuk | Q843B406 - Kast IP55 B400 H600 z zijw | Q843B406 - Armoire IP55 B400 H600 | System Pro E M : B400 H600 Q855B406 | System Pro E M : B400 H600 Q855B406
1SZE550800B0020 | Q855B408 | Active | 3800161600722 | 285.98 | 1 | 1 | stuk | System Pro E Energy M | BE31192 | 17 (SYSTEM PRO E ENERGY) | stuk | Q843B408 - Kast IP55 B400 H800 z zijw | Q843B408 - Armoire IP55 B400 H800 | System Pro E M : B400 H800 Q855B408 | System Pro E M : B400 H800 Q855B408
1SZE550800B0030 | Q855B410 | Active | 3800161600739 | 304.24 | 1 | 1 | stuk | System Pro E Energy M | BE31192 | 17 (SYSTEM PRO E ENERGY) | stuk | Q843B410 - Kast IP55 B400 H1000 z zijw | Q843B410 - Armoire IP55 B400 H1000 | System Pro E M : B400 H1000 Q855B410 | System Pro E M : B400 H1000 Q855B410
1SZE550800B0040 | Q855B412 | Active | 3800161600746 | 323.65 | 1 | 1 | stuk | System Pro E Energy M | BE31192 | 17 (SYSTEM PRO E ENERGY) | stuk | Q843B412 - Kast IP55 B400 H1200 z zijw | Q843B412 - Armoire IP55 B400 H1200 | System Pro E M : B400 H1200 Q855B412 | System Pro E M : B400 H1200 Q855B412
1SZE550800B0050 | Q855B414 | Active | 3800161600753 | 344.32 | 1 | 1 | stuk | System Pro E Energy M | BE31192 | 17 (SYSTEM PRO E ENERGY) | stuk | Q843B414 - Kast IP55 B400 H1400 z zijw | Q843B414 - Armoire IP55 B400 H1400 | System Pro E M : B400 H1400 Q855B414 | System Pro E M : B400 H1400 Q855B414
1SZE550800B0060 | Q855B416 | Active | 3800161600760 | 366.29 | 1 | 1 | stuk | System Pro E Energy M | BE31192 | 17 (SYSTEM PRO E ENERGY) | stuk | Q843B416 - Kast IP55 B400 H1600 z zijw | Q843B416 - Armoire IP55 B400 H1600 | System Pro E M : B400 H1600 Q855B416 | System Pro E M : B400 H1600 Q855B416
1SZE550800B0070 | Q855B418 | Active | 3800161600777 | 414.52 | 1 | 1 | stuk | System Pro E Energy M | BE31192 | 17 (SYSTEM PRO E ENERGY) | stuk | Q843B418 - Kast IP55 B400 H1800 z zijw | Q843B418 - Armoire IP55 B400 H1800 | System Pro E M : B400 H1800 Q855B418 | System Pro E M : B400 H1800 Q855B418
1SZE550800B0080 | Q855B420 | Active | 3800161600784 | 440.95 | 1 | 1 | stuk | System Pro E Energy M | BE31192 | 17 (SYSTEM PRO E ENERGY) | stuk | Q843B420 - Kast IP55 B400 H2000 z zijw | Q843B420 - Armoire IP55 B400 H2000 | System Pro E M : B400 H2000 Q855B420 | System Pro E M : B400 H2000 Q855B420
1SZE550800B0090 | Q855B606 | Active | 3800161600791 | 334.38 | 1 | 1 | stuk | System Pro E Energy M | BE31192 | 17 (SYSTEM PRO E ENERGY) | stuk | Q843B606 - Kast IP55 B600 H600 z zijw | Q843B606 - Armoire IP55 B600 H600 | System Pro E M : B600 H600 Q855B606 | System Pro E M : B600 H600 Q855B606
1SZE550800B0100 | Q855B608 | Active | 3800161600807 | 355.72 | 1 | 1 | stuk | System Pro E Energy M | BE31192 | 17 (SYSTEM PRO E ENERGY) | stuk | Q843B608 - Kast IP55 B600 H800 z zijw | Q843B608 - Armoire IP55 B600 H800 | System Pro E M : B600 H800 Q855B608 | System Pro E M : B600 H800 Q855B608
1SZE550800B0110 | Q855B610 | Active | 3800161600814 | 378.43 | 1 | 1 | stuk | System Pro E Energy M | BE31192 | 17 (SYSTEM PRO E ENERGY) | stuk | Q843B610 - Kast IP55 B600 H1000 z zijw | Q843B610 - Armoire IP55 B600 H1000 | System Pro E M : B600 H1000 Q855B610 | System Pro E M : B600 H1000 Q855B610
1SZE550800B0120 | Q855B612 | Active | 3800161600821 | 402.58 | 1 | 1 | stuk | System Pro E Energy M | BE31192 | 17 (SYSTEM PRO E ENERGY) | stuk | Q843B612 - Kast IP55 B600 H1200 z zijw | Q843B612 - Armoire IP55 B600 H1200 | System Pro E M : B600 H1200 Q855B612 | System Pro E M : B600 H1200 Q855B612
1SZE550800B0130 | Q855B614 | Active | 3800161600838 | 428.27 | 1 | 1 | stuk | System Pro E Energy M | BE31192 | 17 (SYSTEM PRO E ENERGY) | stuk | Q843B614 - Kast IP55 B600 H1400 z zijw | Q843B614 - Armoire IP55 B600 H1400 | System Pro E M : B600 H1400 Q855B614 | System Pro E M : B600 H1400 Q855B614
1SZE550800B0140 | Q855B616 | Active | 3800161600845 | 483.51 | 1 | 1 | stuk | System Pro E Energy M | BE31192 | 17 (SYSTEM PRO E ENERGY) | stuk | Q843B616 - Kast IP55 B600 H1600 z zijw | Q843B616 - Armoire IP55 B600 H1600 | System Pro E M : B600 H1600 Q855B616 | System Pro E M : B600 H1600 Q855B616
1SZE550800B0150 | Q855B618 | Active | 3800161600852 | 508.6 | 1 | 1 | stuk | System Pro E Energy M | BE31192 | 17 (SYSTEM PRO E ENERGY) | stuk | Q843B618 - Kast IP55 B600 H1800 z zijw | Q843B618 - Armoire IP55 B600 H1800 | System Pro E M : B600 H1800 Q855B618 | System Pro E M : B600 H1800 Q855B618
1SZE550800B0160 | Q855B620 | Active | 3800161600869 | 545.5 | 1 | 1 | stuk | System Pro E Energy M | BE31192 | 17 (SYSTEM PRO E ENERGY) | stuk | Q843B620 - Kast IP55 B600 H2000 z zijw | Q843B620 - Armoire IP55 B600 H2000 | System Pro E M : B600 H2000 Q855B620 | System Pro E M : B600 H2000 Q855B620
1SZE550800B0170 | Q855B806 | Active | 3800161600876 | 367.24 | 1 | 1 | stuk | System Pro E Energy M | BE31192 | 17 (SYSTEM PRO E ENERGY) | stuk | Q843B806 - Kast IP55 B800 H600 z zijw | Q843B806 - Armoire IP55 B800 H600 | System Pro E M : B800 H600 Q855B806 | System Pro E M : B800 H600 Q855B806
1SZE550800B0180 | Q855B808 | Active | 3800161600883 | 394.88 | 1 | 1 | stuk | System Pro E Energy M | BE31192 | 17 (SYSTEM PRO E ENERGY) | stuk | Q843B808 - Kast IP55 B800 H800 z zijw | Q843B808 - Armoire IP55 B800 H800 | System Pro E M : B800 H800 Q855B808 | System Pro E M : B800 H800 Q855B808
1SZE550800B0190 | Q855B810 | Active | 3800161600890 | 424.6 | 1 | 1 | stuk | System Pro E Energy M | BE31192 | 17 (SYSTEM PRO E ENERGY) | stuk | Q843B810 - Kast IP55 B800 H1000 z zijw | Q843B810 - Armoire IP55 B800 H1000 | System Pro E M : B800 H1000 Q855B810 | System Pro E M : B800 H1000 Q855B810
1SZE550800B0200 | Q855B812 | Active | 3800161600906 | 456.56 | 1 | 1 | stuk | System Pro E Energy M | BE31192 | 17 (SYSTEM PRO E ENERGY) | stuk | Q843B812 - Kast IP55 B800 H1200 z zijw | Q843B812 - Armoire IP55 B800 H1200 | System Pro E M : B800 H1200 Q855B812 | System Pro E M : B800 H1200 Q855B812
1SZE550800B0210 | Q855B814 | Active | 3800161600913 | 490.93 | 1 | 1 | stuk | System Pro E Energy M | BE31192 | 17 (SYSTEM PRO E ENERGY) | stuk | Q843B814 - Kast IP55 B800 H1400 z zijw | Q843B814 - Armoire IP55 B800 H1400 | System Pro E M : B800 H1400 Q855B814 | System Pro E M : B800 H1400 Q855B814
1SZE550800B0220 | Q855B816 | Active | 3800161600920 | 527.86 | 1 | 1 | stuk | System Pro E Energy M | BE31192 | 17 (SYSTEM PRO E ENERGY) | stuk | Q843B816 - Kast IP55 B800 H1600 z zijw | Q843B816 - Armoire IP55 B800 H1600 | System Pro E M : B800 H1600 Q855B816 | System Pro E M : B800 H1600 Q855B816
1SZE550800B0230 | Q855B818 | Active | 3800161600937 | 583.06 | 1 | 1 | stuk | System Pro E Energy M | BE31192 | 17 (SYSTEM PRO E ENERGY) | stuk | Q843B818 - Kast IP55 B800 H1800 z zijw | Q843B818 - Armoire IP55 B800 H1800 | System Pro E M : B800 H1800 Q855B818 | System Pro E M : B800 H1800 Q855B818
1SZE550800B0240 | Q855B820 | Active | 3800161600944 | 625.48 | 1 | 1 | stuk | System Pro E Energy M | BE31192 | 17 (SYSTEM PRO E ENERGY) | stuk | Q843B820 - Kast IP55 B800 H2000 z zijw | Q843B820 - Armoire IP55 B800 H2000 | System Pro E M : B800 H2000 Q855B820 | System Pro E M : B800 H2000 Q855B820
1SZE550800B0310 | Q855E00W | Active | 5411815232343 | 34.14 | 1 | 1 | stuk | System pro E energy Combi | BE31192 | 17 (SYSTEM PRO E ENERGY) | stuk | Q855E00W - Koppelset kast IP55 H600-1200 | Q855E00W - Kit de conn IP55 H600-1200 | Cabinet Connection set for Wall IP55 | Cabinet Connection set for Wall IP55
1SZE550800B0320 | Q855E00F | Active | 5411815232350 | 50.54 | 1 | 1 | stuk | System pro E energy Combi | BE31192 | 17 (SYSTEM PRO E ENERGY) | stuk | Q855E00F -Koppelset kast IP55 H1400-2000 | Q855E00F - Kit de conn IP55 H1400-2000 | Coupling set for Floorstanding IP55 | Coupling set for Floorstanding IP55
1SZE550801B0010 | Q855S006 | Active | 3800161600951 | 53.01 | 1 | 1 | stuk | System pro E energy M | BE31192 | 17 (SYSTEM PRO E ENERGY) | stuk | Q855S006 - Zijpanelen IP55 H600 | Q855S006 - Pann latéraux IP55 H600 | Side wall System pro E energy M H600 | Side wall SpEe-M H600 (2pc)
1SZE550801B0020 | Q855S008 | Active | 3800161600968 | 60.24 | 1 | 1 | stuk | System pro E energy M | BE31192 | 17 (SYSTEM PRO E ENERGY) | stuk | Q855S008 - Zijpanelen IP55 H800 | Q855S008 - Pann latéraux IP55 H800 | Side wall System pro E energy M H800 | Side wall SpEe-M H800 (2pc)
1SZE550801B0030 | Q855S010 | Active | 3800161600975 | 68.46 | 1 | 1 | stuk | System pro E energy M | BE31192 | 17 (SYSTEM PRO E ENERGY) | stuk | Q855S010 - Zijpanelen IP55 H1000 | Q855S010 - Pann latéraux IP55 H1000 | Side wall System pro E energy M H1000 | Side wall SpEe-M H1000 (2pc)
1SZE550801B0040 | Q855S012 | Active | 3800161600982 | 77.8 | 1 | 1 | stuk | System pro E energy M | BE31192 | 17 (SYSTEM PRO E ENERGY) | stuk | Q855S012 - Zijpanelen IP55 H1200 | Q855S012 - Pann latéraux IP55 H1200 | Side wall System pro E energy M H1200 | Side wall SpEe-M H1200 (2pc)
1SZE550801B0050 | Q855S014 | Active | 3800161600999 | 88.39 | 1 | 1 | stuk | System pro E energy M | BE31192 | 17 (SYSTEM PRO E ENERGY) | stuk | Q855S014 - Zijpanelen IP55 H1400 | Q855S014 - Pann latéraux IP55 H1400 | Side wall System pro E energy M H1400 | Side wall SpEe-M H1400 (2pc)
1SZE550801B0060 | Q855S016 | Active | 3800161601002 | 106.1 | 1 | 1 | stuk | System pro E energy M | BE31192 | 17 (SYSTEM PRO E ENERGY) | stuk | Q855S016 - Zijpanelen IP55 H1600 | Q855S016 - Pann latéraux IP55 H1600 | Side wall System pro E energy M H1600 | Side wall SpEe-M H1600 (2pc)
1SZE550801B0070 | Q855S018 | Active | 3800161601019 | 133.05 | 1 | 1 | stuk | System pro E energy M | BE31192 | 17 (SYSTEM PRO E ENERGY) | stuk | Q855S018 - Zijpanelen IP55 H1800 | Q855S018 - Pann latéraux IP55 H1800 | Side wall System pro E energy M H1800 | Side wall SpEe-M H1800 (2pc)
1SZE550801B0080 | Q855S020 | Active | 3800161601026 | 148.21 | 1 | 1 | stuk | System pro E energy M | BE31192 | 17 (SYSTEM PRO E ENERGY) | stuk | Q855S020 - Zijpanelen IP55 H2000 | Q855S020 - Pann latéraux IP55 H2000 | Side wall System pro E energy M H2000 | Side wall SpEe-M H2000 (2pc)
1SZE980010B0010 | QCC040501 | Active | 5411815229336 | 17.37 | 1 | 1 | stuk | System pro E energy Combi | BE31192 | 17 (SYSTEM PRO E ENERGY) | stuk | QCC040501 - Volle afdekplaat B400 H50 | QCC040501 - Plastron plein L400 H50 | Cover plain W400 H50 | Cover plain W400 H50
1SZE980010B0020 | QCC041001 | Active | 5411815229343 | 18.29 | 1 | 1 | stuk | System pro E energy Combi | BE31192 | 17 (SYSTEM PRO E ENERGY) | stuk | QCC041001 - Volle afdekplaat B400 H100 | QCC041001 - Plastron plein L400 H100 | Cover plain W400 H100 | Cover plain W400 H100
1SZE980010B0030 | QCC041501 | Active | 5411815229350 | 21.56 | 1 | 1 | stuk | System pro E energy Combi | BE31192 | 17 (SYSTEM PRO E ENERGY) | stuk | QCC041501 - Volle afdekplaat B400 H150 | QCC041501 - Plastron plein L400 H150 | Cover plain W400 H150 | Cover plain W400 H150
1SZE980010B0040 | QCC042001 | Active | 5411815229367 | 22.68 | 1 | 1 | stuk | System pro E energy Combi | BE31192 | 17 (SYSTEM PRO E ENERGY) | stuk | QCC042001 - Volle afdekplaat B400 H200 | QCC042001 - Plastron plein L400 H200 | Cover plain W400 H200 | Cover plain W400 H200
1SZE980010B0050 | QCC042501 | Active | 5411815229374 | 25.09 | 1 | 1 | stuk | System pro E energy Combi | BE31192 | 17 (SYSTEM PRO E ENERGY) | stuk | QCC042501 - Volle afdekplaat B400 H250 | QCC042501 - Plastron plein L400 H250 | Cover plain W400 H250 | Cover plain W400 H250
1SZE980010B0060 | QCC043001 | Active | 5411815229381 | 27.26 | 1 | 1 | stuk | System pro E energy Combi | BE31192 | 17 (SYSTEM PRO E ENERGY) | stuk | QCC043001 - Volle afdekplaat B400 H300 | QCC043001 - Plastron plein L400 H300 | Cover plain W400 H300 | Cover plain W400 H300
1SZE980010B0070 | QCC044001 | Active | 5411815229398 | 36.34 | 1 | 1 | stuk | System pro E energy Combi | BE31192 | 17 (SYSTEM PRO E ENERGY) | stuk | QCC044001 - Volle afdekplaat B400 H400 | QCC044001 - Plastron plein L400 H400 | Cover plain W400 H400 | Cover plain W400 H400
1SZE980010B0080 | QCC045001 | Active | 5411815229404 | 51.2 | 1 | 1 | stuk | System pro E energy Combi | BE31192 | 17 (SYSTEM PRO E ENERGY) | stuk | QCC045001 - Volle afdekplaat B400 H500 | QCC045001 - Plastron plein L400 H500 | Cover plain W400 H500 | Cover plain W400 H500
1SZE980010B0090 | QCC046001 | Active | 5411815229411 | 55.65 | 1 | 1 | stuk | System pro E energy Combi | BE31192 | 17 (SYSTEM PRO E ENERGY) | stuk | QCC046001 - Volle afdekplaat B400 H600 | QCC046001 - Plastron plein L400 H600 | Cover plain W400 H600 | Cover plain W400 H600
1SZE980010B0100 | QCC048001 | Active | 5411815229428 | 64.54 | 1 | 1 | stuk | System pro E energy Combi | BE31192 | 17 (SYSTEM PRO E ENERGY) | stuk | QCC048001 - Volle afdekplaat B400 H800 | QCC048001 - Plastron plein L400 H800 | Cover plain W400 H800 | Cover plain W400 H800
1SZE980010B0110 | QCC049001 | Active | 5411815229435 | 70.99 | 1 | 1 | stuk | System pro E energy Combi | BE31192 | 17 (SYSTEM PRO E ENERGY) | stuk | QCC049001 - Volle afdekplaat B400 H900 | QCC049001 - Plastron plein L400 H900 | Cover plain W400 H900 | Cover plain W400 H900
1SZE980010B0120 | QCC060501 | Active | 5411815229442 | 18.29 | 1 | 1 | stuk | System pro E energy Combi | BE31192 | 17 (SYSTEM PRO E ENERGY) | stuk | QCC060501 - Volle afdekplaat B600 H50 | QCC060501 - Plastron plein L600 H50 | Cover plain W600 H50 | Cover plain W600 H50
1SZE980010B0130 | QCC061001 | Active | 5411815229459 | 23.95 | 1 | 1 | stuk | System pro E energy Combi | BE31192 | 17 (SYSTEM PRO E ENERGY) | stuk | QCC061001 - Volle afdekplaat B600 H100 | QCC061001 - Plastron plein L600 H100 | Cover plain W600 H100 | Cover plain W600 H100
1SZE980010B0140 | QCC061501 | Active | 5411815229466 | 20.49 | 1 | 1 | stuk | System pro E energy Combi | BE31192 | 17 (SYSTEM PRO E ENERGY) | stuk | QCC061501 - Volle afdekplaat B600 H150 | QCC061501 - Plastron plein L600 H150 | Cover plain W600 H150 | Cover plain W600 H150
1SZE980010B0150 | QCC062001 | Active | 5411815229473 | 29.14 | 1 | 1 | stuk | System pro E energy Combi | BE31192 | 17 (SYSTEM PRO E ENERGY) | stuk | QCC062001 - Volle afdekplaat B600 H200 | QCC062001 - Plastron plein L600 H200 | Cover plain W600 H200 | Cover plain W600 H200
1SZE980010B0160 | QCC062501 | Active | 5411815229480 | 34.01 | 1 | 1 | stuk | System pro E energy Combi | BE31192 | 17 (SYSTEM PRO E ENERGY) | stuk | QCC062501 - Volle afdekplaat B600 H250 | QCC062501 - Plastron plein L600 H250 | Cover plain W600 H250 | Cover plain W600 H250
1SZE980010B0170 | QCC063001 | Active | 5411815229497 | 37.8 | 1 | 1 | stuk | System pro E energy Combi | BE31192 | 17 (SYSTEM PRO E ENERGY) | stuk | QCC063001 - Volle afdekplaat B600 H300 | QCC063001 - Plastron plein L600 H300 | Cover plain W600 H300 | Cover plain W600 H300
1SZE980010B0180 | QCC064001 | Active | 5411815229503 | 47.24 | 1 | 1 | stuk | System pro E energy Combi | BE31192 | 17 (SYSTEM PRO E ENERGY) | stuk | QCC064001 - Volle afdekplaat B600 H400 | QCC064001 - Plastron plein L600 H400 | Cover plain W600 H400 | Cover plain W600 H400
1SZE980010B0190 | QCC065001 | Active | 5411815229510 | 62.81 | 1 | 1 | stuk | System pro E energy Combi | BE31192 | 17 (SYSTEM PRO E ENERGY) | stuk | QCC065001 - Volle afdekplaat B600 H500 | QCC065001 - Plastron plein L600 H500 | Cover plain W600 H500 | Cover plain W600 H500
1SZE980010B0200 | QCC066001 | Active | 5411815229527 | 68.29 | 1 | 1 | stuk | System pro E energy Combi | BE31192 | 17 (SYSTEM PRO E ENERGY) | stuk | QCC066001 - Volle afdekplaat B600 H600 | QCC066001 - Plastron plein L600 H600 | Cover plain W600 H600 | Cover plain W600 H600
1SZE980010B0210 | QCC068001 | Active | 5411815229534 | 79.06 | 1 | 1 | stuk | System pro E energy Combi | BE31192 | 17 (SYSTEM PRO E ENERGY) | stuk | QCC068001 - Volle afdekplaat B600 H800 | QCC068001 - Plastron plein L600 H800 | Cover plain W600 H800 | Cover plain W600 H800
1SZE980010B0220 | QCC069001 | Active | 5411815229541 | 86.95 | 1 | 1 | stuk | System pro E energy Combi | BE31192 | 17 (SYSTEM PRO E ENERGY) | stuk | QCC069001 - Volle afdekplaat B600 H900 | QCC069001 - Plastron plein L600 H900 | Cover plain W600 H900 | Cover plain W600 H900
1SZE980010B0230 | QCC080501 | Active | 5411815229558 | 22.31 | 1 | 1 | stuk | System pro E energy Combi | BE31192 | 17 (SYSTEM PRO E ENERGY) | stuk | QCC080501 - Volle afdekplaat B800 H50 | QCC080501 - Plastron plein L800 H50 | Cover plain W800 H50 | Cover plain W800 H50
1SZE980010B0240 | QCC081001 | Active | 5411815229565 | 28.2 | 1 | 1 | stuk | System pro E energy Combi | BE31192 | 17 (SYSTEM PRO E ENERGY) | stuk | QCC081001 - Volle afdekplaat B800 H100 | QCC081001 - Plastron plein L800 H100 | Cover plain W800 H100 | Cover plain W800 H100
1SZE980010B0250 | QCC081501 | Active | 5411815229572 | 24.97 | 1 | 1 | stuk | System pro E energy Combi | BE31192 | 17 (SYSTEM PRO E ENERGY) | stuk | QCC081501 - Volle afdekplaat B800 H150 | QCC081501 - Plastron plein L800 H150 | Cover plain W800 H150 | Cover plain W800 H150
1SZE980010B0260 | QCC082001 | Active | 5411815229589 | 35.49 | 1 | 1 | stuk | System pro E energy Combi | BE31192 | 17 (SYSTEM PRO E ENERGY) | stuk | QCC082001 - Volle afdekplaat B800 H200 | QCC082001 - Plastron plein L800 H200 | Cover plain W800 H200 | Cover plain W800 H200
1SZE980010B0270 | QCC082501 | Active | 5411815229596 | 43.9 | 1 | 1 | stuk | System pro E energy Combi | BE31192 | 17 (SYSTEM PRO E ENERGY) | stuk | QCC082501 - Volle afdekplaat B800 H250 | QCC082501 - Plastron plein L800 H250 | Cover plain W800 H250 | Cover plain W800 H250
1SZE980010B0280 | QCC083001 | Active | 5411815229602 | 47.71 | 1 | 1 | stuk | System pro E energy Combi | BE31192 | 17 (SYSTEM PRO E ENERGY) | stuk | QCC083001 - Volle afdekplaat B800 H300 | QCC083001 - Plastron plein L800 H300 | Cover plain W800 H300 | Cover plain W800 H300
1SZE980010B0290 | QCC084001 | Active | 5411815229619 | 64.54 | 1 | 1 | stuk | System pro E energy Combi | BE31192 | 17 (SYSTEM PRO E ENERGY) | stuk | QCC084001 - Volle afdekplaat B800 H400 | QCC084001 - Plastron plein L800 H400 | Cover plain W800 H400 | Cover plain W800 H400
1SZE980010B0300 | QCC085001 | Active | 5411815229626 | 69.7 | 1 | 1 | stuk | System pro E energy Combi | BE31192 | 17 (SYSTEM PRO E ENERGY) | stuk | QCC085001 - Volle afdekplaat B800 H500 | QCC085001 - Plastron plein L800 H500 | Cover plain W800 H500 | Cover plain W800 H500
1SZE980010B0310 | QCC086001 | Active | 5411815229633 | 75.77 | 1 | 1 | stuk | System pro E energy Combi | BE31192 | 17 (SYSTEM PRO E ENERGY) | stuk | QCC086001 - Volle afdekplaat B800 H600 | QCC086001 - Plastron plein L800 H600 | Cover plain W800 H600 | Cover plain W800 H600
1SZE980010B0320 | QCC088001 | Active | 5411815229640 | 104.32 | 1 | 1 | stuk | System pro E energy Combi | BE31192 | 17 (SYSTEM PRO E ENERGY) | stuk | QCC088001 - Volle afdekplaat B800 H800 | QCC088001 - Plastron plein L800 H800 | Cover plain W800 H800 | Cover plain W800 H800
1SZE980010B0330 | QCC089001 | Active | 5411815229657 | 114.75 | 1 | 1 | stuk | System pro E energy Combi | BE31192 | 17 (SYSTEM PRO E ENERGY) | stuk | QCC089001 - Volle afdekplaat B800 H900 | QCC089001 - Plastron plein L800 H900 | Cover plain W800 H900 | Cover plain W800 H900
1SZE980010B0400 | QCC0415P1 | Active | 5411815229978 | 198.26 | 1 | 1 | pak | System pro E energy Combi | BE31192 | 17 (SYSTEM PRO E ENERGY) | pak | QCC0415P1 -Volle afdekpl. B400 H150 10st | QCC0415P1 Plastron plein L400 H150 10pc | Blind Cover W400 H150 P10 | Blind Cover W400 H150 P10 (10pc)
1SZE980010B0410 | QCC0420P1 | Active | 5411815229985 | 208.7 | 1 | 1 | pak | System pro E energy Combi | BE31192 | 17 (SYSTEM PRO E ENERGY) | pak | QCC0420P1 -Volle afdekpl. B400 H200 10st | QCC0420P1 Plastron plein L400 H200 10pc | Blind Cover W400 H200 P10 | Blind Cover W400 H200 P10 (10pc)
1SZE980010B0420 | QCC0615P1 | Active | 5411815229992 | 188.47 | 1 | 1 | pak | System pro E energy Combi | BE31192 | 17 (SYSTEM PRO E ENERGY) | pak | QCC0615P1 -Volle afdekpl. B600 H150 10st | QCC0615P1 Plastron plein L600 H150 10pc | Blind Cover W600 H150 P10 | Blind Cover W600 H150 P10 (10pc)
1SZE980010B0430 | QCC0620P1 | Active | 5411815230004 | 268.06 | 1 | 1 | pak | System pro E energy Combi | BE31192 | 17 (SYSTEM PRO E ENERGY) | pak | QCC0620P1 -Volle afdekpl. B600 H200 10st | QCC0620P1 Plastron plein L600 H200 10pc | Blind Cover W600 H200 P10 | Blind Cover W600 H200 P10 (10pc)
1SZE980010B0440 | QCC0815P1 | Active | 5411815230011 | 229.77 | 1 | 1 | pak | System pro E energy Combi | BE31192 | 17 (SYSTEM PRO E ENERGY) | pak | QCC0815P1 -Volle afdekpl. B800 H150 10st | QCC0815P1 Plastron plein L800 H150 10pc | Blind Cover W800 H150 P10 | Blind Cover W800 H150 P10 (10pc)
1SZE980010B0450 | QCC0820P1 | Active | 5411815230028 | 326.57 | 1 | 1 | pak | System pro E energy Combi | BE31192 | 17 (SYSTEM PRO E ENERGY) | pak | QCC0820P1 -Volle afdekpl. B800 H200 10st | QCC0820P1 Plastron plein L800 H200 10pc | Blind Cover W800 H200 P10 | Blind Cover W800 H200 P10 (10pc)
1SZE980010B0460 | QCS142001 | Active | 5411815233180 | 20.78 | 1 | 1 | stuk | System pro E energy Combi | BE31192 | 17 (SYSTEM PRO E ENERGY) | stuk | QCS142001 - Mod app 1R B400 H200 | QCS142001 - App mod 1R L400 H200 | Slotted cover 1R (no DIN-rail) W400 H200 | Slotted cover 1R (no DIN-rail) W400 H200
1SZE980010B0470 | QCS162001 | Active | 5411815233197 | 20.78 | 1 | 1 | stuk | System pro E energy Combi | BE31192 | 17 (SYSTEM PRO E ENERGY) | stuk | QCS162001 - Mod app 1R B600 H200 | QCS162001 - App mod 1R L600 H200 | Slotted cover 1R (no DIN-rail) W600 H200 | Slotted cover 1R (no DIN-rail) W600 H200
1SZE980010B0480 | QCS182001 | Active | 5411815233203 | 27.22 | 1 | 1 | stuk | System pro E energy Combi | BE31192 | 17 (SYSTEM PRO E ENERGY) | stuk | QCS182001 - Mod app 1R B800 H200 | QCS182001 - App mod 1R L800 H200 | Slotted cover 1R (no DIN-rail) W800 H200 | Slotted cover 1R (no DIN-rail) W800 H200
1SZE980020B0010 | QDS141500 | Active | 5411815229664 | 38.8 | 1 | 1 | stuk | System pro E energy Combi | BE31192 | 17 (SYSTEM PRO E ENERGY) | stuk | QDS141500 - DIN-rail 1R B400 H150 | QDS141500 - Rail DIN 1R L400 H150 | Kit DIN 1R W400 H150 | Kit DIN 1R W400 H150
1SZE980020B0020 | QDS142000 | Active | 5411815229671 | 39.97 | 1 | 1 | stuk | System pro E energy Combi | BE31192 | 17 (SYSTEM PRO E ENERGY) | stuk | QDS142000 - DIN-rail 1R B400 H200 | QDS142000 - Rail DIN 1R L400 H200 | Kit DIN 1R W400 H200 | Kit DIN 1R W400 H200
1SZE980020B0030 | QDS143000 | Active | 5411815229688 | 51.96 | 1 | 1 | stuk | System pro E energy Combi | BE31192 | 17 (SYSTEM PRO E ENERGY) | stuk | QDS143000 - DIN-rail 1R B400 H300 | QDS143000 - Rail DIN 1R L400 H300 | Kit DIN 1R W400 H300 | Kit DIN 1R W400 H300
1SZE980020B0040 | QDS243000 | Active | 5411815229695 | 67.55 | 1 | 1 | stuk | System pro E energy Combi | BE31192 | 17 (SYSTEM PRO E ENERGY) | stuk | QDS243000 - DIN-rail 2R B400 H300 | QDS243000 - Rail DIN 2R L400 H300 | Kit DIN 2R W400 H300 | Kit DIN 2R W400 H300
1SZE980020B0050 | QDS161500 | Active | 5411815229701 | 45.65 | 1 | 1 | stuk | System pro E energy Combi | BE31192 | 17 (SYSTEM PRO E ENERGY) | stuk | QDS161500 - DIN-rail 1R B600 H150 | QDS161500 - Rail DIN 1R L600 H150 | Kit DIN 1R W600 H150 | Kit DIN 1R W600 H150
1SZE980020B0060 | QDS162000 | Active | 5411815229718 | 47.25 | 1 | 1 | stuk | System pro E energy Combi | BE31192 | 17 (SYSTEM PRO E ENERGY) | stuk | QDS162000 - DIN-rail 1R B600 H200 | QDS162000 - Rail DIN 1R L600 H200 | Kit DIN 1R W600 H200 | Kit DIN 1R W600 H200
1SZE980020B0070 | QDS163000 | Active | 5411815229725 | 64.12 | 1 | 1 | stuk | System pro E energy Combi | BE31192 | 17 (SYSTEM PRO E ENERGY) | stuk | QDS163000 - DIN-rail 1R B600 H300 | QDS163000 - Rail DIN 1R L600 H300 | Kit DIN 1R W600 H300 | Kit DIN 1R W600 H300
1SZE980020B0080 | QDS263000 | Active | 5411815229732 | 84.23 | 1 | 1 | stuk | System pro E energy Combi | BE31192 | 17 (SYSTEM PRO E ENERGY) | stuk | QDS263000 - DIN-rail 2R B600 H300 | QDS263000 - Rail DIN 2R L600 H300 | Kit DIN 2R W600 H300 | Kit DIN 2R W600 H300
1SZE980020B0090 | QDS181500 | Active | 5411815229749 | 57.34 | 1 | 1 | stuk | System pro E energy Combi | BE31192 | 17 (SYSTEM PRO E ENERGY) | stuk | QDS181500 - DIN-rail 1R B800 H150 | QDS181500 - Rail DIN 1R L800 H150 | Kit DIN 1R W800 H150 | Kit DIN 1R W800 H150
1SZE980020B0100 | QDS182000 | Active | 5411815229756 | 59.54 | 1 | 1 | stuk | System pro E energy Combi | BE31192 | 17 (SYSTEM PRO E ENERGY) | stuk | QDS182000 - DIN-rail 1R B800 H200 | QDS182000 - Rail DIN 1R L800 H200 | Kit DIN 1R W800 H200 | Kit DIN 1R W800 H200
1SZE980020B0110 | QDS183000 | Active | 5411815229763 | 84.23 | 1 | 1 | stuk | System pro E energy Combi | BE31192 | 17 (SYSTEM PRO E ENERGY) | stuk | QDS183000 - DIN-rail 1R B800 H300 | QDS183000 - Rail DIN 1R L800 H300 | Kit DIN 1R W800 H300 | Kit DIN 1R W800 H300
1SZE980020B0120 | QDS283000 | Active | 5411815229770 | 105.1 | 1 | 1 | stuk | System pro E energy Combi | BE31192 | 17 (SYSTEM PRO E ENERGY) | stuk | QDS283000 - DIN-rail 2R B800 H300 | QDS283000 - Rail DIN 2R L800 H300 | Kit DIN 2R W800 H300 | Kit DIN 2R W800 H300
1SZE980020B0140 | QUS163000 | Active | 5411815229787 | 90.79 | 1 | 1 | stuk | System pro E energy Combi | BE31192 | 17 (SYSTEM PRO E ENERGY) | stuk | QUS163000 - DIN-rail 1R Unifix B600 H300 | QUS163000 - Rail DIN 1R Unifix L600 H300 | Kit DIN 1R Unifix W600 H300 | Kit DIN 1R Unifix W600 H300
1SZE980020B0150 | QUS183000 | Active | 5411815229794 | 110.9 | 1 | 1 | stuk | System pro E energy Combi | BE31192 | 17 (SYSTEM PRO E ENERGY) | stuk | QUS183000 - DIN-rail 1R Unifix B800 H300 | QUS183000 - Rail DIN 1R Unifix L800 H300 | Kit DIN 1R Unifix W800 H300 | Kit DIN 1R Unifix W800 H300
1SZE980020B0170 | QDS1B6300 | Active | 5411815229800 | 70.53 | 1 | 1 | stuk | System pro E energy Combi | BE31192 | 17 (SYSTEM PRO E ENERGY) | stuk | QDS1B6300 - DIN-rail XT1+RC B600 H300 | QDS1B6300 - Rail DIN XT1+RC L600 H300 | Kit Vert XT1+RC W600 H300 | Kit Vert XT1+RC W600 H300
1SZE980020B0180 | QDS1B8300 | Active | 5411815229817 | 81.12 | 1 | 1 | stuk | System pro E energy Combi | BE31192 | 17 (SYSTEM PRO E ENERGY) | stuk | QDS1B8300 - DIN-rail XT1+RC B800 H300 | QDS1B8300 - Rail DIN XT1+RC L800 H300 | Kit Vert XT1+RC W800 H300 | Kit Vert XT1+RC W800 H300
1SZE980020B0190 | QCS141501 | Active | 5411815229824 | 19.73 | 1 | 1 | stuk | System pro E energy Combi | BE31192 | 17 (SYSTEM PRO E ENERGY) | stuk | QCS141501 - Mod app 1R (z DIN) B400 H150 | QCS141501 - App mod 1R (s DIN) L400 H150 | Slotted cover 1R (no DIN-rail) W400 H150 | Slotted cover 1R (no DIN-rail) W400 H150
1SZE980020B0200 | QCS143001 | Active | 5411815229831 | 25.97 | 1 | 1 | stuk | System pro E energy Combi | BE31192 | 17 (SYSTEM PRO E ENERGY) | stuk | QCS143001 - Mod app 1R (z DIN) B400 H300 | QCS143001 - App mod 1R (s DIN) L400 H300 | Slotted cover 1R (no DIN-rail) W400 H300 | Slotted cover 1R (no DIN-rail) W400 H300
1SZE980020B0210 | QCS243001 | Active | 5411815229848 | 30.64 | 1 | 1 | stuk | System pro E energy Combi | BE31192 | 17 (SYSTEM PRO E ENERGY) | stuk | QCS243001 - Mod app 2R (z DIN) B400 H300 | QCS243001 - App mod 2R (s DIN) L400 H300 | Slotted cover 2R (no DIN-rail) W400 H300 | Slotted cover 2R (no DIN-rail) W400 H300
1SZE980020B0240 | QCS161501 | Active | 5411815229855 | 19.18 | 1 | 1 | stuk | System pro E energy Combi | BE31192 | 17 (SYSTEM PRO E ENERGY) | stuk | QCS161501 - Mod app 1R (z DIN) B600 H150 | QCS161501 - App mod 1R (s DIN) L600 H150 | Slotted cover 1R (no DIN-rail) W600 H150 | Slotted cover 1R (no DIN-rail) W600 H150
1SZE980020B0250 | QCS163001 | Active | 5411815229862 | 37.66 | 1 | 1 | stuk | System pro E energy Combi | BE31192 | 17 (SYSTEM PRO E ENERGY) | stuk | QCS163001 - Mod app 1R (z DIN) B600 H300 | QCS163001 - App mod 1R (s DIN) L600 H300 | Slotted cover 1R (no DIN-rail) W600 H300 | Slotted cover 1R (no DIN-rail) W600 H300
1SZE980020B0260 | QCS263001 | Active | 5411815229879 | 31.29 | 1 | 1 | stuk | System pro E energy Combi | BE31192 | 17 (SYSTEM PRO E ENERGY) | stuk | QCS263001 - Mod app 2R (z DIN) B600 H300 | QCS263001 - App mod 2R (s DIN) L600 H300 | Slotted cover 2R (no DIN-rail) W600 H300 | Slotted cover 2R (no DIN-rail) W600 H300
1SZE980020B0290 | QCS181501 | Active | 5411815229886 | 25.03 | 1 | 1 | stuk | System pro E energy Combi | BE31192 | 17 (SYSTEM PRO E ENERGY) | stuk | QCS181501 - Mod app 1R (z DIN) B800 H150 | QCS181501 - App mod 1R (s DIN) L800 H150 | Slotted cover 1R (no DIN-rail) W800 H150 | Slotted cover 1R (no DIN-rail) W800 H150
1SZE980020B0300 | QCS183001 | Active | 5411815229893 | 51.91 | 1 | 1 | stuk | System pro E energy Combi | BE31192 | 17 (SYSTEM PRO E ENERGY) | stuk | QCS183001 - Mod app 1R (z DIN) B800 H300 | QCS183001 - App mod 1R (s DIN) L800 H300 | Slotted cover 1R (no DIN-rail) W800 H300 | Slotted cover 1R (no DIN-rail) W800 H300
1SZE980020B0310 | QCS283001 | Active | 5411815229909 | 40.46 | 1 | 1 | stuk | System pro E energy Combi | BE31192 | 17 (SYSTEM PRO E ENERGY) | stuk | QCS283001 - Mod app 2R (z DIN) B800 H300 | QCS283001 - App mod 2R (s DIN) L800 H300 | Slotted cover 2R (no DIN-rail) W800 H300 | Slotted cover 2R (no DIN-rail) W800 H300
1SZE980020B0340 | QCS1415P1 | Active | 5411815229916 | 181.54 | 1 | 1 | pak | System pro E energy Combi | BE31192 | 17 (SYSTEM PRO E ENERGY) | pak | QCS1415P1 - Mod app 1R B400 H150 10st | QCS1415P1 - App mod 1R L400 H150 10pc | Slotted cover 1R (no DIN) W400 H150 P10 | Slott. cov. 1R (no DIN) W400 H150 (10pc)
1SZE980020B0350 | QCS2430P1 | Active | 5411815229923 | 238.87 | 1 | 1 | pak | System pro E energy Combi | BE31192 | 17 (SYSTEM PRO E ENERGY) | pak | QCS2430P1 - Mod app 1R B400 H300 10st | QCS2430P1 - App mod 1R L400 H300 10pc | Slotted cover 2R (no DIN) W400 H300 P10 | Slott. cov. 2R (no DIN) W400 H300 (10pc)
1SZE980020B0360 | QCS1615P1 | Active | 5411815229930 | 176.45 | 1 | 1 | pak | System pro E energy Combi | BE31192 | 17 (SYSTEM PRO E ENERGY) | pak | QCS1615P1 - Mod app 1R B600 H150 10st | QCS1615P1 - App mod 1R L600 H150 10pc | Slotted cover 1R (no DIN) W600 H150 P10 | Slott. cov. 1R (no DIN) W600 H150 (10pc)
1SZE980020B0370 | QCS2630P1 | Active | 5411815229947 | 346.41 | 1 | 1 | pak | System pro E energy Combi | BE31192 | 17 (SYSTEM PRO E ENERGY) | pak | QCS2630P1 - Mod app 1R B600 H300 10st | QCS2630P1 - App mod 1R L600 H300 10pc | Slotted cover 2R (no DIN) W600 H300 P10 | Slott. cov. 2R (no DIN) W600 H300 (10pc)
1SZE980020B0380 | QCS1815P1 | Active | 5411815229954 | 230.23 | 1 | 1 | pak | System pro E energy Combi | BE31192 | 17 (SYSTEM PRO E ENERGY) | pak | QCS1815P1 - Mod app 1R B800 H150 10st | QCS1815P1 - App mod 1R L800 H150 10pc | Slotted cover 1R (no DIN) W800 H150 P10 | Slott. cov. 1R (no DIN) W800 H150 (10pc)
1SZE980020B0390 | QCS2830P1 | Active | 5411815229961 | 372.21 | 1 | 1 | pak | System pro E energy Combi | BE31192 | 17 (SYSTEM PRO E ENERGY) | pak | QCS2830P1 - Mod app 1R B800 H300 10st | QCS2830P1 - App mod 1R L800 H300 10pc | Slotted cover 2R (no DIN) W800 H300 P10 | Slott. cov. 2R (no DIN) W800 H300 (10pc)
1SZE980020B0400 | QDS16300A | Active | 4022903005353 | 69.9 | 1 | 1 | stuk | System pro E energy Combi | BE31192 | 17 (SYSTEM PRO E ENERGY) | stuk | QDS16300A -Verst. DIN-rail ATS 600B 300H | QDS16300A -Rail DIN adjust ATS L600 H300 | Adj.DIN rail module comp. 1R W600 H300 | Adj.DIN rail module comp. 1R W600 H300
1SZE980020B0410 | QDS18300A | Active | 4022903005360 | 91.82 | 1 | 1 | stuk | System pro E energy Combi | BE31192 | 17 (SYSTEM PRO E ENERGY) | stuk | QDS18300A -Verst. DIN-rail ATS 800B 300H | QDS18300A -Rail DIN adjust ATS L800 H300 | Adj.DIN rail module comp. 1R W800 H300 | Adj.DIN rail module comp. 1R W800 H300
1SZE980030B0010 | QT0141500 | Active | 5411815230035 | 34.92 | 1 | 1 | stuk | System pro E energy Combi | BE31192 | 17 (SYSTEM PRO E ENERGY) | stuk | QT0141500 - Aansluitklemmen 1R B400 H150 | QT0141500 - Fonct bornes 1R L400 H150 | Terminal covers 1R W400 H150 | Terminal covers 1R W400 H150
1SZE980030B0020 | QT0142000 | Active | 5411815230042 | 35.97 | 1 | 1 | stuk | System pro E energy Combi | BE31192 | 17 (SYSTEM PRO E ENERGY) | stuk | QT0142000 - Aansluitklemmen 1R B400 H200 | QT0142000 - Fonct bornes 1R L400 H200 | Terminal covers 1R W400 H200 | Terminal covers 1R W400 H200
1SZE980030B0030 | QT0143000 | Active | 5411815230059 | 46.76 | 1 | 1 | stuk | System pro E energy Combi | BE31192 | 17 (SYSTEM PRO E ENERGY) | stuk | QT0143000 - Aansluitklemmen 1R B400 H300 | QT0143000 - Fonct bornes 1R L400 H300 | Terminal covers 1R W400 H300 | Terminal covers 1R W400 H300
1SZE980030B0040 | QT0243000 | Active | 5411815230066 | 60.79 | 1 | 1 | stuk | System pro E energy Combi | BE31192 | 17 (SYSTEM PRO E ENERGY) | stuk | QT0243000 - Aansluitklemmen 2R B400 H300 | QT0243000 - Fonct bornes 2R L400 H300 | Terminal covers 2R W400 H300 | Terminal covers 2R W400 H300
1SZE980030B0050 | QT0243000 | Active | 5411815230073 | 41.09 | 1 | 1 | stuk | System pro E energy Combi | BE31192 | 17 (SYSTEM PRO E ENERGY) | stuk | QT0243000 - Aansluitklemmen 1R B600 H150 | QT0243000 - Fonct bornes 1R L600 H150 | Terminal covers 1R W600 H150 | Terminal covers 1R W600 H150
1SZE980030B0060 | QT0162000 | Active | 5411815230080 | 42.53 | 1 | 1 | stuk | System pro E energy Combi | BE31192 | 17 (SYSTEM PRO E ENERGY) | stuk | QT0162000 - Aansluitklemmen 1R B600 H200 | QT0162000 - Fonct bornes 1R L600 H200 | Terminal covers 1R W600 H200 | Terminal covers 1R W600 H200
1SZE980030B0070 | QT0163000 | Active | 5411815230097 | 57.71 | 1 | 1 | stuk | System pro E energy Combi | BE31192 | 17 (SYSTEM PRO E ENERGY) | stuk | QT0163000 - Aansluitklemmen 1R B600 H300 | QT0163000 - Fonct bornes 1R L600 H300 | Terminal covers 1R W600 H300 | Terminal covers 1R W600 H300
1SZE980030B0080 | QT0263000 | Active | 5411815230103 | 75.82 | 1 | 1 | stuk | System pro E energy Combi | BE31192 | 17 (SYSTEM PRO E ENERGY) | stuk | QT0263000 - Aansluitklemmen 2R B600 H300 | QT0263000 - Fonct bornes 2R L600 H300 | Terminal covers 2R W600 H300 | Terminal covers 2R W600 H300
1SZE980030B0090 | QT0181500 | Active | 5411815230110 | 51.61 | 1 | 1 | stuk | System pro E energy Combi | BE31192 | 17 (SYSTEM PRO E ENERGY) | stuk | QT0181500 - Aansluitklemmen 1R B800 H150 | QT0181500 - Fonct bornes 1R L800 H150 | Terminal covers 1R W800 H150 | Terminal covers 1R W800 H150
1SZE980030B0100 | QT0182000 | Active | 5411815230127 | 53.59 | 1 | 1 | stuk | System pro E energy Combi | BE31192 | 17 (SYSTEM PRO E ENERGY) | stuk | QT0182000 - Aansluitklemmen 1R B800 H200 | QT0182000 - Fonct bornes 1R L800 H200 | Terminal covers 1R W800 H200 | Terminal covers 1R W800 H200
1SZE980030B0110 | QT0183000 | Active | 5411815230134 | 75.82 | 1 | 1 | stuk | System pro E energy Combi | BE31192 | 17 (SYSTEM PRO E ENERGY) | stuk | QT0183000 - Aansluitklemmen 1R B800 H300 | QT0183000 - Fonct bornes 1R L800 H300 | Terminal covers 1R W800 H300 | Terminal covers 1R W800 H300
1SZE980030B0120 | QT0283000 | Active | 5411815230141 | 94.58 | 1 | 1 | stuk | System pro E energy Combi | BE31192 | 17 (SYSTEM PRO E ENERGY) | stuk | QT0283000 - Aansluitklemmen 2R B800 H300 | QT0283000 - Fonct bornes 2R L800 H300 | Terminal covers 2R W800 H300 | Terminal covers 2R W800 H300
1SZE980040B0010 | QB1V43000 | Active | 5411815230158 | 48.11 | 1 | 1 | stuk | System pro E energy Combi | BE31192 | 17 (SYSTEM PRO E ENERGY) | stuk | QB1V43000 - Tmax XT1 3/4p Vert B400 H300 | QB1V43000 - Tmax XT1 3/4p Vert L400 H300 | Tmax XT1 3/4p Vert W400 H300 | Tmax XT1 3/4p Vert W400 H300
1SZE980040B0020 | QB2V43000 | Active | 5411815230165 | 48.11 | 1 | 1 | stuk | System pro E energy Combi | BE31192 | 17 (SYSTEM PRO E ENERGY) | stuk | QB2V43000 - Tmax XT2 3/4p Vert B400 H300 | QB2V43000 - Tmax XT2 3/4p Vert L400 H300 | Tmax XT2 3/4p Vert W400 H300 | Tmax XT2 3/4p Vert W400 H300
1SZE980040B0030 | QB3V43000 | Active | 5411815230172 | 48.11 | 1 | 1 | stuk | System pro E energy Combi | BE31192 | 17 (SYSTEM PRO E ENERGY) | stuk | QB3V43000 - Tmax XT3 3/4p Vert B400 H300 | QB3V43000 - Tmax XT3 3/4p Vert L400 H300 | Tmax XT3 3/4p Vert W400 H300 | Tmax XT3 3/4p Vert W400 H300
1SZE980040B0040 | QB4V43000 | Active | 5411815230189 | 48.11 | 1 | 1 | stuk | System pro E energy Combi | BE31192 | 17 (SYSTEM PRO E ENERGY) | stuk | QB4V43000 - Tmax XT4 3/4p Vert B400 H300 | QB4V43000 - Tmax XT4 3/4p Vert L400 H300 | Tmax XT4 3/4p Vert W400 H300 | Tmax XT4 3/4p Vert W400 H300
1SZE980040B0050 | QB5V44500 | Active | 5411815230196 | 52.87 | 1 | 1 | stuk | System pro E energy Combi | BE31192 | 17 (SYSTEM PRO E ENERGY) | stuk | QB5V44500 - Tmax XT5 3/4p Vert B400 H450 | QB5V44500 - Tmax XT5 3/4p Vert L400 H450 | Tmax XT5 3/4p Vert W400 H450 | Tmax XT5 3/4p Vert W400 H450
1SZE980040B0070 | QB5V445TM | Active | 5411815230202 | 52.87 | 1 | 1 | stuk | System pro E energy Combi | BE31192 | 17 (SYSTEM PRO E ENERGY) | stuk | QB5V445TM - Tmax T5 3/4p Vert B400 H450 | QB5V445TM - Tmax T5 3/4p Vert L400 H450 | Tmax T5 3/4p Vert W400 H450 | Tmax T5 3/4p Vert W400 H450
1SZE980040B0090 | QB1V63000 | Active | 5411815230219 | 78.13 | 1 | 1 | stuk | System pro E energy Combi | BE31192 | 17 (SYSTEM PRO E ENERGY) | stuk | QB1V63000 - Tmax XT1 3/4p Vert B600 H300 | QB1V63000 - Tmax XT1 3/4p Vert L600 H300 | Tmax XT1 3/4p Vert W600 H300 | Tmax XT1 3/4p Vert W600 H300
1SZE980040B0100 | QB2V63000 | Active | 5411815230226 | 78.13 | 1 | 1 | stuk | System pro E energy Combi | BE31192 | 17 (SYSTEM PRO E ENERGY) | stuk | QB2V63000 - Tmax XT2 3/4p Vert B600 H300 | QB2V63000 - Tmax XT2 3/4p Vert L600 H300 | Tmax XT2 3/4p Vert W600 H300 | Tmax XT2 3/4p Vert W600 H300
1SZE980040B0110 | QB3V63000 | Active | 5411815230233 | 78.13 | 1 | 1 | stuk | System pro E energy Combi | BE31192 | 17 (SYSTEM PRO E ENERGY) | stuk | QB3V63000 - Tmax XT3 3/4p Vert B600 H300 | QB3V63000 - Tmax XT3 3/4p Vert L600 H300 | Tmax XT3 3/4p Vert W600 H300 | Tmax XT3 3/4p Vert W600 H300
1SZE980040B0120 | QB4V63000 | Active | 5411815230240 | 78.13 | 1 | 1 | stuk | System pro E energy Combi | BE31192 | 17 (SYSTEM PRO E ENERGY) | stuk | QB4V63000 - Tmax XT4 3/4p Vert B600 H300 | QB4V63000 - Tmax XT4 3/4p Vert L600 H300 | Tmax XT4 3/4p Vert W600 H300 | Tmax XT4 3/4p Vert W600 H300
1SZE980040B0130 | QB5V64500 | Active | 5411815230257 | 85.16 | 1 | 1 | stuk | System pro E energy Combi | BE31192 | 17 (SYSTEM PRO E ENERGY) | stuk | QB5V64500 - Tmax XT5 3/4p Vert B600 H450 | QB5V64500 - Tmax XT5 3/4p Vert L600 H450 | Tmax XT5 3/4p Vert W600 H450 | Tmax XT5 3/4p Vert W600 H450
1SZE980040B0140 | QB6V64500 | Active | 5411815230264 | 85.16 | 1 | 1 | stuk | System pro E energy Combi | BE31192 | 17 (SYSTEM PRO E ENERGY) | stuk | QB6V64500 - Tmax XT6 3/4p Vert B600 H450 | QB6V64500 - Tmax XT6 3/4p Vert L600 H450 | Tmax XT6 3/4p Vert W600 H450 | Tmax XT6 3/4p Vert W600 H450
1SZE980040B0150 | QB5V645TM | Active | 5411815230271 | 85.16 | 1 | 1 | stuk | System pro E energy Combi | BE31192 | 17 (SYSTEM PRO E ENERGY) | stuk | QB5V645TM - Tmax T5 3/4p Vert B600 H450 | QB5V645TM - Tmax T5 3/4p Vert L600 H450 | Tmax T5 3/4p Vert W600 H450 | Tmax T5 3/4p Vert W600 H450
1SZE980040B0160 | QB6V645TM | Active | 5411815230288 | 85.16 | 1 | 1 | stuk | System pro E energy Combi | BE31192 | 17 (SYSTEM PRO E ENERGY) | stuk | QB6V645TM - Tmax T6 3/4p Vert B600 H450 | QB6V645TM - Tmax T6 3/4p Vert L600 H450 | Tmax T6 3/4p Vert W600 H450 | Tmax T6 3/4p Vert W600 H450
1SZE980040B0170 | QB1V83000 | Active | 5411815230295 | 84.8 | 1 | 1 | stuk | System pro E energy Combi | BE31192 | 17 (SYSTEM PRO E ENERGY) | stuk | QB1V83000 - Tmax XT1 3/4p Vert B800 H300 | QB1V83000 - Tmax XT1 3/4p Vert L800 H300 | Tmax XT1 3/4p Vert W800 H300 | Tmax XT1 3/4p Vert W800 H300
1SZE980040B0180 | QB2V83000 | Active | 5411815230301 | 84.8 | 1 | 1 | stuk | System pro E energy Combi | BE31192 | 17 (SYSTEM PRO E ENERGY) | stuk | QB2V83000 - Tmax XT2 3/4p Vert B800 H300 | QB2V83000 - Tmax XT2 3/4p Vert L800 H300 | Tmax XT2 3/4p Vert W800 H300 | Tmax XT2 3/4p Vert W800 H300
1SZE980040B0190 | QB3V83000 | Active | 5411815230318 | 84.8 | 1 | 1 | stuk | System pro E energy Combi | BE31192 | 17 (SYSTEM PRO E ENERGY) | stuk | QB3V83000 - Tmax XT3 3/4p Vert B800 H300 | QB3V83000 - Tmax XT3 3/4p Vert L800 H300 | Tmax XT3 3/4p Vert W800 H300 | Tmax XT3 3/4p Vert W800 H300
1SZE980040B0200 | QB4V83000 | Active | 5411815230325 | 84.8 | 1 | 1 | stuk | System pro E energy Combi | BE31192 | 17 (SYSTEM PRO E ENERGY) | stuk | QB4V83000 - Tmax XT4 3/4p Vert B800 H300 | QB4V83000 - Tmax XT4 3/4p Vert L800 H300 | Tmax XT4 3/4p Vert W800 H300 | Tmax XT4 3/4p Vert W800 H300
1SZE980040B0210 | QB5V84500 | Active | 5411815230332 | 97.55 | 1 | 1 | stuk | System pro E energy Combi | BE31192 | 17 (SYSTEM PRO E ENERGY) | stuk | QB5V84500 - Tmax XT5 3/4p Vert B800 H450 | QB5V84500 - Tmax XT5 3/4p Vert L800 H450 | Tmax XT5 3/4p Vert W800 H450 | Tmax XT5 3/4p Vert W800 H450
1SZE980040B0220 | QB6V84500 | Active | 5411815230349 | 97.55 | 1 | 1 | stuk | System pro E energy Combi | BE31192 | 17 (SYSTEM PRO E ENERGY) | stuk | QB6V84500 - Tmax XT6 3/4p Vert b800 H450 | QB6V84500 - Tmax XT6 3/4p Vert L800 H450 | Tmax XT6 3/4p Vert W800 H450 | Tmax XT6 3/4p Vert W800 H450
1SZE980040B0230 | QB5V845TM | Active | 5411815230356 | 97.55 | 1 | 1 | stuk | System pro E energy Combi | BE31192 | 17 (SYSTEM PRO E ENERGY) | stuk | QB5V845TM - Tmax T5 3/4p Vert B800 H450 | QB5V845TM - Tmax T5 3/4p Vert L800 H450 | Tmax T5 3/4p Vert W800 H450 | Tmax T5 3/4p Vert W800 H450
1SZE980040B0240 | QB6V845TM | Active | 5411815230363 | 97.55 | 1 | 1 | stuk | System pro E energy Combi | BE31192 | 17 (SYSTEM PRO E ENERGY) | stuk | QB6V845TM - Tmax T6 3/4p Vert B800 H450 | QB6V845TM - Tmax T6 3/4p Vert L800 H450 | Tmax T6 3/4p Vert W800 H450 | Tmax T6 3/4p Vert W800 H450
1SZE980040B0250 | QB1V63003 | Active | 5411815230370 | 82.03 | 1 | 1 | stuk | System pro E energy Combi | BE31192 | 17 (SYSTEM PRO E ENERGY) | stuk | QB1V63003 - 3x XT1 3/4p Vert B800 H300 | QB1V63003 - 3 Tmax XT1 3/4p V L800 H300 | 3 Tmax XT1 3/4p Vert W800 H300 | 3 Tmax XT1 3/4p Vert W800 H300
1SZE980040B0260 | QB2V63003 | Active | 5411815230387 | 82.03 | 1 | 1 | stuk | System pro E energy Combi | BE31192 | 17 (SYSTEM PRO E ENERGY) | stuk | QB2V63003 - 3x XT2 3/4p Vert B800 H300 | QB2V63003 - 3 Tmax XT2 3/4p V L800 H300 | 3 Tmax XT2 3/4p Vert W800 H300 | 3 Tmax XT2 3/4p Vert W800 H300
1SZE980040B0270 | QB3V63003 | Active | 5411815230394 | 82.03 | 1 | 1 | stuk | System pro E energy Combi | BE31192 | 17 (SYSTEM PRO E ENERGY) | stuk | QB3V63003 - 3x XT3 3/4p Vert B800 H300 | QB3V63003 - 3 Tmax XT3 3/4p V L800 H300 | 3 Tmax XT3 3/4p Vert W800 H300 | 3 Tmax XT3 3/4p Vert W800 H300
1SZE980040B0280 | QB4V63003 | Active | 5411815230400 | 82.03 | 1 | 1 | stuk | System pro E energy Combi | BE31192 | 17 (SYSTEM PRO E ENERGY) | stuk | QB4V63003 - 3x XT4 3/4p Vert B800 H300 | QB4V63003 - 3 Tmax XT4 3/4p V L800 H300 | 3 Tmax XT4 3/4p Vert W800 H300 | 3 Tmax XT4 3/4p Vert W800 H300
1SZE980040B0290 | QB1V83004 | Active | 5411815230417 | 89.04 | 1 | 1 | stuk | System pro E energy Combi | BE31192 | 17 (SYSTEM PRO E ENERGY) | stuk | QB1V83004 - 4x XT1 3/4p Vert B800 H300 | QB1V83004 - 4 Tmax XT1 3/4p V L800 H300 | 4 Tmax XT1 3/4p Vert W800 H300 | 4 Tmax XT1 3/4p Vert W800 H300
1SZE980040B0300 | QB2V83004 | Active | 5411815230424 | 89.04 | 1 | 1 | stuk | System pro E energy Combi | BE31192 | 17 (SYSTEM PRO E ENERGY) | stuk | QB2V83004 - 4x XT2 3/4p Vert B800 H300 | QB2V83004 - 4 Tmax XT2 3/4p V L800 H300 | 4 Tmax XT2 3/4p Vert W800 H300 | 4 Tmax XT2 3/4p Vert W800 H300
1SZE980040B0310 | QB3V83004 | Active | 5411815230431 | 89.04 | 1 | 1 | stuk | System pro E energy Combi | BE31192 | 17 (SYSTEM PRO E ENERGY) | stuk | QB3V83004 - 4x XT3 3/4p Vert B800 H300 | QB3V83004 - 4 Tmax XT3 3/4p V L800 H300 | 4 Tmax XT3 3/4p Vert W800 H300 | 4 Tmax XT3 3/4p Vert W800 H300
1SZE980040B0320 | QB4V83004 | Active | 5411815230448 | 89.04 | 1 | 1 | stuk | System pro E energy Combi | BE31192 | 17 (SYSTEM PRO E ENERGY) | stuk | QB4V83004 - 4x XT4 3/4p Vert B800 H300 | QB4V83004 - 4 Tmax XT4 3/4p V L800 H300 | 4 Tmax XT4 3/4p Vert W800 H300 | 4 Tmax XT4 3/4p Vert W800 H300
1SZE980040B0330 | QB1H62000 | Active | 5411815230455 | 49.57 | 1 | 1 | stuk | System pro E energy Combi | BE31192 | 17 (SYSTEM PRO E ENERGY) | stuk | QB1H62000 - Tmax XT1 3/4p Hor B600 H200 | QB1H62000 - Tmax XT1 3/4p Hor L600 H200 | Tmax XT1 3/4p Hor W600 H200 | Tmax XT1 3/4p Hor W600 H200
1SZE980040B0340 | QB2H62000 | Active | 5411815230462 | 49.57 | 1 | 1 | stuk | System pro E energy Combi | BE31192 | 17 (SYSTEM PRO E ENERGY) | stuk | QB2H62000 - Tmax XT2 3/4p Hor B600 H200 | QB2H62000 - Tmax XT2 3/4p Hor L600 H200 | Tmax XT2 3/4p Hor W600 H200 | Tmax XT2 3/4p Hor W600 H200
1SZE980040B0350 | QB3H62000 | Active | 5411815230479 | 59.86 | 1 | 1 | stuk | System pro E energy Combi | BE31192 | 17 (SYSTEM PRO E ENERGY) | stuk | QB3H62000 - Tmax XT3 3/4p Hor B600 H200 | QB3H62000 - Tmax XT3 3/4p Hor L600 H200 | Tmax XT3 3/4p Hor W600 H200 | Tmax XT3 3/4p Hor W600 H200
1SZE980040B0360 | QB4H62000 | Active | 5411815230486 | 50.52 | 1 | 1 | stuk | System pro E energy Combi | BE31192 | 17 (SYSTEM PRO E ENERGY) | stuk | QB4H62000 - Tmax XT4 3/4p Hor B600 H200 | QB4H62000 - Tmax XT4 3/4p Hor L600 H200 | Tmax XT4 3/4p Hor W600 H200 | Tmax XT4 3/4p Hor W600 H200
1SZE980040B0370 | QB5H63000 | Active | 5411815230493 | 59.7 | 1 | 1 | stuk | System pro E energy Combi | BE31192 | 17 (SYSTEM PRO E ENERGY) | stuk | QB5H63000 - Tmax XT5 3/4p Hor B600 H300 | QB5H63000 - Tmax XT5 3/4p Hor L600 H300 | Tmax XT5 3/4p Hor W600 H300 | Tmax XT5 3/4p Hor W600 H300
1SZE980040B0380 | QB6H64000 | Active | 5411815230509 | 62.98 | 1 | 1 | stuk | System pro E energy Combi | BE31192 | 17 (SYSTEM PRO E ENERGY) | stuk | QB6H64000 - Tmax XT6 3/4p Hor B600 H400 | QB6H64000 - Tmax XT6 3/4p Hor L600 H400 | Tmax XT6 3/4p Hor W600 H400 | Tmax XT6 3/4p Hor W600 H400
1SZE980040B0390 | QB5H630TM | Active | 5411815230516 | 68.75 | 1 | 1 | stuk | System pro E energy Combi | BE31192 | 17 (SYSTEM PRO E ENERGY) | stuk | QB5H630TM - Tmax T5 3/4p Hor B600 H300 | QB5H630TM - Tmax T5 3/4p Hor L600 H300 | Tmax T5 3/4p Hor W600 H300 | Tmax T5 3/4p Hor W600 H300
1SZE980040B0400 | QB6H640TM | Active | 5411815230523 | 64.31 | 1 | 1 | stuk | System pro E energy Combi | BE31192 | 17 (SYSTEM PRO E ENERGY) | stuk | QB6H640TM - Tmax T6 3/4p Hor B600 H400 | QB6H640TM - Tmax T6 3/4p Hor L600 H400 | Tmax T6 3/4p Hor W600 H400 | Tmax T6 3/4p Hor W600 H400
1SZE980040B0410 | QB1H82000 | Active | 5411815230530 | 70.14 | 1 | 1 | stuk | System pro E energy Combi | BE31192 | 17 (SYSTEM PRO E ENERGY) | stuk | QB1H82000 - Tmax XT1 3/4p Hor B800 H200 | QB1H82000 - Tmax XT1 3/4p Hor L800 H200 | Tmax XT1 3/4p Hor W800 H200 | Tmax XT1 3/4p Hor W800 H200
1SZE980040B0420 | QB2H82000 | Active | 5411815230547 | 65.15 | 1 | 1 | stuk | System pro E energy Combi | BE31192 | 17 (SYSTEM PRO E ENERGY) | stuk | QB2H82000 - Tmax XT2 3/4p Hor B800 H200 | QB2H82000 - Tmax XT2 3/4p Hor L800 H200 | Tmax XT2 3/4p Hor W800 H200 | Tmax XT2 3/4p Hor W800 H200
1SZE980040B0430 | QB3H82000 | Active | 5411815230554 | 84.19 | 1 | 1 | stuk | System pro E energy Combi | BE31192 | 17 (SYSTEM PRO E ENERGY) | stuk | QB3H82000 - Tmax XT3 3/4p Hor B800 H200 | QB3H82000 - Tmax XT3 3/4p Hor L800 H200 | Tmax XT3 3/4p Hor W800 H200 | Tmax XT3 3/4p Hor W800 H200
1SZE980040B0440 | QB4H82000 | Active | 5411815230561 | 65.19 | 1 | 1 | stuk | System pro E energy Combi | BE31192 | 17 (SYSTEM PRO E ENERGY) | stuk | QB4H82000 - Tmax XT4 3/4p Hor B800 H200 | QB4H82000 - Tmax XT4 3/4p Hor L800 H200 | Tmax XT4 3/4p Hor W800 H200 | Tmax XT4 3/4p Hor W800 H200
1SZE980040B0450 | QB5H83000 | Active | 5411815230578 | 75.13 | 1 | 1 | stuk | System pro E energy Combi | BE31192 | 17 (SYSTEM PRO E ENERGY) | stuk | QB5H83000 - Tmax XT5 3/4p Hor B800 H300 | QB5H83000 - Tmax XT5 3/4p Hor L800 H300 | Tmax XT5 3/4p Hor W800 H300 | Tmax XT5 3/4p Hor W800 H300
1SZE980040B0460 | QB6H84000 | Active | 5411815230585 | 81.44 | 1 | 1 | stuk | System pro E energy Combi | BE31192 | 17 (SYSTEM PRO E ENERGY) | stuk | QB6H84000 - Tmax XT6 3/4p Hor B800 H400 | QB6H84000 - Tmax XT6 3/4p Hor L800 H400 | Tmax XT6 3/4p Hor W800 H400 | Tmax XT6 3/4p Hor W800 H400
1SZE980040B0470 | QB5H830TM | Active | 5411815230592 | 97.29 | 1 | 1 | stuk | System pro E energy Combi | BE31192 | 17 (SYSTEM PRO E ENERGY) | stuk | QB5H830TM - Tmax T5 3/4p Hor B800 H300 | QB5H830TM - Tmax T5 3/4p Hor L800 H300 | Tmax T5 3/4p Hor W800 H300 | Tmax T5 3/4p Hor W800 H300
1SZE980040B0480 | QB6H840TM | Active | 5411815230608 | 82.05 | 1 | 1 | stuk | System pro E energy Combi | BE31192 | 17 (SYSTEM PRO E ENERGY) | stuk | QB6H840TM - Tmax T6 3/4p Hor B800 H400 | QB6H840TM - Tmax T6 3/4p Hor L800 H400 | Tmax T6 3/4p Hor W800 H400 | Tmax T6 3/4p Hor W800 H400
1SZE980040B0490 | QB1V430RC | Active | 5411815230615 | 57.73 | 1 | 1 | stuk | System pro E energy Combi | BE31192 | 17 (SYSTEM PRO E ENERGY) | stuk | QB1V430RC - Tmax XT1 RC Vert B400 H300 | QB1V430RC - Tmax XT1 RC Vert L400 H300 | Tmax XT1 RC Vert W400 H300 | Tmax XT1 RC Vert W400 H300
1SZE980040B0500 | QB2V435RC | Active | 5411815230622 | 60.05 | 1 | 1 | stuk | System pro E energy Combi | BE31192 | 17 (SYSTEM PRO E ENERGY) | stuk | QB2V435RC - Tmax XT2 RC Vert B400 H350 | QB2V435RC - Tmax XT2 RC Vert L400 H350 | Tmax XT2 RC Vert W400 H350 | Tmax XT2 RC Vert W400 H350
1SZE980040B0510 | QB3V435RC | Active | 5411815230639 | 60.05 | 1 | 1 | stuk | System pro E energy Combi | BE31192 | 17 (SYSTEM PRO E ENERGY) | stuk | QB3V435RC - Tmax XT3 RC Vert B400 H350 | QB3V435RC - Tmax XT3 RC Vert L400 H350 | Tmax XT3 RC Vert W400 H350 | Tmax XT3 RC Vert W400 H350
1SZE980040B0520 | QB4V435RC | Active | 5411815230646 | 60.05 | 1 | 1 | stuk | System pro E energy Combi | BE31192 | 17 (SYSTEM PRO E ENERGY) | stuk | QB4V435RC - Tmax XT4 RC Vert B400 H350 | QB4V435RC - Tmax XT4 RC Vert L400 H350 | Tmax XT4 RC Vert W400 H350 | Tmax XT4 RC Vert W400 H350
1SZE980040B0530 | QB5V445RC | Active | 5411815230653 | 63.44 | 1 | 1 | stuk | System pro E energy Combi | BE31192 | 17 (SYSTEM PRO E ENERGY) | stuk | QB5V445RC - Tmax XT5 RC Vert B400 H450 | QB5V445RC - Tmax XT5 RC Vert L400 H450 | Tmax XT5 RC Vert W400 H450 | Tmax XT5 RC Vert W400 H450
1SZE980040B0540 | QB5V445TR | Active | 5411815230660 | 63.44 | 1 | 1 | stuk | System pro E energy Combi | BE31192 | 17 (SYSTEM PRO E ENERGY) | stuk | QB5V445TR - Tmax T5 RC Vert B400 H450 | QB5V445TR - Tmax T5 RC Vert L400 H450 | Tmax T5 RC Vert W400 H450 | Tmax T5 RC Vert W400 H450
1SZE980040B0550 | QB1V630RC | Active | 5411815230677 | 92.19 | 1 | 1 | stuk | System pro E energy Combi | BE31192 | 17 (SYSTEM PRO E ENERGY) | stuk | QB1V630RC - Tmax XT1 RC Vert B600 H300 | QB1V630RC - Tmax XT1 RC Vert L600 H300 | Tmax XT1 RC Vert W600 H300 | Tmax XT1 RC Vert W600 H300
1SZE980040B0560 | QB2V635RC | Active | 5411815230684 | 95.87 | 1 | 1 | stuk | System pro E energy Combi | BE31192 | 17 (SYSTEM PRO E ENERGY) | stuk | QB2V635RC - Tmax XT2 RC Vert B600 H350 | QB2V635RC - Tmax XT2 RC Vert L600 H350 | Tmax XT2 RC Vert W600 H350 | Tmax XT2 RC Vert W600 H350
1SZE980040B0570 | QB3V635RC | Active | 5411815230691 | 95.87 | 1 | 1 | stuk | System pro E energy Combi | BE31192 | 17 (SYSTEM PRO E ENERGY) | stuk | QB3V635RC - Tmax XT3 RC Vert B600 H350 | QB3V635RC - Tmax XT3 RC Vert L600 H350 | Tmax XT3 RC Vert W600 H350 | Tmax XT3 RC Vert W600 H350
1SZE980040B0580 | QB4V635RC | Active | 5411815230707 | 95.87 | 1 | 1 | stuk | System pro E energy Combi | BE31192 | 17 (SYSTEM PRO E ENERGY) | stuk | QB4V635RC - Tmax XT4 RC Vert B600 H350 | QB4V635RC - Tmax XT4 RC Vert L600 H350 | Tmax XT4 RC Vert W600 H350 | Tmax XT4 RC Vert W600 H350
1SZE980040B0590 | QB5V645RC | Active | 5411815230714 | 100.49 | 1 | 1 | stuk | System pro E energy Combi | BE31192 | 17 (SYSTEM PRO E ENERGY) | stuk | QB5V645RC - Tmax XT5 RC Vert B600 H450 | QB5V645RC - Tmax XT5 RC Vert L600 H450 | Tmax XT5 RC Vert W600 H450 | Tmax XT5 RC Vert W600 H450
1SZE980040B0610 | QB5V645TR | Active | 5411815230721 | 100.49 | 1 | 1 | stuk | System pro E energy Combi | BE31192 | 17 (SYSTEM PRO E ENERGY) | stuk | QB5V645TR - Tmax T5 RC Vert B600 H450 | QB5V645TR - Tmax T5 RC Vert L600 H450 | Tmax T5 RC Vert W600 H450 | Tmax T5 RC Vert W600 H450
1SZE980040B0620 | QB1V830RC | Active | 5411815230738 | 97.94 | 1 | 1 | stuk | System pro E energy Combi | BE31192 | 17 (SYSTEM PRO E ENERGY) | stuk | QB1V830RC - Tmax XT1 RC Vert B800 H300 | QB1V830RC - Tmax XT1 RC Vert L800 H300 | Tmax XT1 RC Vert W800 H300 | Tmax XT1 RC Vert W800 H300
1SZE980040B0630 | QB2V835RC | Active | 5411815230745 | 102.84 | 1 | 1 | stuk | System pro E energy Combi | BE31192 | 17 (SYSTEM PRO E ENERGY) | stuk | QB2V835RC - Tmax XT2 RC Vert B800 H350 | QB2V835RC - Tmax XT2 RC Vert L800 H350 | Tmax XT2 RC Vert W800 H350 | Tmax XT2 RC Vert W800 H350
1SZE980040B0640 | QB3V835RC | Active | 5411815230752 | 102.84 | 1 | 1 | stuk | System pro E energy Combi | BE31192 | 17 (SYSTEM PRO E ENERGY) | stuk | QB3V835RC - Tmax XT3 RC Vert B800 H350 | QB3V835RC - Tmax XT3 RC Vert L800 H350 | Tmax XT3 RC Vert W800 H350 | Tmax XT3 RC Vert W800 H350
1SZE980040B0650 | QB4V835RC | Active | 5411815230769 | 102.84 | 1 | 1 | stuk | System pro E energy Combi | BE31192 | 17 (SYSTEM PRO E ENERGY) | stuk | QB4V835RC - Tmax XT4 RC Vert B800 H350 | QB4V835RC - Tmax XT4 RC Vert L800 H350 | Tmax XT4 RC Vert W800 H350 | Tmax XT4 RC Vert W800 H350
1SZE980040B0660 | QB5V845RC | Active | 5411815230776 | 112.09 | 1 | 1 | stuk | System pro E energy Combi | BE31192 | 17 (SYSTEM PRO E ENERGY) | stuk | QB5V845RC - Tmax XT5 RC Vert B800 H450 | QB5V845RC - Tmax XT5 RC Vert L800 H450 | Tmax XT5 RC Vert W800 H450 | Tmax XT5 RC Vert W800 H450
1SZE980040B0680 | QB5V845TR | Active | 5411815230783 | 112.09 | 1 | 1 | stuk | System pro E energy Combi | BE31192 | 17 (SYSTEM PRO E ENERGY) | stuk | QB5V845TR - Tmax T5 RC Vert B800 H450 | QB5V845TR - Tmax T5 RC Vert L800 H450 | Tmax T5 RC Vert W800 H450 | Tmax T5 RC Vert W800 H450
1SZE980040B0690 | QB1H620RC | Active | 5411815230790 | 59.49 | 1 | 1 | stuk | System pro E energy Combi | BE31192 | 17 (SYSTEM PRO E ENERGY) | stuk | QB1H620RC - Tmax XT1 RC Hor B600 H200 | QB1H620RC - Tmax XT1 RC Hor L600 H200 | Tmax XT1 RC Hor W600 H200 | Tmax XT1 RC Hor W600 H200
1SZE980040B0700 | QB2H620RC | Active | 5411815230806 | 59.49 | 1 | 1 | stuk | System pro E energy Combi | BE31192 | 17 (SYSTEM PRO E ENERGY) | stuk | QB2H620RC - Tmax XT2 RC Hor B600 H200 | QB2H620RC - Tmax XT2 RC Hor L600 H200 | Tmax XT2 RC Hor W600 H200 | Tmax XT2 RC Hor W600 H200
1SZE980040B0710 | QB3H620RC | Active | 5411815230813 | 59.49 | 1 | 1 | stuk | System pro E energy Combi | BE31192 | 17 (SYSTEM PRO E ENERGY) | stuk | QB3H620RC - Tmax XT3 RC Hor B600 H200 | QB3H620RC - Tmax XT3 RC Hor L600 H200 | Tmax XT3 RC Hor W600 H200 | Tmax XT3 RC Hor W600 H200
1SZE980040B0720 | QB4H620RC | Active | 5411815230820 | 59.49 | 1 | 1 | stuk | System pro E energy Combi | BE31192 | 17 (SYSTEM PRO E ENERGY) | stuk | QB4H620RC - Tmax XT4 RC Hor B600 H200 | QB4H620RC - Tmax XT4 RC Hor L600 H200 | Tmax XT4 RC Hor W600 H200 | Tmax XT4 RC Hor W600 H200
1SZE980040B0730 | QB5H630RC | Active | 5411815230837 | 71.63 | 1 | 1 | stuk | System pro E energy Combi | BE31192 | 17 (SYSTEM PRO E ENERGY) | stuk | QB5H630RC - Tmax XT5 RC Hor B600 H300 | QB5H630RC - Tmax XT5 RC Hor L600 H300 | Tmax XT5 RC Hor W600 H300 | Tmax XT5 RC Hor W600 H300
1SZE980040B0740 | QB6H640RC | Active | 5411815230844 | 75.58 | 1 | 1 | stuk | System pro E energy Combi | BE31192 | 17 (SYSTEM PRO E ENERGY) | stuk | QB6H640RC - Tmax XT6 RC Hor B600 H400 | QB6H640RC - Tmax XT6 RC Hor L600 H400 | Tmax XT6 RC Hor W600 H400 | Tmax XT6 RC Hor W600 H400
1SZE980040B0750 | QB5H630TR | Active | 5411815230851 | 71.63 | 1 | 1 | stuk | System pro E energy Combi | BE31192 | 17 (SYSTEM PRO E ENERGY) | stuk | QB5H630TR - Tmax T5 RC Hor B600 H300 | QB5H630TR - Tmax T5 RC Hor L600 H300 | Tmax T5 RC Hor W600 H300 | Tmax T5 RC Hor W600 H300
1SZE980040B0770 | QB1H820RC | Active | 5411815230868 | 82.78 | 1 | 1 | stuk | System pro E energy Combi | BE31192 | 17 (SYSTEM PRO E ENERGY) | stuk | QB1H820RC - Tmax XT1 RC Hor B800 H200 | QB1H820RC - Tmax XT1 RC Hor L800 H200 | Tmax XT1 RC Hor W800 H200 | Tmax XT1 RC Hor W800 H200
1SZE980040B0780 | QB2H820RC | Active | 5411815230875 | 82.78 | 1 | 1 | stuk | System pro E energy Combi | BE31192 | 17 (SYSTEM PRO E ENERGY) | stuk | QB2H820RC - Tmax XT2 RC Hor B800 H200 | QB2H820RC - Tmax XT2 RC Hor L800 H200 | Tmax XT2 RC Hor W800 H200 | Tmax XT2 RC Hor W800 H200
1SZE980040B0790 | QB3H820RC | Active | 5411815230882 | 82.78 | 1 | 1 | stuk | System pro E energy Combi | BE31192 | 17 (SYSTEM PRO E ENERGY) | stuk | QB3H820RC - Tmax XT3 RC Hor B800 H200 | QB3H820RC - Tmax XT3 RC Hor L800 H200 | Tmax XT3 RC Hor W800 H200 | Tmax XT3 RC Hor W800 H200
1SZE980040B0800 | QB4H820RC | Active | 5411815230899 | 82.78 | 1 | 1 | stuk | System pro E energy Combi | BE31192 | 17 (SYSTEM PRO E ENERGY) | stuk | QB4H820RC - Tmax XT4 RC Hor B800 H200 | QB4H820RC - Tmax XT4 RC Hor L800 H200 | Tmax XT4 RC Hor W800 H200 | Tmax XT4 RC Hor W800 H200
1SZE980040B0810 | QB5H830RC | Active | 5411815230905 | 88.66 | 1 | 1 | stuk | System pro E energy Combi | BE31192 | 17 (SYSTEM PRO E ENERGY) | stuk | QB5H830RC - Tmax XT5 RC Hor B800 H300 | QB5H830RC - Tmax XT5 RC Hor L800 H300 | Tmax XT5 RC Hor W800 H300 | Tmax XT5 RC Hor W800 H300
1SZE980040B0820 | QB6H840RC | Active | 5411815230912 | 95.29 | 1 | 1 | stuk | System pro E energy Combi | BE31192 | 17 (SYSTEM PRO E ENERGY) | stuk | QB6H840RC - Tmax XT6 RC Hor B800 H400 | QB6H840RC - Tmax XT6 RC Hor L800 H400 | Tmax XT6 RC Hor W800 H400 | Tmax XT6 RC Hor W800 H400
1SZE980040B0830 | QB5H830TR | Active | 5411815230929 | 97.29 | 1 | 1 | stuk | System pro E energy Combi | BE31192 | 17 (SYSTEM PRO E ENERGY) | stuk | QB5H830TR - Tmax T5 RC Hor B800 H300 | QB5H830TR - Tmax T5 RC Hor L800 H300 | Tmax T5 RC Hor W800 H300 | Tmax T5 RC Hor W800 H300
1SZE980050B0010 | QS4H63500 | Active | 5411815230936 | 70.44 | 1 | 1 | stuk | System pro E energy Combi | BE31192 | 17 (SYSTEM PRO E ENERGY) | stuk | QS4H63500 - OT400 Hor 3/4P HT B600 H350 | QS4H63500 - OT400 Hor 3/4P HT L600 H350 | Module for OT400 Hor 3/4P HT W600 H350 | Module for OT400 Hor 3/4P HT W600 H350
1SZE980050B0020 | QS8H65000 | Active | 5411815230943 | 86.82 | 1 | 1 | stuk | System pro E energy Combi | BE31192 | 17 (SYSTEM PRO E ENERGY) | stuk | QS8H65000 - OT800 Hor 3/4 HT B600 H500 | QS8H65000 - OT800 Hor 3/4 HT L600 H500 | Module for OT800 Hor 3/4P HT W600 H500 | Module for OT800 Hor 3/4P HT W600 H500
1SZE980050B0030 | QS4H83500 | Active | 5411815230950 | 98.73 | 1 | 1 | stuk | System pro E energy Combi | BE31192 | 17 (SYSTEM PRO E ENERGY) | stuk | QS4H83500 - OT400 Hor 3/4P HT B800 H350 | QS4H83500 - OT400 Hor 3/4P HT L800 H350 | Module for OT400 Hor 3/4P HT W800 H350 | Module for OT400 Hor 3/4P HT W800 H350
1SZE980050B0040 | QS8H85000 | Active | 5411815230967 | 101.36 | 1 | 1 | stuk | System pro E energy Combi | BE31192 | 17 (SYSTEM PRO E ENERGY) | stuk | QS8H85000 - OT800 Hor 3/4P HT B800 H500 | QS8H85000 - OT800 Hor 3/4P HT L800 H500 | Module for OT800 Hor 3/4P HT W800 H500 | Module for OT800 Hor 3/4P HT W800 H500
1SZE980050B0050 | QS4V435HL | Active | 5411815230974 | 52.87 | 1 | 1 | stuk | System pro E energy Combi | BE31192 | 17 (SYSTEM PRO E ENERGY) | stuk | QS4V435HL - OT400 Vert 3/4P HL B400 H350 | QS4V435HL - OT400 Vert 3/4P HL L400 H350 | Module for OT400 Vert 3/4P HL W400 H350 | Module for OT400 Vert 3/4P HL W400 H350
1SZE980050B0060 | QS4V635HL | Active | 5411815230981 | 70.44 | 1 | 1 | stuk | System pro E energy Combi | BE31192 | 17 (SYSTEM PRO E ENERGY) | stuk | QS4V635HL - OT400 Vert 3/4P HL B600 H350 | QS4V635HL - OT400 Vert 3/4P HL L600 H350 | Module for OT400 Vert 3/4P HL W600 H350 | Module for OT400 Vert 3/4P HL W600 H350
1SZE980050B0070 | QS8V635HL | Active | 5411815230998 | 70.44 | 1 | 1 | stuk | System pro E energy Combi | BE31192 | 17 (SYSTEM PRO E ENERGY) | stuk | QS8V635HL - OT800 Vert 3/4P HL B600 H350 | QS8V635HL - OT800 Vert 3/4P HL L600 H350 | Module for OT800 Vert 3/4P HL W600 H350 | Module for OT800 Vert 3/4P HL W600 H350
1SZE980050B0080 | QS4V835HL | Active | 5411815231001 | 98.73 | 1 | 1 | stuk | System pro E energy Combi | BE31192 | 17 (SYSTEM PRO E ENERGY) | stuk | QS4V835HL - OT400 Vert 3/4P HL B800 H350 | QS4V835HL - OT400 Vert 3/4P HL L800 H350 | Module for OT400 Vert 3/4P HL W800 H350 | Module for OT400 Vert 3/4P HL W800 H350
1SZE980050B0090 | QS8V835HL | Active | 5411815231018 | 98.73 | 1 | 1 | stuk | System pro E energy Combi | BE31192 | 17 (SYSTEM PRO E ENERGY) | stuk | QS8V835HL - OT800 Vert 3/4P HL B800 H350 | QS8V835HL - OT800 Vert 3/4P HL L800 H350 | Module for OT800 Vert 3/4P HL W800 H350 | Module for OT800 Vert 3/4P HL W800 H350
1SZE980050B0100 | QS4V435HM | Active | 5411815231025 | 52.87 | 1 | 1 | stuk | System pro E energy Combi | BE31192 | 17 (SYSTEM PRO E ENERGY) | stuk | QS4V435HM - OT400 Vert 3/4P HM B400 H350 | QS4V435HM - OT400 Vert 3/4P HM L400 H350 | Module for OT400 Vert 3/4P HM W400 H350 | Module for OT400 Vert 3/4P HM W400 H350
1SZE980050B0110 | QS4V635HM | Active | 5411815231032 | 70.44 | 1 | 1 | stuk | System pro E energy Combi | BE31192 | 17 (SYSTEM PRO E ENERGY) | stuk | QS4V635HM - OT400 Vert 3/4P HM B600 H350 | QS4V635HM - OT400 Vert 3/4P HM L600 H350 | Module for OT400 Vert 3/4P HM W600 H350 | Module for OT400 Vert 3/4P HM W600 H350
1SZE980050B0120 | QS8V635HM | Active | 5411815231049 | 70.44 | 1 | 1 | stuk | System pro E energy Combi | BE31192 | 17 (SYSTEM PRO E ENERGY) | stuk | QS8V635HM - OT800 Vert 3/4P HM B600 H350 | QS8V635HM - OT800 Vert 3/4P HM L600 H350 | Module for OT800 Vert 3/4P HM W600 H350 | Module for OT800 Vert 3/4P HM W600 H350
1SZE980050B0130 | QS4V835HM | Active | 5411815231056 | 52.87 | 1 | 1 | stuk | System pro E energy Combi | BE31192 | 17 (SYSTEM PRO E ENERGY) | stuk | QS4V835HM - OT400 Vert 3/4P HM B800 H350 | QS4V835HM - OT400 Vert 3/4P HM L800 H350 | Module for OT400 Vert 3/4P HM W800 H350 | Module for OT400 Vert 3/4P HM W800 H350
1SZE980050B0140 | QS8V835HM | Active | 5411815231063 | 52.87 | 1 | 1 | stuk | System pro E energy Combi | BE31192 | 17 (SYSTEM PRO E ENERGY) | stuk | QS8V835HM - OT800 Vert 3/4P HM B800 H350 | QS8V835HM - OT800 Vert 3/4P HM L800 H350 | Module for OT800 Vert 3/4P HM W800 H350 | Module for OT800 Vert 3/4P HM W800 H350
1SZE980050B0150 | QL4V66000 | Active | 5411815233210 | 135.65 | 1 | 1 | stuk | System pro E energy Combi | BE31192 | 17 (SYSTEM PRO E ENERGY) | stuk | QL4V66000-ATS TruOne 400 Vert B600 H600 | QL4V66000 - ATS TruOne 400 V L600 H600 | Module for ATS 400 ver 3/4P W600 H600 | Module for ATS 400 ver 3/4P W600 H600
1SZE980050B0160 | QL4V86000 | Active | 5411815231537 | 103.99 | 1 | 1 | stuk | System pro E energy Combi | BE31192 | 17 (SYSTEM PRO E ENERGY) | stuk | QL4V86000-ATS TruOne 400 Vert B800 H600 | QL4V86000 - ATS TruOne 400 V L800 H600 | TruOne 400 Vert 3/4P W800 H600 | TruOne 400 Vert 3/4P W800 H600
1SZE980050B0170 | QL8V86000 | Active | 5411815231544 | 127.56 | 1 | 1 | stuk | System pro E energy Combi | BE31192 | 17 (SYSTEM PRO E ENERGY) | stuk | QL8V86000-ATS TruOne 800 Vert B800 H800 | QL8V86000 - ATS TruOne 800 V L800 H800 | TruOne 800 Vert 3/4P W800 H600 | TruOne 800 Vert 3/4P W800 H600
1SZE980070B0010 | QM0403000 | Active | 5411815231070 | 25.45 | 1 | 1 | stuk | System pro E energy Combi | BE31192 | 17 (SYSTEM PRO E ENERGY) | stuk | QM0403000 - Montageplaat B400 H300 | QM0403000 - Plaque de montage L400 H300 | Mounting pl W400 H300 | Mounting pl W400 H300
1SZE980070B0020 | QM0601500 | Active | 5411815231087 | 30.72 | 1 | 1 | stuk | System pro E energy Combi | BE31192 | 17 (SYSTEM PRO E ENERGY) | stuk | QM0601500 - Montageplaat B600 H150 | QM0601500 - Plaque de montage L600 H150 | Mounting pl W600 H150 | Mounting pl W600 H150
1SZE980070B0030 | QM0602000 | Active | 5411815231094 | 32.69 | 1 | 1 | stuk | System pro E energy Combi | BE31192 | 17 (SYSTEM PRO E ENERGY) | stuk | QM0602000 - Montageplaat B600 H200 | QM0602000 - Plaque de montage L600 H200 | Mounting pl W600 H200 | Mounting pl W600 H200
1SZE980070B0040 | QM0602500 | Active | 5411815231100 | 34.33 | 1 | 1 | stuk | System pro E energy Combi | BE31192 | 17 (SYSTEM PRO E ENERGY) | stuk | QM0602500 - Montageplaat B600 H250 | QM0602500 - Plaque de montage L600 H250 | Mounting pl W600 H250 | Mounting pl W600 H250
1SZE980070B0050 | QM0603000 | Active | 5411815231117 | 38.11 | 1 | 1 | stuk | System pro E energy Combi | BE31192 | 17 (SYSTEM PRO E ENERGY) | stuk | QM0603000 - Montageplaat B600 H300 | QM0603000 - Plaque de montage L600 H300 | Mounting pl W600 H300 | Mounting pl W600 H300
1SZE980070B0060 | QM0604000 | Active | 5411815231124 | 41.73 | 1 | 1 | stuk | System pro E energy Combi | BE31192 | 17 (SYSTEM PRO E ENERGY) | stuk | QM0604000 - Montageplaat B600 H400 | QM0604000 - Plaque de montage L600 H400 | Mounting pl W600 H400 | Mounting pl W600 H400
1SZE980070B0070 | QM0605000 | Active | 5411815231131 | 50.06 | 1 | 1 | stuk | System pro E energy Combi | BE31192 | 17 (SYSTEM PRO E ENERGY) | stuk | QM0605000 - Montageplaat B600 H500 | QM0605000 - Plaque de montage L600 H500 | Mounting pl W600 H500 | Mounting pl W600 H500
1SZE980070B0080 | QM0606000 | Active | 5411815231148 | 58.93 | 1 | 1 | stuk | System pro E energy Combi | BE31192 | 17 (SYSTEM PRO E ENERGY) | stuk | QM0606000 - Montageplaat B600 H600 | QM0606000 - Plaque de montage L600 H600 | Mounting pl W600 H600 | Mounting pl W600 H600
1SZE980070B0090 | QM0608000 | Active | 5411815231155 | 68.75 | 1 | 1 | stuk | System pro E energy Combi | BE31192 | 17 (SYSTEM PRO E ENERGY) | stuk | QM0608000 - Montageplaat B600 H800 | QM0608000 - Plaque de montage L600 H800 | Mounting pl W600 H800 | Mounting pl W600 H800
1SZE980070B0100 | QM0609000 | Active | 5411815231162 | 79.07 | 1 | 1 | stuk | System pro E energy Combi | BE31192 | 17 (SYSTEM PRO E ENERGY) | stuk | QM0609000 - Montageplaat B600 H900 | QM0609000 - Plaque de montage L600 H900 | Mounting pl W600 H900 | Mounting pl W600 H900
1SZE980070B0110 | QM0610000 | Active | 5411815231179 | 90.92 | 1 | 1 | stuk | System pro E energy Combi | BE31192 | 17 (SYSTEM PRO E ENERGY) | stuk | QM0610000 - Montageplaat B600 H1000 | QM0610000 - Plaque de montage L600 H1000 | Mounting pl W600 H1000 | Mounting pl W600 H1000
1SZE980070B0130 | QM0801500 | Active | 5411815231186 | 41.07 | 1 | 1 | stuk | System pro E energy Combi | BE31192 | 17 (SYSTEM PRO E ENERGY) | stuk | QM0801500 - Montageplaat B800 H150 | QM0801500 - Plaque de montage L800 H150 | Mounting pl W800 H150 | Mounting pl W800 H150
1SZE980070B0140 | QM0802000 | Active | 5411815231193 | 43.68 | 1 | 1 | stuk | System pro E energy Combi | BE31192 | 17 (SYSTEM PRO E ENERGY) | stuk | QM0802000 - Montageplaat B800 H200 | QM0802000 - Plaque de montage L800 H200 | Mounting pl W800 H200 | Mounting pl W800 H200
1SZE980070B0150 | QM0802500 | Active | 5411815231209 | 47.62 | 1 | 1 | stuk | System pro E energy Combi | BE31192 | 17 (SYSTEM PRO E ENERGY) | stuk | QM0802500 - Montageplaat B800 H250 | QM0802500 - Plaque de montage L800 H250 | Mounting pl W800 H250 | Mounting pl W800 H250
1SZE980070B0160 | QM0803000 | Active | 5411815231216 | 51.91 | 1 | 1 | stuk | System pro E energy Combi | BE31192 | 17 (SYSTEM PRO E ENERGY) | stuk | QM0803000 - Montageplaat B800 H300 | QM0803000 - Plaque de montage L800 H300 | Mounting pl W800 H300 | Mounting pl W800 H300
1SZE980070B0170 | QM0804000 | Active | 5411815231223 | 56.59 | 1 | 1 | stuk | System pro E energy Combi | BE31192 | 17 (SYSTEM PRO E ENERGY) | stuk | QM0804000 - Montageplaat B800 H400 | QM0804000 - Plaque de montage L800 H400 | Mounting pl W800 H400 | Mounting pl W800 H400
1SZE980070B0180 | QM0805000 | Active | 5411815231230 | 67.91 | 1 | 1 | stuk | System pro E energy Combi | BE31192 | 17 (SYSTEM PRO E ENERGY) | stuk | QM0805000 - Montageplaat B800 H500 | QM0805000 - Plaque de montage L800 H500 | Mounting pl W800 H500 | Mounting pl W800 H500
1SZE980070B0190 | QM0806000 | Active | 5411815231247 | 78.59 | 1 | 1 | stuk | System pro E energy Combi | BE31192 | 17 (SYSTEM PRO E ENERGY) | stuk | QM0806000 - Montageplaat B800 H600 | QM0806000 - Plaque de montage L800 H600 | Mounting pl W800 H600 | Mounting pl W800 H600
1SZE980070B0200 | QM0808000 | Active | 5411815231254 | 91.23 | 1 | 1 | stuk | System pro E energy Combi | BE31192 | 17 (SYSTEM PRO E ENERGY) | stuk | QM0808000 - Montageplaat B800 H800 | QM0808000 - Plaque de montage L800 H800 | Mounting pl W800 H800 | Mounting pl W800 H800
1SZE980070B0210 | QM0809000 | Active | 5411815231261 | 104.91 | 1 | 1 | stuk | System pro E energy Combi | BE31192 | 17 (SYSTEM PRO E ENERGY) | stuk | QM0809000 - Montageplaat B800 H900 | QM0809000 - Plaque de montage L800 H900 | Mounting pl W800 H900 | Mounting pl W800 H900
1SZE980070B0220 | QM0610000 | Active | 5411815231278 | 117.49 | 1 | 1 | stuk | System pro E energy Combi | BE31192 | 17 (SYSTEM PRO E ENERGY) | stuk | QM0610000 - Montageplaat B800 H1000 | QM0610000 - Plaque de montage L800 H1000 | Mounting pl W800 H1000 | Mounting pl W800 H1000
1SZE980090B0010 | QCM741500 | Active | 5411815231285 | 22.3 | 1 | 1 | stuk | System pro E energy Combi | BE31192 | 17 (SYSTEM PRO E ENERGY) | stuk | QCM741500-Afdekpl. meters 72x72 B400H150 | QCM741500 - Plast app mes 72x72 L400H150 | Meter cover plates 72x72 W400 H150 | Meter cover plates 72x72 W400 H150
1SZE980090B0020 | QCM941500 | Active | 5411815231292 | 22.41 | 1 | 1 | stuk | System pro E energy Combi | BE31192 | 17 (SYSTEM PRO E ENERGY) | stuk | QCM941500-Afdekpl. meters 96x96 B400H150 | QCM941500 - Plast app mes 96x96 L400H150 | Meter cover plates 96x96 W400 H150 | Meter cover plates 96x96 W400 H150
1SZE980090B0030 | QCM761500 | Active | 5411815231308 | 42.1 | 1 | 1 | stuk | System pro E energy Combi | BE31192 | 17 (SYSTEM PRO E ENERGY) | stuk | QCM761500-Afdekpl. meters 72x72 B600H150 | QCM761500 - Plast app mes 72x72 L600H150 | Meter cover plates 72x72 W600 H150 | Meter cover plates 72x72 W600 H150
1SZE980090B0040 | QCM961500 | Active | 5411815231315 | 43.92 | 1 | 1 | stuk | System pro E energy Combi | BE31192 | 17 (SYSTEM PRO E ENERGY) | stuk | QCM961500-Afdekpl. meters 96x96 B600H150 | QCM961500 - Plast app mes 96x96 L600H150 | Meter cover plates 96x96 W600 H150 | Meter cover plates 96x96 W600 H150
1SZE980090B0050 | QCM781500 | Active | 5411815231322 | 50.99 | 1 | 1 | stuk | System pro E energy Combi | BE31192 | 17 (SYSTEM PRO E ENERGY) | stuk | QCM781500-Afdekpl. meters 72x72 B800H150 | QCM781500 - Plast app mes 72x72 L800H150 | Meter cover plates 72x72 W800 H150 | Meter cover plates 72x72 W800 H150
1SZE980090B0060 | QCM981500 | Active | 5411815231339 | 53.32 | 1 | 1 | stuk | System pro E energy Combi | BE31192 | 17 (SYSTEM PRO E ENERGY) | stuk | QCM981500-Afdekpl. meters 96x96 B800H150 | QCM981500 - Plast app mes 96x96 L800H150 | Meter cover plates 96x96 W800 H150 | Meter cover plates 96x96 W800 H150
1SZE980090B0110 | QCP041000 | Active | 5411815231346 | 19.06 | 1 | 1 | stuk | System pro E energy Combi | BE31192 | 17 (SYSTEM PRO E ENERGY) | stuk | QCP041000-Afdekpl. drukknoppen B400 H150 | QCP041000 - Plast bouton-pouss L400 H150 | Push buttons cover W400 H150 | Push buttons cover W400 H150
1SZE980090B0111 | QCP061000 | Active | 5411815231353 | 21.36 | 1 | 1 | stuk | System pro E energy Combi | BE31192 | 17 (SYSTEM PRO E ENERGY) | stuk | QCP061000-Afdekpl. drukknoppen B600 H150 | QCP061000 - Plast bouton-pouss L600 H150 | Push buttons cover W600 H150 | Push buttons cover W600 H150
1SZE980090B0112 | QCP081000 | Active | 5411815231360 | 25.1 | 1 | 1 | stuk | System pro E energy Combi | BE31192 | 17 (SYSTEM PRO E ENERGY) | stuk | QCP081000-Afdekpl. drukknoppen B800 H150 | QCP081000 - Plast bouton-pouss L800 H150 | Push buttons cover W800 H150 | Push buttons cover W800 H150
1SZE980100B0010 | QXEV44501 | Active | 5411815231551 | 161.22 | 1 | 1 | stuk | System pro E energy Combi | BE31192 | 17 (SYSTEM PRO E ENERGY) | stuk | QXEV44501 - SMISSLINE TP 125A B400 H450 | QXEV44501 - SMISSLINE TP 125A L400 H450 | Module SMISSLINE TP 125A W400 H450 | Module SMISSLINE TP 125A W400 H450
1SZE980100B0030 | QXEV46001 | Active | 5411815231568 | 189.57 | 1 | 1 | stuk | System pro E energy Combi | BE31192 | 17 (SYSTEM PRO E ENERGY) | stuk | QXEV46001 - SMISSLINE TP 125A B400 H600 | QXEV46001 - SMISSLINE TP 125A L400 H600 | Module SMISSLINE TP 125A W400 H600 | Module SMISSLINE TP 125A W400 H600
1SZE980100B0040 | QXEV47501 | Active | 5411815231575 | 218.49 | 1 | 1 | stuk | System pro E energy Combi | BE31192 | 17 (SYSTEM PRO E ENERGY) | stuk | QXEV47501 - SMISSLINE TP 125A B400 H750 | QXEV47501 - SMISSLINE TP 125A L400 H750 | Module SMISSLINE TP 125A W400 H750 | Module SMISSLINE TP 125A W400 H750
1SZE980100B0060 | QXEV64501 | Active | 5411815231582 | 257.55 | 1 | 1 | stuk | System pro E energy Combi | BE31192 | 17 (SYSTEM PRO E ENERGY) | stuk | QXEV64501 - SMISSLINE TP 125A B600 H450 | QXEV64501 - SMISSLINE TP 125A L600 H450 | Module SMISSLINE TP 125A W600 H450 | Module SMISSLINE TP 125A W600 H450
1SZE980100B0080 | QXEV66001 | Active | 5411815231599 | 291.17 | 1 | 1 | stuk | System pro E energy Combi | BE31192 | 17 (SYSTEM PRO E ENERGY) | stuk | QXEV66001 - SMISSLINE TP 125A B600 H600 | QXEV66001 - SMISSLINE TP 125A L600 H600 | Module SMISSLINE TP 125A W600 H600 | Module SMISSLINE TP 125A W600 H600
1SZE980100B0090 | QXEV67501 | Active | 5411815231605 | 334.09 | 1 | 1 | stuk | System pro E energy Combi | BE31192 | 17 (SYSTEM PRO E ENERGY) | stuk | QXEV67501 - SMISSLINE TP 125A B600 H750 | QXEV67501 - SMISSLINE TP 125A L600 H750 | Module SMISSLINE TP 125A W600 H750 | Module SMISSLINE TP 125A W600 H750
1SZE980100B0110 | QXEV44502 | Active | 5411815231643 | 167.01 | 1 | 1 | stuk | System pro E energy Combi | BE31192 | 17 (SYSTEM PRO E ENERGY) | stuk | QXEV44502 - SMISSLINE TP 250A B400 H450 | QXEV44502 - SMISSLINE TP 250A L400 H450 | Module SMISSLINE TP 250A W400 H450 | Module SMISSLINE TP 250A W400 H450
1SZE980100B0130 | QXEV46002 | Active | 5411815231650 | 192.47 | 1 | 1 | stuk | System pro E energy Combi | BE31192 | 17 (SYSTEM PRO E ENERGY) | stuk | QXEV46002 - SMISSLINE TP 250A B400 H600 | QXEV46002 - SMISSLINE TP 250A L400 H600 | Module SMISSLINE TP 250A W400 H600 | Module SMISSLINE TP 250A W400 H600
1SZE980100B0140 | QXEV47502 | Active | 5411815231667 | 220.89 | 1 | 1 | stuk | System pro E energy Combi | BE31192 | 17 (SYSTEM PRO E ENERGY) | stuk | QXEV47502 - SMISSLINE TP 250A B400 H750 | QXEV47502 - SMISSLINE TP 250A L400 H750 | Module SMISSLINE TP 250A W400 H750 | Module SMISSLINE TP 250A W400 H750
1SZE980100B0160 | QXEV64502 | Active | 5411815231674 | 257.02 | 1 | 1 | stuk | System pro E energy Combi | BE31192 | 17 (SYSTEM PRO E ENERGY) | stuk | QXEV64502 - SMISSLINE TP 250A B600 H450 | QXEV64502 - SMISSLINE TP 250A L600 H450 | Module SMISSLINE TP 250A W600 H450 | Module SMISSLINE TP 250A W600 H450
1SZE980100B0180 | QXEV66002 | Active | 5411815231681 | 290.65 | 1 | 1 | stuk | System pro E energy Combi | BE31192 | 17 (SYSTEM PRO E ENERGY) | stuk | QXEV66002 - SMISSLINE TP 250A B600 H600 | QXEV66002 - SMISSLINE TP 250A L600 H600 | Module SMISSLINE TP 250A W600 H600 | Module SMISSLINE TP 250A W600 H600
1SZE980100B0190 | QXEV67502 | Active | 5411815231698 | 333.56 | 1 | 1 | stuk | System pro E energy Combi | BE31192 | 17 (SYSTEM PRO E ENERGY) | stuk | QXEV67502 - SMISSLINE TP 250A B600 H750 | QXEV67502 - SMISSLINE TP 250A L600 H750 | Module SMISSLINE TP 250A W600 H750 | Module SMISSLINE TP 250A W600 H750
1SZE980100B0210 | QXEV84501 | Active | 5411815231612 | 306.63 | 1 | 1 | stuk | System pro E energy Combi | BE31192 | 17 (SYSTEM PRO E ENERGY) | stuk | QXEV84501 - SMISSLINE TP 125A B800 H450 | QXEV84501 - SMISSLINE TP 125A L800 H450 | Module SMISSLINE TP 125A W800 H450 | Module SMISSLINE TP 125A W800 H450
1SZE980100B0230 | QXEV86001 | Active | 5411815231629 | 325.96 | 1 | 1 | stuk | System pro E energy Combi | BE31192 | 17 (SYSTEM PRO E ENERGY) | stuk | QXEV86001 - SMISSLINE TP 125A B800 H600 | QXEV86001 - SMISSLINE TP 125A L800 H600 | Module SMISSLINE TP 125A W800 H600 | Module SMISSLINE TP 125A W800 H600
1SZE980100B0240 | QXEV87501 | Active | 5411815231636 | 399.06 | 1 | 1 | stuk | System pro E energy Combi | BE31192 | 17 (SYSTEM PRO E ENERGY) | stuk | QXEV87501 - SMISSLINE TP 125A B800 H750 | QXEV87501 - SMISSLINE TP 125A L800 H750 | Module SMISSLINE TP 125A W800 H750 | Module SMISSLINE TP 125A W800 H750
1SZE980100B0260 | QXEV84502 | Active | 5411815231704 | 314.68 | 1 | 1 | stuk | System pro E energy Combi | BE31192 | 17 (SYSTEM PRO E ENERGY) | stuk | QXEV84502 - SMISSLINE TP 250A B800 H450 | QXEV84502 - SMISSLINE TP 250A L800 H450 | Module SMISSLINE TP 250A W800 H450 | Module SMISSLINE TP 250A W800 H450
1SZE980100B0280 | QXEV86002 | Active | 5411815231711 | 334 | 1 | 1 | stuk | System pro E energy Combi | BE31192 | 17 (SYSTEM PRO E ENERGY) | stuk | QXEV86002 - SMISSLINE TP 250A B800 H600 | QXEV86002 - SMISSLINE TP 250A L800 H600 | Module SMISSLINE TP 250A W800 H600 | Module SMISSLINE TP 250A W800 H600
1SZE980100B0290 | QXEV87502 | Active | 5411815231728 | 407.12 | 1 | 1 | stuk | System pro E energy Combi | BE31192 | 17 (SYSTEM PRO E ENERGY) | stuk | QXEV87502 - SMISSLINE TP 250A B800 H750 | QXEV87502 - SMISSLINE TP 250A L800 H750 | Module SMISSLINE TP 250A W800 H750 | Module SMISSLINE TP 250A W800 H750
1SZE980110B0010 | QXW041000 | Active | 5411815231735 | 168.13 | 1 | 1 | stuk | System pro E energy Combi | BE31192 | 17 (SYSTEM PRO E ENERGY) | stuk | QXW041000-Kabelbundel geleider deur B400 | QXW041000 - Cond de câbles porte L400 | Cover for cable connection to the door | Cover for cable connection to the door
1SZE980110B0020 | QXW061000 | Active | 5411815231742 | 177.08 | 1 | 1 | stuk | System pro E energy Combi | BE31192 | 17 (SYSTEM PRO E ENERGY) | stuk | QXW061000-Kabelbundel geleider deur B600 | QXW061000 - Cond de câbles porte L600 | Cover for cable connection to the door | Cover for cable connection to the door
1SZE980110B0030 | QXW081000 | Active | 5411815231759 | 185.44 | 1 | 1 | stuk | System pro E energy Combi | BE31192 | 17 (SYSTEM PRO E ENERGY) | stuk | QXW081000-Kabelbundel geleider deur B800 | QXW081000 - Cond de câbles porte L800 | Cover for cable connection to the door | Cover for cable connection to the door
1SZE980120B0010 | QR8V6SF01 | Active | 5411815231766 | 22.25 | 1 | 1 | stuk | System pro E energy Combi | BE31192 | 17 (SYSTEM PRO E ENERGY) | stuk | QR8V6SF01 -Railst V B600 Profiel/Lineair | QR8V6SF01 - Supp Vert L600 Prof./Lineair | Busbar holder Vert. 600 W Shaped/linear | Busbar holder Vert. 600 W Shaped/linear
1SZE980120B0020 | QR8V8SF01 | Active | 5411815231773 | 25.53 | 1 | 1 | stuk | System pro E energy Combi | BE31192 | 17 (SYSTEM PRO E ENERGY) | stuk | QR8V8SF01 -Railst V B800 Profiel/Lineair | QR8V8SF01 - Supp Vert L800 Prof./Lineair | Busbar holder Vert. 800 W Shaped/linear | Busbar holder Vert. 800 W Shaped/linear
1SZE980120B0030 | QR6V6FF01 | Active | 5411815231780 | 91.87 | 1 | 1 | stuk | System pro E energy Combi | BE31192 | 17 (SYSTEM PRO E ENERGY) | stuk | QR6V6FF01 -Railst Vert B600 Vlak/Lineair | QR6V6FF01 - Supp Vert L600 Plat/Lineair | Busbar holder Vert. 600 W Flat/linear | Busbar holder Vert. 600 W Flat/linear
1SZE980120B0040 | QR6V8FF01 | Active | 5411815231797 | 95.15 | 1 | 1 | stuk | System pro E energy Combi | BE31192 | 17 (SYSTEM PRO E ENERGY) | stuk | QR6V8FF01 -Railst Vert B800 Vlak/Lineair | QR6V8FF01 - Supp Vert L800 Plat/Lineair | Busbar holder Vert. 800 W Flat/linear | Busbar holder Vert. 800 W Flat/linear
1SZE980120B0060 | QR8V4SS01 | Active | 5411815231803 | 36.63 | 1 | 1 | stuk | System pro E energy Combi | BE31192 | 17 (SYSTEM PRO E ENERGY) | stuk | QR8V4SS01-Railst V 200/400B Prof./Getr. | QR8V4SS01 -Supp V 200/400B Profilé/Etagé | Busbar holder V. 200/400 W Shaped/Stairc | Busbar holder V. 200/400 W Shaped/Stairc
1SZE980120B0070 | QR6V4FS01 | Active | 5411815231810 | 130.54 | 1 | 1 | stuk | System pro E energy Combi | BE31192 | 17 (SYSTEM PRO E ENERGY) | stuk | QR6V4FS01-Railst V 200/400B Vlak/Getrapt | QR6V4FS01 - Supp V 200/400B Plat/Etagé | Busbar holder V. 200/400 W Flat/Stairc. | Busbar holder V. 200/400 W Flat/Stairc.
1SZE980120B0090 | QR8H6SS01 | Active | 5411815231827 | 64.6 | 1 | 1 | stuk | System pro E energy Combi | BE31192 | 17 (SYSTEM PRO E ENERGY) | stuk | QR8H6SS01-Railst. H B600 Profiel/Getrapt | QR8H6SS01 - Supp Hor L600 Profilé/Etagé | Busbar holder Horz. 600 W Shaped/Stairc. | Busbar holder Horz. 600 W Shaped/Stairc.
1SZE980120B0100 | QR8H8SS01 | Active | 5411815231834 | 93.5 | 1 | 1 | stuk | System pro E energy Combi | BE31192 | 17 (SYSTEM PRO E ENERGY) | stuk | QR8H8SS01-Railst. H B800 Profiel/Getrapt | QR8H8SS01 - Supp Hor L800 Profilé/Etagé | Busbar holder Horz. 800 W Shaped/Stairc. | Busbar holder Horz. 800 W Shaped/Stairc.
1SZE980120B0120 | QR6H6FS01 | Active | 5411815231841 | 221.11 | 1 | 1 | stuk | System pro E energy Combi | BE31192 | 17 (SYSTEM PRO E ENERGY) | stuk | QR6H6FS01-Railst. Hor B600 Vlak/Getrapt | QR6H6FS01 - Support Hor L600 Plat/Etagé | Busbar holder Horz. 600 W Flat/Stairc. | Busbar holder Horz. 600 W Flat/Stairc.
1SZE980120B0130 | QR6H8FS01 | Active | 5411815231858 | 328.29 | 1 | 1 | stuk | System pro E energy Combi | BE31192 | 17 (SYSTEM PRO E ENERGY) | stuk | QR6H8FS01-Railst. Hor B800 Vlak/Getrapt | QR6H8FS01 - Support Hor L800 Plat/Etagé | Busbar holder Horz. 800 W Flat/Stairc. | Busbar holder Horz. 800 W Flat/Stairc.
1SZE980120B0260 | QR4HP2010 | Active | 5411815227240 | 41.18 | 1 | 1 | stuk | System pro E energy Combi | BE31192 | 17 (SYSTEM PRO E ENERGY) | stuk | QR4HP2010 - Aardingsrail Hor 20x10 B400 | QR4HP2010 - Barre d terre Hor 20x10 L400 | Horizontal PE busbar 20x10, W400 | Horizontal PE busbar 20x10, W400
1SZE980120B0270 | QR4HP3010 | Active | 5411815227257 | 47.08 | 1 | 1 | stuk | System pro E energy Combi | BE31192 | 17 (SYSTEM PRO E ENERGY) | stuk | QR4HP3010 - Aardingsrail Hor 30x10 B400 | QR4HP3010 - Barre d terre Hor 30x10 L400 | Horizontal PE busbar 30x10, W400 | Horizontal PE busbar 30x10, W400
1SZE980120B0280 | QR4HP4010 | Active | 5411815227264 | 54.19 | 1 | 1 | stuk | System pro E energy Combi | BE31192 | 17 (SYSTEM PRO E ENERGY) | stuk | QR4HP4010 - Aardingsrail Hor 40x10 B400 | QR4HP4010 - Barre d terre Hor 40x10 L400 | Horizontal PE busbar 40x10, W400 | Horizontal PE busbar 40x10, W400
1SZE980120B0290 | QR6HP2010 | Active | 5411815227271 | 64.02 | 1 | 1 | stuk | System pro E energy Combi | BE31192 | 17 (SYSTEM PRO E ENERGY) | stuk | QR6HP2010 - Aardingsrail Hor 20x10 B600 | QR6HP2010 - Barre d terre Hor 20x10 L600 | Horizontal PE busbar 20x10, W600 | Horizontal PE busbar 20x10, W600
1SZE980120B0300 | QR6HP3010 | Active | 5411815227288 | 76.07 | 1 | 1 | stuk | System pro E energy Combi | BE31192 | 17 (SYSTEM PRO E ENERGY) | stuk | QR6HP3010 - Aardingsrail Hor 30x10 B600 | QR6HP3010 - Barre d terre Hor 30x10 L600 | Horizontal PE busbar 30x10, W600 | Horizontal PE busbar 30x10, W600
1SZE980120B0310 | QR6HP4010 | Active | 5411815227295 | 90.45 | 1 | 1 | stuk | System pro E energy Combi | BE31192 | 17 (SYSTEM PRO E ENERGY) | stuk | QR6HP4010 - Aardingsrail Hor 40x10 B600 | QR6HP4010 - Barre d terre Hor 40x10 L600 | Horizontal PE busbar 40x10, W600 | Horizontal PE busbar 40x10, W600
1SZE980120B0320 | QR8HP2010 | Active | 5411815227301 | 91.04 | 1 | 1 | stuk | System pro E energy Combi | BE31192 | 17 (SYSTEM PRO E ENERGY) | stuk | QR8HP2010 - Aardingsrail Hor 20x10 B800 | QR8HP2010 - Barre d terre Hor 20x10 L800 | Horizontal PE busbar 20x10, W800 | Horizontal PE busbar 20x10, W800
1SZE980120B0330 | QR8HP3010 | Active | 5411815227318 | 108.46 | 1 | 1 | stuk | System pro E energy Combi | BE31192 | 17 (SYSTEM PRO E ENERGY) | stuk | QR8HP3010 - Aardingsrail Hor 30x10 B800 | QR8HP3010 - Barre d terre Hor 30x10 L800 | Horizontal PE busbar 30x10, W800 | Horizontal PE busbar 30x10, W800
1SZE980120B0340 | QR8HP4010 | Active | 5411815227325 | 129.32 | 1 | 1 | stuk | System pro E energy Combi | BE31192 | 17 (SYSTEM PRO E ENERGY) | stuk | QR8HP4010 - Aardingsrail Hor 40x10 B800 | QR8HP4010 - Barre d terre Hor 40x10 L800 | Horizontal PE busbar 40x10, W800 | Horizontal PE busbar 40x10, W800
1SZE980120B0460 | QR02F2005 | Active | 5411815233036 | 121.54 | 1 | 1 | stuk | System pro E energy Combi | BE31192 | 17 (SYSTEM PRO E ENERGY) | stuk | QR02F2005 - Vert vlak cu rail 20x5 H2000 | QRV0F2005 - Rail cu plat Vert 20x5 H2000 | Vertical flat busbar 20x5, H2000 | Vertical flat busbar 20x5, H2000
1SZE980120B0470 | QR02F2010 | Active | 5411815233043 | 175.47 | 1 | 1 | stuk | System pro E energy Combi | BE31192 | 17 (SYSTEM PRO E ENERGY) | stuk | QRV0F2010 -Vert vlak cu rail 20x10 H2000 | QRV0F2010 -Rail cu plat Vert 20x10 H2000 | Vertical flat busbar 20x10, H2000 | Vertical flat busbar 20x10, H2000
1SZE980120B0480 | QR02F3005 | Active | 5411815233050 | 147.47 | 1 | 1 | stuk | System pro E energy Combi | BE31192 | 17 (SYSTEM PRO E ENERGY) | stuk | QRV0F3005 - Vert vlak cu rail 30x5 H2000 | QRV0F3005 - Rail cu plat Vert 30x5 H2000 | Vertical flat busbar 30x5, H2000 | Vertical flat busbar 30x5, H2000
1SZE980120B0490 | QR02F3010 | Active | 5411815233067 | 222.91 | 1 | 1 | stuk | System pro E energy Combi | BE31192 | 17 (SYSTEM PRO E ENERGY) | stuk | QRV0F3010 -Vert vlak cu rail 30x10 H2000 | QRV0F3010 -Rail cu plat Vert 30x10 H2000 | Vertical flat busbar 30x10, H2000 | Vertical flat busbar 30x10, H2000
1SZE980120B0540 | QR4PC3010 | Active | 5411815233111 | 115.62 | 1 | 1 | stuk | System pro E energy Combi | BE31192 | 17 (SYSTEM PRO E ENERGY) | stuk | QR4PC3010 - Aardingsrail Hor B400 Cu12x4 | QR4PC3010 - Barre terre Hor L400 Cu12x4 | Hor.earthbar W400 CU12x4+conn. | Hor.earthbar W400 CU12x4+conn.
1SZE980120B0550 | QR6PC3011 | Active | 5411815233128 | 142.46 | 1 | 1 | stuk | System pro E energy Combi | BE31192 | 17 (SYSTEM PRO E ENERGY) | stuk | QR6PC3011 - Aardingsrail Hor B600 Cu12x4 | QR6PC3011 - Barre terre Hor L600 Cu12x4 | Hor.earthbar W600 CU12x4+conn. | Hor.earthbar W600 CU12x4+conn.
1SZE980120B0560 | QR8PC3012 | Active | 5411815233135 | 234.87 | 1 | 1 | stuk | System pro E energy Combi | BE31192 | 17 (SYSTEM PRO E ENERGY) | stuk | QR8PC3012 - Aardingsrail Hor B800 Cu12x4 | QR8PC3012 - Barre terre Hor L800 Cu12x4 | Hor.earthbar W800 CU12x4+conn. | Hor.earthbar W800 CU12x4+conn.
1SZE980120B0570 | QR0CM6P20 | Active | 5411815233142 | 3.63 | 1 | 1 | pak | System pro E energy Combi | BE31192 | 17 (SYSTEM PRO E ENERGY) | pak | QR0CM6P20 - Bevestigingsclips M6 20 st | QR0CM6P20 - Clip de fixation 20pc | Fixation clips M6 (set of 20 pcs) | Fixation clips M6 (set of 20 pcs) (20pc)
1SZE980120B0580 | QR0C16P20 | Active | 5411815233159 | 3.55 | 1 | 1 | pak | System pro E energy Combi | BE31192 | 17 (SYSTEM PRO E ENERGY) | pak | QR0C16P20 - Connectors 16mm2 20st | QR0C16P20 - Connecteurs 16mm2 20pc | Connectors 16mm2 (set of 20 pcs) | Connectors 16mm2 (set of 20 pcs) (20pc)
1SZE980120B0590 | QR0C35P20 | Active | 5411815233166 | 3.24 | 1 | 1 | pak | System pro E energy Combi | BE31192 | 17 (SYSTEM PRO E ENERGY) | pak | QR0C35P20 - Connectors 35mm2 20st | QR0C35P20 - Connecteurs 35mm2 20pc | Connectors 35mm2 (set of 20 pcs) | Connectors 35mm2 (set of 20 pcs) (20pc)
1SZE980120B0600 | QR4VBWS00 | Active | 4022903005322 | 12.64 | 1 | 1 | stuk | System pro E energy L/M | BE31192 | 17 (SYSTEM PRO E ENERGY) | stuk | QR4VBWS00 - Hor. kabelbevestiging 400B | QR4VBWS00 - Supp H pour fix câbles L400 | Support horizontal fixation cables W400 | Support horizontal fixation cables W400
1SZE980120B0610 | QR6VBWS00 | Active | 4022903005339 | 14.47 | 1 | 1 | stuk | System pro E energy L/M | BE31192 | 17 (SYSTEM PRO E ENERGY) | stuk | QR6VBWS00 - Hor. kabelbevestiging 600B | QR6VBWS00 - Supp H pour fix câbles L600 | Support horizontal fixation cables W600 | Support horizontal fixation cables W600
1SZE980120B0620 | QR8VBWS00 | Active | 4022903005346 | 15.3 | 1 | 1 | stuk | System pro E energy L/M | BE31192 | 17 (SYSTEM PRO E ENERGY) | stuk | QR8VBWS00 - Hor. kabelbevestiging 800B | QR8VBWS00 - Supp H pour fix câbles L800 | Support horizontal fixation cables W800 | Support horizontal fixation cables W800
1SZE980150B0010 | QAW0010P2 | Active | 5411815231865 | 18.57 | 1 | 1 | pak | System pro E energy Combi | BE31192 | 17 (SYSTEM PRO E ENERGY) | pak | QAW0010P2 - Universele beugel Hor 2st | QAW0010P2 - Support universel Hor 2pc | Support universal for hor.install.Pack 2 | Support universal for hor.install. (2pc)
1SZE980150B0015 | QAW0010P5 | Active | 5411815231872 | 509.18 | 1 | 1 | pak | System pro E energy Combi | BE31192 | 17 (SYSTEM PRO E ENERGY) | pak | QAW0010P5 - Universele beugel Hor 50st | QAW0010P5 - Support universel Hor 50pc | Support universal Horz. Pack 50 | Support universal Horz. Pack 50 (50pc)
1SZE980150B0020 | QAW0020P2 | Active | 5411815231889 | 28.69 | 1 | 1 | pak | System pro E energy Combi | BE31192 | 17 (SYSTEM PRO E ENERGY) | pak | QAW0020P2 - Universele beugel Vert 2st | QAW0020P2 - Support universel Vert 2pc | Support universal vertical Pack 2 | Support universal vertical Pack 2 (2pc)
1SZE980150B0025 | QAW0020P5 | Active | 5411815231896 | 825.96 | 1 | 1 | pak | System pro E energy Combi | BE31192 | 17 (SYSTEM PRO E ENERGY) | pak | QAW0020P5 - Universele beugel Vert 50st | QAW0020P5 - Support universel Vert 50pc | Support universal for vertical Pack 50 | Support universal for vertical (50pc)
1SZE980150B0040 | QAW0040P2 | Active | 5411815231902 | 4.87 | 1 | 1 | pak | System pro E energy Combi | BE31192 | 17 (SYSTEM PRO E ENERGY) | pak | QAW0040P2 - Beugel Hor 2st | QAW0040P2 - Support câblage Hor 2pc | Support for horizontal wiring Pack 2 | Support for horizontal wiring (2pc)
1SZE980150B0045 | QAW0040P5 | Active | 5411815231919 | 122.49 | 1 | 1 | pak | System pro E energy Combi | BE31192 | 17 (SYSTEM PRO E ENERGY) | pak | QAW0040P5 - Beugel Hor 50st | QAW0040P5 - Support câblage Hor 50pc | Support for horizontal wiring Pack 50 | Support for horizontal wiring (50pc)
1SZE980150B0050 | QAW0050P2 | Active | 5411815231926 | 3.28 | 1 | 1 | pak | System pro E energy Combi | BE31192 | 17 (SYSTEM PRO E ENERGY) | pak | QAW0050P2 - Beugel Vert 2st | QAW0050P2 - Support câblage Vert 2pc | Support for vertical wiring Pack 2 | Support for vertical wiring Pack 2 (2pc)
1SZE980150B0055 | QAW0050P5 | Active | 5411815231933 | 81.17 | 1 | 1 | pak | System pro E energy Combi | BE31192 | 17 (SYSTEM PRO E ENERGY) | pak | QAW0050P5 - Beugel Vert 50st | QAW0050P5 - Support câblage Vert 50pc | Support for vertical wiring Pack 50 | Support for vertical wiring (50pc)
1SZE980150B0060 | QAW0060P2 | Active | 5411815231940 | 2.63 | 1 | 1 | pak | System pro E energy Combi | BE31192 | 17 (SYSTEM PRO E ENERGY) | pak | QAW0060P2 -Beugel v. bedradingskoker 2st | QAW0060P2 - Support de goulotte 2pc | Support for wiring duct Pack 2 | Support for wiring duct Pack 2 (2pc)
1SZE980150B0065 | QAW0060P5 | Active | 5411815231957 | 65.12 | 1 | 1 | pak | System pro E energy Combi | BE31192 | 17 (SYSTEM PRO E ENERGY) | pak | QAW0060P5-Beugel v. bedradingskoker 50st | QAW0060P5 - Support de goulotte 50pc | Support for wiring duct Pack 50 | Support for wiring duct Pack 50 (50pc)
1SZE980150B0070 | QAD001000 | Active | 5411815231964 | 20.06 | 1 | 1 | stuk | System pro E energy Combi | BE31192 | 17 (SYSTEM PRO E ENERGY) | stuk | QAD001000 - DIN-rail vaste beugel B400 | QAD001000 - Rail DIN support fixe L400 | Din-rail fixed bracket W400 | Din-rail fixed bracket W400
1SZE980150B0080 | QAD002000 | Active | 5411815231971 | 26.47 | 1 | 1 | stuk | System pro E energy Combi | BE31192 | 17 (SYSTEM PRO E ENERGY) | stuk | QAD002000 - DIN-rail vaste beugel B600 | QAD002000 - Rail DIN support fixe L600 | Din-rail fixed bracket W600 | Din-rail fixed bracket W600
1SZE980150B0090 | QAD003000 | Active | 5411815231988 | 32.31 | 1 | 1 | stuk | System pro E energy Combi | BE31192 | 17 (SYSTEM PRO E ENERGY) | stuk | QAD003000 - DIN-rail vaste beugel B800 | QAD003000 - Rail DIN support fixe L800 | Din-rail fixed bracket W800 | Din-rail fixed bracket W800
1SZE980150B0100 | QAD0010P1 | Active | 5411815231995 | 184.59 | 1 | 1 | pak | System pro E energy Combi | BE31192 | 17 (SYSTEM PRO E ENERGY) | pak | QAD0010P1 - DIN vaste beugel B400 10st | QAD0010P1 - DIN support fixe L400 10pc | Din-rail fixed bracket W400 Pack 10 | Din-rail fixed bracket W400 (10pc)
1SZE980150B0110 | QAD0020P1 | Active | 5411815232008 | 243.56 | 1 | 1 | pak | System pro E energy Combi | BE31192 | 17 (SYSTEM PRO E ENERGY) | pak | QAD0020P1 - DIN vaste beugel B600 10st | QAD0020P1 - DIN support fixe L600 10pc | Din-rail fixed bracket W600 Pack 10 | Din-rail fixed bracket W600 (10pc)
1SZE980150B0120 | QAD0030P1 | Active | 5411815232015 | 297.35 | 1 | 1 | pak | System pro E energy Combi | BE31192 | 17 (SYSTEM PRO E ENERGY) | pak | QAD0030P1 - DIN vaste beugel B800 10st | QAD0030P1 - DIN support fixe L800 10pc | Din-rail fixed bracket W800 Pack 10 | Din-rail fixed bracket W800 (10pc)
1SZE980150B0130 | QAD011000 | Active | 5411815232022 | 35.96 | 1 | 1 | stuk | System pro E energy Combi | BE31192 | 17 (SYSTEM PRO E ENERGY) | stuk | QAD011000 - DIN verstelbare beugel B400 | QAD011000 - DIN support ajustable L400 | Din-rail adjustable bracket W400 | Din-rail adjustable bracket W400
1SZE980150B0140 | QAD012000 | Active | 5411815232039 | 49.25 | 1 | 1 | stuk | System pro E energy Combi | BE31192 | 17 (SYSTEM PRO E ENERGY) | stuk | QAD012000 - DIN verstelbare beugel B600 | QAD012000 - DIN support ajustable L600 | Din-rail adjustable bracket W600 | Din-rail adjustable bracket W600
1SZE980150B0150 | QAD013000 | Active | 5411815232046 | 52.16 | 1 | 1 | stuk | System pro E energy Combi | BE31192 | 17 (SYSTEM PRO E ENERGY) | stuk | QAD013000 - DIN verstelbare beugel B800 | QAD013000 - DIN support ajustable L800 | Din-rail adjustable bracket W800 | Din-rail adjustable bracket W800
1SZE980150B0160 | QAD0110P1 | Active | 5411815232053 | 330.85 | 1 | 1 | pak | System pro E energy Combi | BE31192 | 17 (SYSTEM PRO E ENERGY) | pak | QAD0110P1 -DIN verstelb beugel B400 10st | QAD0110P1 - DIN support ajust L400 10pc | Din-rail adjustable bracket W400 Pack 10 | Din-rail adjustable bracket W400 (10pc)
1SZE980150B0170 | QAD0120P1 | Active | 5411815232060 | 453.12 | 1 | 1 | pak | System pro E energy Combi | BE31192 | 17 (SYSTEM PRO E ENERGY) | pak | QAD0120P1 -DIN verstelb beugel B600 10st | QAD0120P1 - DIN support ajust L600 10pc | Din-rail adjustable bracket W600 Pack 10 | Din-rail adjustable bracket W600 (10pc)
1SZE980150B0180 | QAD0130P1 | Active | 5411815232077 | 479.84 | 1 | 1 | pak | System pro E energy Combi | BE31192 | 17 (SYSTEM PRO E ENERGY) | pak | QAD0130P1 -DIN verstelb beugel B800 10st | QAD0130P1 - DIN support ajust L800 10pc | Din-rail adjustable bracket W800 Pack 10 | Din-rail adjustable bracket W800 (10pc)
1SZE980150B0220 | QAD031000 | Active | 5411815232367 | 15.51 | 1 | 1 | stuk | System pro E energy Combi | BE31192 | 17 (SYSTEM PRO E ENERGY) | stuk | QAD031000 - DIN-rail incl vijzen B400 | QAD031000 - Rail DIN (avec vis) L400 | DIN-rail (Double DIN) with screw 400 | DIN-rail (Double DIN) with screw 400
1SZE980150B0230 | QAD032000 | Active | 5411815232374 | 18.12 | 1 | 1 | stuk | System pro E energy Combi | BE31192 | 17 (SYSTEM PRO E ENERGY) | stuk | QAD032000 - DIN-rail incl vijzen B600 | QAD032000 - Rail DIN (avec vis) L600 | DIN-rail (Double DIN) with screw 600 | DIN-rail (Double DIN) with screw 600
1SZE980150B0240 | QAD033000 | Active | 5411815232381 | 21.48 | 1 | 1 | stuk | System pro E energy Combi | BE31192 | 17 (SYSTEM PRO E ENERGY) | stuk | QAD033000 - DIN-rail incl vijzen B800 | QAD033000 - Rail DIN (avec vis) L800 | DIN-rail (Double DIN) with screw 800 | DIN-rail (Double DIN) with screw 800
1SZE980150B0250 | QAD0310P1 | Active | 5411815232398 | 143.6 | 1 | 1 | pak | System pro E energy Combi | BE31192 | 17 (SYSTEM PRO E ENERGY) | pak | QAD0310P1-DIN-rail incl vijzen B400 10st | QAD0310P1 - DIN (avec vis) L400 10pc | DIN-rail (Double DIN) with screw 400 P10 | DIN-rail with screw 400 (10pc)
1SZE980150B0260 | QAD0320P1 | Active | 5411815232404 | 167.68 | 1 | 1 | pak | System pro E energy Combi | BE31192 | 17 (SYSTEM PRO E ENERGY) | pak | QAD0320P1-DIN-rail incl vijzen B600 10st | QAD0320P1 - DIN (avec vis) L600 10pc | DIN-rail (Double DIN) with screw 600 P10 | DIN-rail with screw 600 (10pc)
1SZE980150B0270 | QAD0330P1 | Active | 5411815232411 | 198.83 | 1 | 1 | pak | System pro E energy Combi | BE31192 | 17 (SYSTEM PRO E ENERGY) | pak | QAD0330P1-DIN-rail incl vijzen B800 10st | QAD0330P1 - DIN (avec vis) L800 10pc | DIN-rail (Double DIN) with screw 800 P10 | DIN-rail with screw 800 (10pc)
1SZE980150B0280 | QAW0080P2 | Active | 5411815233340 | 2.67 | 1 | 1 | pak | System pro E energy Combi | BE31192 | 17 (SYSTEM PRO E ENERGY) | pak | QAW0080P2 - Beugel voor bedrading 2st | QAW0080P2 - Support guide câbles 2pc | Sloped cable duct holder Pack 2 | Sloped cable duct holder Pack 2 (2pc)
1SZE980150B0285 | QAW0080P5 | Active | 5411815233357 | 66.19 | 1 | 1 | pak | System pro E energy Combi | BE31192 | 17 (SYSTEM PRO E ENERGY) | pak | QAW0080P5 - Beugel voor bedrading 50st | QAW0080P5 - Support guide câbles 50pc | Sloped cable duct holder Pack 50 | Sloped cable duct holder Pack 50 (50pc)
1SZE980160B0250 | QAMB000P2 | Active | 4022903005377 | 15.63 | 1 | 1 | stuk | System pro E energy Combi | BE31192 | 17 (SYSTEM PRO E ENERGY) | stuk | QAMB000P2 - Montagebeugel Uniclic 2st | QAMB000P2 - Support pour Uniclic | Bracket for Moduclic 600/800 | Bracket for Moduclic 600/800 (2pc)
1SZE980190B0010 | QRFV46001 | Active | 5411815233227 | 57.58 | 1 | 1 | stuk | System pro E energy Combi | BE31192 | 17 (SYSTEM PRO E ENERGY) | stuk | QRFV46001 - Comp 2b Ver B400 (ICC) H600 | QRFV46001 - Sép 2b Vert L400 (ICC) H600 | Separation 2b Vertical W400 (ICC) H600 | Separation 2b Vertical W400 (ICC) H600
1SZE980190B0020 | QRFV48001 | Active | 5411815233234 | 74.81 | 1 | 1 | stuk | System pro E energy Combi | BE31192 | 17 (SYSTEM PRO E ENERGY) | stuk | QRFV48001 - Comp 2b Ver B400 (ICC) H800 | QRFV48001 - Sép 2b Vert L400 (ICC) H800 | Separation 2b Vertical W400 (ICC) H800 | Separation 2b Vertical W400 (ICC) H800
1SZE980190B0030 | QRFV4C001 | Active | 5411815233241 | 11.03 | 1 | 1 | stuk | System pro E energy Combi | BE31192 | 17 (SYSTEM PRO E ENERGY) | stuk | QRFV4C001 - Comp 2b B400 (ICC) afsluitpl | QRFV4C001 - Sép 2b L400 (ICC) couvercle | Sep. 2b Vert. W400 (ICC) closing cover | Sep. 2b Vert. W400 (ICC) closing cover
1SZE980190B0040 | QRFV66001 | Active | 5411815233258 | 65.26 | 1 | 1 | stuk | System pro E energy Combi | BE31192 | 17 (SYSTEM PRO E ENERGY) | stuk | QRFV66001 - Comp 2b Vert B600/800 H600 | QRFV66001 - Sép 2b Vert L600/800 H600 | Separation 2b Vertical W600/800 H600 | Separation 2b Vertical W600/800 H600
1SZE980190B0050 | QRFV68001 | Active | 5411815233265 | 85.82 | 1 | 1 | stuk | System pro E energy Combi | BE31192 | 17 (SYSTEM PRO E ENERGY) | stuk | QRFV68001 - Comp 2b Vert B600/800 H800 | QRFV68001 - Sép 2b Vert L600/800 H800 | Separation 2b Vertical W600/800 H800 | Separation 2b Vertical W600/800 H800
1SZE980190B0060 | QRFV6C001 | Active | 5411815233272 | 8.16 | 1 | 1 | stuk | System pro E energy Combi | BE31192 | 17 (SYSTEM PRO E ENERGY) | stuk | QRFV6C001 -Comp 2b B600/800 afsluitplaat | QRFV6C001 - Sép 2b L600/800 (ICC) couv | Sep. 2b Vert. W600/800 closing cover | Sep. 2b Vert. W600/800 closing cover
1SZE980190B0070 | QRFW63001 | Active | 5411815233289 | 56.24 | 1 | 1 | stuk | System pro E energy Combi | BE31192 | 17 (SYSTEM PRO E ENERGY) | stuk | QRFW63001 - Scheidingsw 2b Hor B600 | QRFW63001 - Séparation 2b Hor L600 | Separation 2b Horizontal W600 | Separation 2b Horizontal W600
1SZE980190B0080 | QRFW83001 | Active | 5411815233296 | 65.14 | 1 | 1 | stuk | System pro E energy Combi | BE31192 | 17 (SYSTEM PRO E ENERGY) | stuk | QRFW83001 - Scheidingsw 2b Hor B800 | QRFW83001 - Séparation 2b Hor L800 | Separation 2b Horizontal W800 | Separation 2b Horizontal W800
1SZE980190B0090 | QRFV01XSS | Active | 5411815233302 | 30.29 | 1 | 1 | stuk | System pro E energy Combi | BE31192 | 17 (SYSTEM PRO E ENERGY) | stuk | QRFV01XSS - Scheidingswand H1000 | QRFV01XSS - Séparation H1000 | Separation between cabinet H1000 | Separation between cabinet H1000
1SZE990900B0011 | Q855F421 | Active | 5411815219672 | 13.71 | 1 | 1 | stuk | System pro E energy L/M | BE31192 | 17 (SYSTEM PRO E ENERGY) | stuk | Q855F421 - Kabelinvoerpl metaal TL B400 | Q855F421 - Plaque passe-câbles TL L400 | Flange metal TL Flange W400 | Flange metal TL Flange W400
1SZE990900B0012 | Q855F422 | Active | 5411815219689 | 8.29 | 1 | 1 | stuk | System pro E energy L/M | BE31192 | 17 (SYSTEM PRO E ENERGY) | stuk | Q855F422 - Kabelinvoerpl metaal vol B400 | Q855F422 - Plaq passe-câbles pleine L400 | Flange metal Plain W400 | Flange metal Plain W400
1SZE990900B0013 | Q855F423 | Active | 5411815219696 | 11.61 | 1 | 1 | stuk | System pro E energy L/M | BE31192 | 17 (SYSTEM PRO E ENERGY) | stuk | Q855F423 - Kabelinvoerpl metaal M20 B400 | Q855F423 - Plaque passe-câbles M20 L400 | Flange metal 40 x M20, W400 | Flange metal 40 x M20, W400
1SZE990900B0014 | Q855F424 | Active | 5411815219702 | 10.64 | 1 | 1 | stuk | System pro E energy L/M | BE31192 | 17 (SYSTEM PRO E ENERGY) | stuk | Q855F424 - Kabelinvoerpl metaal M40 B400 | Q855F424 - Plaque passe-câbles M40 L400 | Flange metal 8 x M40, W400 | Flange metal 8 x M40, W400
1SZE990900B0021 | Q855F621 | Active | 5411815219719 | 15.1 | 1 | 1 | stuk | System pro E energy L/M | BE31192 | 17 (SYSTEM PRO E ENERGY) | stuk | Q855F621 - Kabelinvoerpl metaal TL B600 | Q855F621 - Plaque passe-câbles TL L600 | Flange metal TL Flange W600 | Flange metal TL Flange W600
1SZE990900B0022 | Q855F622 | Active | 5411815219726 | 13.12 | 1 | 1 | stuk | System pro E energy L/M | BE31192 | 17 (SYSTEM PRO E ENERGY) | stuk | Q855F622 - Kabelinvoerpl metaal vol B600 | Q855F622 - Plaq passe-câbles pleine L600 | Flange metal Plain W600 | Flange metal Plain W600
1SZE990900B0023 | Q855F623 | Active | 5411815219733 | 18.73 | 1 | 1 | stuk | System pro E energy L/M | BE31192 | 17 (SYSTEM PRO E ENERGY) | stuk | Q855F623 - Kabelinvoerpl metaal M20 B600 | Q855F623 - Plaque passe-câbles M20 L600 | Flange metal 75 x M20, W600 | Flange metal 75 x M20, W600
1SZE990900B0024 | Q855F624 | Active | 5411815219740 | 17.09 | 1 | 1 | stuk | System pro E energy L/M | BE31192 | 17 (SYSTEM PRO E ENERGY) | stuk | Q855F624 - Kabelinvoerpl metaal M40 B600 | Q855F624 - Plaque passe-câbles M40 L600 | Flange metal 20 x M40, W600 | Flange metal 20 x M40, W600
1SZE990900B0031 | Q855F821 | Active | 5411815219757 | 19.85 | 1 | 1 | stuk | System pro E energy L/M | BE31192 | 17 (SYSTEM PRO E ENERGY) | stuk | Q855F821 - Kabelinvoerpl metaal TL B800 | Q855F821 - Plaque passe-câbles TL L800 | Flange metal TL Flange W800 | Flange metal TL Flange W800
1SZE990900B0032 | Q855F822 | Active | 5411815219764 | 17.91 | 1 | 1 | stuk | System pro E energy L/M | BE31192 | 17 (SYSTEM PRO E ENERGY) | stuk | Q855F822 - Kabelinvoerpl metaal vol B800 | Q855F822 - Plaq passe-câbles pleine L800 | Flange metal Plain W800 | Flange metal Plain W800
1SZE990900B0033 | Q855F823 | Active | 5411815219771 | 26.08 | 1 | 1 | stuk | System pro E energy L/M | BE31192 | 17 (SYSTEM PRO E ENERGY) | stuk | Q855F823 - Kabelinvoerpl 120xM20 B800 | Q855F823 - Plaque passe-câbles M20 L800 | Flange metal 120 x M20, W800 | Flange metal 120 x M20, W800
1SZE990900B0034 | Q855F824 | Active | 5411815219788 | 23.05 | 1 | 1 | stuk | System pro E energy L/M | BE31192 | 17 (SYSTEM PRO E ENERGY) | stuk | Q855F824 - Kabelinvoerpl metaal M40 B800 | Q855F824 - Plaque passe-câbles M40 L800 | Flange metal 32 x M40, W800 | Flange metal 32 x M40, W800
1SZE990910B0010 | Q855D406 | Active | 5411815220098 | 78.13 | 1 | 1 | stuk | System pro E energy L/M | BE31192 | 17 (SYSTEM PRO E ENERGY) | stuk | Q855D406 - Volle deur B400 H600 | Q855D406 - Porte pleine L400 H600 | Door plain W400 H600 | Door plain W400 H600
1SZE990910B0020 | Q855D408 | Active | 5411815220104 | 84.19 | 1 | 1 | stuk | System pro E energy L/M | BE31192 | 17 (SYSTEM PRO E ENERGY) | stuk | Q855D408 - Volle deur B400 H800 | Q855D408 - Porte pleine L400 H800 | Door plain W400 H800 | Door plain W400 H800
1SZE990910B0030 | Q855D410 | Active | 5411815220111 | 90.29 | 1 | 1 | stuk | System pro E energy L/M | BE31192 | 17 (SYSTEM PRO E ENERGY) | stuk | Q855D410 - Volle deur B400 H1000 | Q855D410 - Porte pleine L400 H1000 | Door plain W400 H1000 | Door plain W400 H1000
1SZE990910B0040 | Q855D412 | Active | 5411815220128 | 104.32 | 1 | 1 | stuk | System pro E energy L/M | BE31192 | 17 (SYSTEM PRO E ENERGY) | stuk | Q855D412 - Volle deur B400 H1200 | Q855D412 - Porte pleine L400 H1200 | Door plain W400 H1200 | Door plain W400 H1200
1SZE990910B0050 | Q855D414 | Active | 5411815220135 | 109.46 | 1 | 1 | stuk | System pro E energy L/M | BE31192 | 17 (SYSTEM PRO E ENERGY) | stuk | Q855D414 - Volle deur B400 H1400 | Q855D414 - Porte pleine L400 H1400 | Door plain W400 H1400 | Door plain W400 H1400
1SZE990910B0060 | Q855D416 | Active | 5411815220142 | 117.42 | 1 | 1 | stuk | System pro E energy L/M | BE31192 | 17 (SYSTEM PRO E ENERGY) | stuk | Q855D416 - Volle deur B400 H1600 | Q855D416 - Porte pleine L400 H1600 | Door plain W400 H1600 | Door plain W400 H1600
1SZE990910B0070 | Q855D418 | Active | 5411815220159 | 140.8 | 1 | 1 | stuk | System pro E energy L/M | BE31192 | 17 (SYSTEM PRO E ENERGY) | stuk | Q855D418 - Volle deur B400 H1800 | Q855D418 - Porte pleine L400 H1800 | Door plain W400 H1800 | Door plain W400 H1800
1SZE990910B0080 | Q855D420 | Active | 5411815220166 | 155.75 | 1 | 1 | stuk | System pro E energy L/M | BE31192 | 17 (SYSTEM PRO E ENERGY) | stuk | Q855D420 - Volle deur B400 H2000 | Q855D420 - Porte pleine L400 H2000 | Door plain W400 H2000 | Door plain W400 H2000
1SZE990910B0090 | Q855D606 | Active | 5411815220173 | 79.98 | 1 | 1 | stuk | System pro E energy L/M | BE31192 | 17 (SYSTEM PRO E ENERGY) | stuk | Q855D606 - Volle deur B600 H600 | Q855D606 - Porte pleine L600 H600 | Door plain W600 H600 | Door plain W600 H600
1SZE990910B0100 | Q855D608 | Active | 5411815220180 | 87 | 1 | 1 | stuk | System pro E energy L/M | BE31192 | 17 (SYSTEM PRO E ENERGY) | stuk | Q855D608 - Volle deur B600 H800 | Q855D608 - Porte pleine L600 H800 | Door plain W600 H800 | Door plain W600 H800
1SZE990910B0110 | Q855D610 | Active | 5411815220197 | 97.29 | 1 | 1 | stuk | System pro E energy L/M | BE31192 | 17 (SYSTEM PRO E ENERGY) | stuk | Q855D610 - Volle deur B600 H1000 | Q855D610 - Porte pleine L600 H1000 | Door plain W600 H1000 | Door plain W600 H1000
1SZE990910B0120 | Q855D612 | Active | 5411815220203 | 106.18 | 1 | 1 | stuk | System pro E energy L/M | BE31192 | 17 (SYSTEM PRO E ENERGY) | stuk | Q855D612 - Volle deur B600 H1200 | Q855D612 - Porte pleine L600 H1200 | Door plain W600 H1200 | Door plain W600 H1200
1SZE990910B0130 | Q855D614 | Active | 5411815220210 | 123.02 | 1 | 1 | stuk | System pro E energy L/M | BE31192 | 17 (SYSTEM PRO E ENERGY) | stuk | Q855D614 - Volle deur B600 H1400 | Q855D614 - Porte pleine L600 H1400 | Door plain W600 H1400 | Door plain W600 H1400
1SZE990910B0140 | Q855D616 | Active | 5411815220227 | 134.23 | 1 | 1 | stuk | System pro E energy L/M | BE31192 | 17 (SYSTEM PRO E ENERGY) | stuk | Q855D616 - Volle deur B600 H1600 | Q855D616 - Porte pleine L600 H1600 | Door plain W600 H1600 | Door plain W600 H1600
1SZE990910B0150 | Q855D618 | Active | 5411815220234 | 154.82 | 1 | 1 | stuk | System pro E energy L/M | BE31192 | 17 (SYSTEM PRO E ENERGY) | stuk | Q855D618 - Volle deur B600 H1800 | Q855D618 - Porte pleine L600 H1800 | Door plain W600 H1800 | Door plain W600 H1800
1SZE990910B0160 | Q855D620 | Active | 5411815220241 | 170.24 | 1 | 1 | stuk | System pro E energy L/M | BE31192 | 17 (SYSTEM PRO E ENERGY) | stuk | Q855D620 - Volle deur B600 H2000 | Q855D620 - Porte pleine L600 H2000 | Door plain W600 H2000 | Door plain W600 H2000
1SZE990910B0170 | Q855D806 | Active | 5411815219153 | 87 | 1 | 1 | stuk | System pro E energy L/M | BE31192 | 17 (SYSTEM PRO E ENERGY) | stuk | Q855D806 - Volle deur B800 H600 | Q855D806 - Porte pleine L800 H600 | Door plain W800 H600 | Door plain W800 H600
1SZE990910B0180 | Q855D808 | Active | 5411815219160 | 97.46 | 1 | 1 | stuk | System pro E energy L/M | BE31192 | 17 (SYSTEM PRO E ENERGY) | stuk | Q855D808 - Volle deur B800 H800 | Q855D808 - Porte pleine L800 H800 | Door plain W800 H800 | Door plain W800 H800
1SZE990910B0190 | Q855D810 | Active | 5411815220258 | 109.15 | 1 | 1 | stuk | System pro E energy L/M | BE31192 | 17 (SYSTEM PRO E ENERGY) | stuk | Q855D810 - Volle deur B800 H1000 | Q855D810 - Porte pleine L800 H1000 | Door plain W800 H1000 | Door plain W800 H1000
1SZE990910B0200 | Q855D812 | Active | 5411815220265 | 122.24 | 1 | 1 | stuk | System pro E energy L/M | BE31192 | 17 (SYSTEM PRO E ENERGY) | stuk | Q855D812 - Volle deur B800 H1200 | Q855D812 - Porte pleine L800 H1200 | Door plain W800 H1200 | Door plain W800 H1200
1SZE990910B0210 | Q855D814 | Active | 5411815220272 | 138.44 | 1 | 1 | stuk | System pro E energy L/M | BE31192 | 17 (SYSTEM PRO E ENERGY) | stuk | Q855D814 - Volle deur B800 H1400 | Q855D814 - Porte pleine L800 H1400 | Door plain W800 H1400 | Door plain W800 H1400
1SZE990910B0220 | Q855D816 | Active | 5411815220289 | 151.11 | 1 | 1 | stuk | System pro E energy L/M | BE31192 | 17 (SYSTEM PRO E ENERGY) | stuk | Q855D816 - Volle deur B800 H1600 | Q855D816 - Porte pleine L800 H1600 | Door plain W800 H1600 | Door plain W800 H1600
1SZE990910B0230 | Q855D818 | Active | 5411815220296 | 174.45 | 1 | 1 | stuk | System pro E energy L/M | BE31192 | 17 (SYSTEM PRO E ENERGY) | stuk | Q855D818 - Volle deur B800 H1800 | Q855D818 - Porte pleine L800 H1800 | Door plain W800 H1800 | Door plain W800 H1800
1SZE990910B0240 | Q855D820 | Active | 5411815220302 | 194.16 | 1 | 1 | stuk | System pro E energy L/M | BE31192 | 17 (SYSTEM PRO E ENERGY) | stuk | Q855D820 - Volle deur B800 H2000 | Q855D820 - Porte pleine L800 H2000 | Door plain W800 H2000 | Door plain W800 H2000
1SZE990920B0010 | Q855G406 | Active | 5411815220319 | 116.38 | 1 | 1 | stuk | System pro E energy L/M | BE31192 | 17 (SYSTEM PRO E ENERGY) | stuk | Q855G406 - Doorzichtige deur B400 H600 | Q855G406 - Porte transparante L400 H600 | Door transparent W400 H600 | Door transparent W400 H600
1SZE990920B0020 | Q855G408 | Active | 5411815220326 | 124.81 | 1 | 1 | stuk | System pro E energy L/M | BE31192 | 17 (SYSTEM PRO E ENERGY) | stuk | Q855G408 - Doorzichtige deur B400 H800 | Q855G408 - Porte transparante L400 H800 | Door transparent W400 H800 | Door transparent W400 H800
1SZE990920B0030 | Q855G410 | Active | 5411815220333 | 134.38 | 1 | 1 | stuk | System pro E energy L/M | BE31192 | 17 (SYSTEM PRO E ENERGY) | stuk | Q855G410 - Doorzichtige deur B400 H1000 | Q855G410 - Porte transparante L400 H1000 | Door transparent W400 H1000 | Door transparent W400 H1000
1SZE990920B0040 | Q855G412 | Active | 5411815220340 | 147.21 | 1 | 1 | stuk | System pro E energy L/M | BE31192 | 17 (SYSTEM PRO E ENERGY) | stuk | Q855G412 - Doorzichtige deur B400 H1200 | Q855G412 - Porte transparante L400 H1200 | Door transparent W400 H1200 | Door transparent W400 H1200
1SZE990920B0050 | Q855G414 | Active | 5411815220357 | 171.98 | 1 | 1 | stuk | System pro E energy L/M | BE31192 | 17 (SYSTEM PRO E ENERGY) | stuk | Q855G414 - Doorzichtige deur B400 H1400 | Q855G414 - Porte transparante L400 H1400 | Door transparent W400 H1400 | Door transparent W400 H1400
1SZE990920B0060 | Q855G416 | Active | 5411815220364 | 193.95 | 1 | 1 | stuk | System pro E energy L/M | BE31192 | 17 (SYSTEM PRO E ENERGY) | stuk | Q855G416 - Doorzichtige deur B400 H1600 | Q855G416 - Porte transparante L400 H1600 | Door transparent W400 H1600 | Door transparent W400 H1600
1SZE990920B0070 | Q855G418 | Active | 5411815220371 | 210.37 | 1 | 1 | stuk | System pro E energy L/M | BE31192 | 17 (SYSTEM PRO E ENERGY) | stuk | Q855G418 - Doorzichtige deur B400 H1800 | Q855G418 - Porte transparante L400 H1800 | Door transparent W400 H1800 | Door transparent W400 H1800
1SZE990920B0080 | Q855G420 | Active | 5411815220388 | 230.33 | 1 | 1 | stuk | System pro E energy L/M | BE31192 | 17 (SYSTEM PRO E ENERGY) | stuk | Q855G420 - Doorzichtige deur B400 H2000 | Q855G420 - Porte transparante L400 H2000 | Door transparent W400 H2000 | Door transparent W400 H2000
1SZE990920B0090 | Q855G606 | Active | 5411815220395 | 129.32 | 1 | 1 | stuk | System pro E energy L/M | BE31192 | 17 (SYSTEM PRO E ENERGY) | stuk | Q855G606 - Doorzichtige deur B600 H600 | Q855G606 - Porte transparante L600 H600 | Door transparent W600 H600 | Door transparent W600 H600
1SZE990920B0100 | Q855G608 | Active | 5411815220401 | 138.67 | 1 | 1 | stuk | System pro E energy L/M | BE31192 | 17 (SYSTEM PRO E ENERGY) | stuk | Q855G608 - Doorzichtige deur B600 H800 | Q855G608 - Porte transparante L600 H800 | Door transparent W600 H800 | Door transparent W600 H800
1SZE990920B0110 | Q855G610 | Active | 5411815220418 | 149.32 | 1 | 1 | stuk | System pro E energy L/M | BE31192 | 17 (SYSTEM PRO E ENERGY) | stuk | Q855G610 - Doorzichtige deur B600 H1000 | Q855G610 - Porte transparante L600 H1000 | Door transparent W600 H1000 | Door transparent W600 H1000
1SZE990920B0120 | Q855G612 | Active | 5411815220425 | 163.55 | 1 | 1 | stuk | System pro E energy L/M | BE31192 | 17 (SYSTEM PRO E ENERGY) | stuk | Q855G612 - Doorzichtige deur B600 H1200 | Q855G612 - Porte transparante L600 H1200 | Door transparent W600 H1200 | Door transparent W600 H1200
1SZE990920B0130 | Q855G614 | Active | 5411815220432 | 191.09 | 1 | 1 | stuk | System pro E energy L/M | BE31192 | 17 (SYSTEM PRO E ENERGY) | stuk | Q855G614 - Doorzichtige deur B600 H1400 | Q855G614 - Porte transparante L600 H1400 | Door transparent W600 H1400 | Door transparent W600 H1400
1SZE990920B0140 | Q855G616 | Active | 5411815220449 | 215.5 | 1 | 1 | stuk | System pro E energy L/M | BE31192 | 17 (SYSTEM PRO E ENERGY) | stuk | Q855G616 - Doorzichtige deur B600 H1600 | Q855G616 - Porte transparante L600 H1600 | Door transparent W600 H1600 | Door transparent W600 H1600
1SZE990920B0150 | Q855G618 | Active | 5411815220456 | 233.75 | 1 | 1 | stuk | System pro E energy L/M | BE31192 | 17 (SYSTEM PRO E ENERGY) | stuk | Q855G618 - Doorzichtige deur B600 H1800 | Q855G618 - Porte transparante L600 H1800 | Door transparent W600 H1800 | Door transparent W600 H1800
1SZE990920B0160 | Q855G620 | Active | 5411815220463 | 255.91 | 1 | 1 | stuk | System pro E energy L/M | BE31192 | 17 (SYSTEM PRO E ENERGY) | stuk | Q855G620 - Doorzichtige deur B600 H2000 | Q855G620 - Porte transparante L600 H2000 | Door transparent W600 H2000 | Door transparent W600 H2000
1SZE990920B0170 | Q855G806 | Active | 5411815219177 | 174.57 | 1 | 1 | stuk | System pro E energy L/M | BE31192 | 17 (SYSTEM PRO E ENERGY) | stuk | Q855G806 - Doorzichtige deur B800 H600 | Q855G806 - Porte transparante L800 H600 | Door transparent W800 H600 | Door transparent W800 H600
1SZE990920B0180 | Q855G808 | Active | 5411815219184 | 187.21 | 1 | 1 | stuk | System pro E energy L/M | BE31192 | 17 (SYSTEM PRO E ENERGY) | stuk | Q855G808 - Doorzichtige deur B800 H800 | Q855G808 - Porte transparante L800 H800 | Door transparent W800 H800 | Door transparent W800 H800
1SZE990920B0190 | Q855G810 | Active | 5411815220470 | 201.58 | 1 | 1 | stuk | System pro E energy L/M | BE31192 | 17 (SYSTEM PRO E ENERGY) | stuk | Q855G810 - Doorzichtige deur B800 H1000 | Q855G810 - Porte transparante L800 H1000 | Door transparent W800 H1000 | Door transparent W800 H1000
1SZE990920B0200 | Q855G812 | Active | 5411815220487 | 220.8 | 1 | 1 | stuk | System pro E energy L/M | BE31192 | 17 (SYSTEM PRO E ENERGY) | stuk | Q855G812 - Doorzichtige deur B800 H1200 | Q855G812 - Porte transparante L800 H1200 | Door transparent W800 H1200 | Door transparent W800 H1200
1SZE990920B0210 | Q855G814 | Active | 5411815220494 | 262.49 | 1 | 1 | stuk | System pro E energy L/M | BE31192 | 17 (SYSTEM PRO E ENERGY) | stuk | Q855G814 - Doorzichtige deur B800 H1400 | Q855G814 - Porte transparante L800 H1400 | Door transparent W800 H1400 | Door transparent W800 H1400
1SZE990920B0220 | Q855G816 | Active | 5411815220500 | 296.5 | 1 | 1 | stuk | System pro E energy L/M | BE31192 | 17 (SYSTEM PRO E ENERGY) | stuk | Q855G816 - Doorzichtige deur B800 H1600 | Q855G816 - Porte transparante L800 H1600 | Door transparent W800 H1600 | Door transparent W800 H1600
1SZE990920B0230 | Q855G818 | Active | 5411815220517 | 320.99 | 1 | 1 | stuk | System pro E energy L/M | BE31192 | 17 (SYSTEM PRO E ENERGY) | stuk | Q855G818 - Doorzichtige deur B800 H1800 | Q855G818 - Porte transparante L800 H1800 | Door transparent W800 H1800 | Door transparent W800 H1800
1SZE990920B0240 | Q855G820 | Active | 5411815220524 | 352.44 | 1 | 1 | stuk | System pro E energy L/M | BE31192 | 17 (SYSTEM PRO E ENERGY) | stuk | Q855G820 - Doorzichtige deur B800 H2000 | Q855G820 - Porte transparante L800 H2000 | Door transparent W800 H2000 | Door transparent W800 H2000
1SZE990930B0010 | Q830I206 | Active | 5411815229183 | 48.25 | 1 | 1 | stuk | System pro E energy L/M | BE31192 | 17 (SYSTEM PRO E ENERGY) | stuk | Q830I206 - Geïntegr kabelcomp H600 | Q830I206 - Comp câbles intégré H600 | Integrated cable compartment H600 | Integrated cable compartment H600
1SZE990930B0020 | Q830I208 | Active | 5411815229190 | 60.31 | 1 | 1 | stuk | System pro E energy L/M | BE31192 | 17 (SYSTEM PRO E ENERGY) | stuk | Q830I208 - Geïntegr kabelcomp H800 | Q830I208 - Comparti câbles intégré H800 | Integrated cable compartment H800 | Integrated cable compartment H800
1SZE990930B0030 | Q830I210 | Active | 5411815229206 | 75.39 | 1 | 1 | stuk | System pro E energy L/M | BE31192 | 17 (SYSTEM PRO E ENERGY) | stuk | Q830I210 - Geïntegr kabelcomp H1000 | Q830I210 - Compart câbles intégré H1000 | Integrated cable compartment H1000 | Integrated cable compartment H1000
1SZE990930B0040 | Q830I212 | Active | 5411815229213 | 94.22 | 1 | 1 | stuk | System pro E energy L/M | BE31192 | 17 (SYSTEM PRO E ENERGY) | stuk | Q830I212 - Geïntegr kabelcomp H1200 | Q830I212 - Compart câbles intégré H1200 | Integrated cable compartment H1200 | Integrated cable compartment H1200
1SZE990930B0050 | Q830I214 | Active | 5411815229220 | 110.86 | 1 | 1 | stuk | System pro E energy L/M | BE31192 | 17 (SYSTEM PRO E ENERGY) | stuk | Q830I214 - Geïntegr kabelcomp H1400 | Q830I214 - Compart câbles intégré H1400 | Integrated cable compartment H1400 | Integrated cable compartment H1400
1SZE990930B0060 | Q830I216 | Active | 5411815229237 | 145.48 | 1 | 1 | stuk | System pro E energy L/M | BE31192 | 17 (SYSTEM PRO E ENERGY) | stuk | Q830I216 - Geïntegr kabelcomp H1600 | Q830I216 - Compart câbles intégré H1600 | Integrated cable compartment H1600 | Integrated cable compartment H1600
1SZE990930B0070 | Q830I218 | Active | 5411815229244 | 189.44 | 1 | 1 | stuk | System pro E energy L/M | BE31192 | 17 (SYSTEM PRO E ENERGY) | stuk | Q830I218 - Geïntegr kabelcomp H1800 | Q830I218 - Compart câbles intégré H1800 | Integrated cable compartment H1800 | Integrated cable compartment H1800
1SZE990930B0080 | Q830I220 | Active | 5411815229251 | 233.84 | 1 | 1 | stuk | System pro E energy L/M | BE31192 | 17 (SYSTEM PRO E ENERGY) | stuk | Q830I220 - Geïntegr kabelcomp H2000 | Q830I220 - Compart câbles intégré H2000 | Integrated cable compartment H2000 | Integrated cable compartment H2000
1SZE990940B0010 | Q855P401 | Active | 5411815219641 | 54.53 | 1 | 1 | stuk | System pro E energy L/M | BE31192 | 17 (SYSTEM PRO E ENERGY) | stuk | Q855P401 - Sokkel H100 B400 | Q855P401 - Soccle H100 L400 | Plinth 100 mm height W400 | Plinth 100 mm height W400
1SZE990940B0020 | Q855P601 | Active | 5411815219658 | 57.25 | 1 | 1 | stuk | System pro E energy L/M | BE31192 | 17 (SYSTEM PRO E ENERGY) | stuk | Q855P601 - Sokkel H100 B600 | Q855P601 - Soccle H100 L600 | Plinth 100 mm height W600 | Plinth 100 mm height W600
1SZE990940B0030 | Q855P801 | Active | 5411815219665 | 61.98 | 1 | 1 | stuk | System pro E energy L/M | BE31192 | 17 (SYSTEM PRO E ENERGY) | stuk | Q855P801 - Sokkel H100 B800 | Q855P801 - Soccle H100 L800 | Plinth 100 mm height W800 | Plinth 100 mm height W800
1SZE990940B0040 | Q800R6400 | Active | 5411815229268 | 14.23 | 1 | 1 | stuk | System pro E energy L/M | BE31192 | 17 (SYSTEM PRO E ENERGY) | stuk | Q800R6400 - Hor profielen 600+400 | Q800R6400 - Renfort couplage 600+400 | Reinf. c. enc. 600+400 | Reinf. c. enc. 600+400
1SZE990940B0050 | Q800R6600 | Active | 5411815229275 | 15.93 | 1 | 1 | stuk | System pro E energy L/M | BE31192 | 17 (SYSTEM PRO E ENERGY) | stuk | Q800R6600 - Hor prof 600+600/400+800 | Q800R6600 - Renf coupl 600+600/400+800 | Reinf. c. enc. 600+600/400+800 | Reinf. c. enc. 600+600/400+800
1SZE990940B0060 | Q800R6460 | Active | 5411815229282 | 20.52 | 1 | 1 | stuk | System pro E energy L/M | BE31192 | 17 (SYSTEM PRO E ENERGY) | stuk | Q800R6460 - Hor profielen 600+400+600 | Q800R6460 - Renfort couplage 600+400+600 | Reinf. c. enc. 600+400+600 | Reinf. c. enc. 600+400+600
1SZE990940B0070 | Q800R6660 | Active | 5411815229299 | 20.8 | 1 | 1 | stuk | System pro E energy L/M | BE31192 | 17 (SYSTEM PRO E ENERGY) | stuk | Q800R6660 - Hor 600+600+600/800+400+600 | Q800R6660 - Renfort couplage 6+6+6/8+4+8 | Reinf. c. enc. 600+600+600/800+400+600 | Reinf. c. enc. 600+600+600/800+400+600
1SZE990940B0090 | Q800R8600 | Active | 5411815229312 | 17.77 | 1 | 1 | stuk | System pro E energy L/M | BE31192 | 17 (SYSTEM PRO E ENERGY) | stuk | Q800R8600 - Hor profielen 800+600 | Q800R8600 - Renfort couplage 800+600 | Reinf. c. enc. 800+600 | Reinf. c. enc. 800+600
1SZE990940B0100 | Q800R8800 | Active | 5411815229329 | 20.49 | 1 | 1 | stuk | System pro E energy L/M | BE31192 | 17 (SYSTEM PRO E ENERGY) | stuk | Q800R8800 - Hor profielen 800+800 | Q800R8800 - Renfort couplage 800+800 | Reinf. c. enc. 800+800 | Reinf. c. enc. 800+800
1SZE990940B0110 | Q800R8480 | Active | 5411815232428 | 20.85 | 1 | 1 | stuk | System pro E energy L/M | BE31192 | 17 (SYSTEM PRO E ENERGY) | stuk | Q800R8480 - Hor 800+400+800/600+600+800 | Q800R8480 - Renf couplage 8+4+8/6+6+8 | Reinf. c. enc. 800+400+800/600+600+800 | Reinf. c. enc. 800+400+800/600+600+800
1SZE990940B0120 | QAW007000 | Active | 5411815233319 | 11.68 | 1 | 1 | stuk | System pro E energy Combi | BE31192 | 17 (SYSTEM PRO E ENERGY) | stuk | QAW007000 Aardingsset 6mm2, 2xM6 | QAW007000 Kit de mise à la terre 6mm2 | QAW007000 Earthing set 6mm2, 2xM6 | QAW007000 Earthing set 6mm2, 2xM6
1SZE990940B0130 | Q800R00P2 | Active | 5411815233173 | 11.04 | 1 | 1 | pak | System pro E energy L | BE31192 | 17 (SYSTEM PRO E ENERGY) | pak | Q800R00P2 - Montagebeugels 2st | Q800R00P2 - Supports de montage 2pc | Mounting brackets package 2 | Mounting brackets package 2 (2pc)
1SZE990940B0140 | QAW007001 | Active | 5411815233326 | 10.73 | 1 | 1 | stuk | System pro E energy Combi | BE31192 | 17 (SYSTEM PRO E ENERGY) | stuk | QAW007001 - Aardingsset 6mm2, 2xM5 | QAW007001 - Kit mise à la terre 6mm2 | Earthing set 6mm2, 2xM5 | Earthing set 6mm2, 2xM5
2CPX010006R9999 | TG205G | Active | 4011617100065 | 527.53 | 1 | 1 | stuk | TwinLine N 55 | BE31192 | SF (LUCA,HAF&Striebel) | stuk | TG205G TG wallMoun.PCI IP55 | TG205G TG wall moun. PCI IP55 | Enclosure | TG205G TG wall moun. PCI IP55
2CPX010086R9999 | TL207G | Active | 4011617100867 | 650.54 | 1 | 1 | stuk | TwinLine N 55 | BE31192 | SF (LUCA,HAF&Striebel) | stuk | W,Twinline geaard IP55 RAL7035 | TL207G TL wall moun. PCI IP55 | TL207G TL wall moun. PCI IP55 | TL207G TL wall moun. PCI IP55
2CPX010136R9999 | TL212S | Active | 4011617101369 | 1672.83 | 1 | 1 | stuk | TwinLine N 55 | BE31192 | SF (LUCA,HAF&Striebel) | stuk | Twinlinedeur IP55 IP55 | Armoire Twinline Avec porte, IP55 | Enclosure Twinline With door, IP55 | TL212S TL floor stan PCII IP55
2CPX010162R9999 | TW309G | Active | 4011617101628 | 1259.61 | 1 | 1 | stuk | TwinLine N 55 | BE31192 | SF (LUCA,HAF&Striebel) | stuk | W,Twinline geaard IP55 RAL7035 | TW309G TW wall moun. PCI IP55 | Wall Cabinet, earthed IP55, RAL7035 | TW309G TW wall moun. PCI IP55
2CPX010168R9999 | TW412G | Active | 4011617101680 | 1880.43 | 1 | 1 | stuk | TwinLine N 55 | BE31192 | SF (LUCA,HAF&Striebel) | stuk | Staan Twinline geaard IP55 RAL7035 | TW412G TW floor stan PCI IP55 | TW412G TW floor stan PCI IP55 | TW412G TW floor stan PCI IP55
2CPX010450R9999 | TZ101 | Active | 4011617104506 | 44.36 | 1 | 1 | stuk | TwinLine | BE31192 | SF (LUCA,HAF&Striebel) | stuk | TZ101 - Kabelinvoerpl 52 membr | Plaque passe-câbles TwinLine Pour 52 entrées | Flange TwinLine For 52 glands | TZ101 flange for 52 entries
2CPX010451R9999 | TZ101P10 | Active | 4011617104513 | 365.37 | 1 | 1 | pak | CombiLine N | BE31192 | SF (LUCA,HAF&Striebel) | pak | TZ101P10 - Kabelinvoerpl 52 membr 10st | TZ101P10-Plaq passe câbles 52 membr 10st | TZ101P10 flange for 52 entries 10pcs | TZ101P10 flange for 52 entries 10pcs
2CPX010452R9999 | TZ102 | Active | 4011617104520 | 32.07 | 1 | 1 | stuk | TwinLine | BE31192 | SF (LUCA,HAF&Striebel) | stuk | TZ102 - Kabelinvoerpl 8 metrisch | Plaque passe-câbles TwinLine 1M63/50 2M32/20 | Flange TwinLine 1M63/50 2M32/20 | TZ102 flange 1M63/50 2M32/20
2CPX010453R9999 | TZ102P10 | Active | 4011617104537 | 259.57 | 1 | 1 | pak | CombiLine N | BE31192 | SF (LUCA,HAF&Striebel) | pak | TZ102P10 - Kabelinvoerpl 8 metrisch 10st | TZ102P10 - Plaq passe câbles 8 metr 10st | TZ102P10 flange 1M63/50 2M32/20 10psc | TZ102P10 flange 1M63/50 2M32/20 10psc
2CPX010454R9999 | TZ103 | Active | 4011617104544 | 31.45 | 1 | 1 | stuk | TwinLine | BE31192 | SF (LUCA,HAF&Striebel) | stuk | TZ103 - Kabelinvoerpl 22 metrisch | Plaque passe-câbles TwinLine 4xM20/M25 22xM20 | Flange TwinLine 4xM20/M25 22xM20 | TZ103 flange 4xM20/M25 18xM20
2CPX010455R9999 | TZ103P10 | Active | 4011617104551 | 259.57 | 1 | 1 | pak | CombiLine N | BE31192 | SF (LUCA,HAF&Striebel) | pak | TZ103P10 - Kabelinvoerpl 22 metr 10st | TZ103P10 -Plaq passe câbles 22 metr 10st | TZ103P10 flange 4xM20/M25 18xM20 10pcs | TZ103P10 flange 4xM20/M25 18xM20 10pcs
2CPX010456R9999 | TZ104 | Active | 4011617104568 | 85.95 | 1 | 1 | stuk | CombiLine N | BE31192 | SF (LUCA,HAF&Striebel) | stuk | TZ104 - Kabelinvoerpl 2 kabeltules | TZ104 - Plaq passe câbles 2 manchons | TZ104 flange 2 cable sleeves | TZ104 flange 2 cable sleeves
2CPX010457R9999 | TZ105 | Active | 4011617104575 | 117.37 | 1 | 1 | stuk | CombiLine N | BE31192 | SF (LUCA,HAF&Striebel) | stuk | TZ105 - Kabelinvoerpl 3 kabeltules | TZ105 - Plaq passe câbles 3 manchons | TZ105 flange 3 cable sleeves | TZ105 flange 3 cable sleeves
2CPX010458R9999 | TZ106 | Active | 4011617104582 | 31.43 | 1 | 1 | stuk | CombiLine N | BE31192 | SF (LUCA,HAF&Striebel) | stuk | TZ106 - Kabelinvoerpl blind metaal | TZ106 - Plaq passe câbles pleine metal | TZ106 metal flange plate | TZ106 metal flange plate
2CPX010459R9999 | TZ106P10 | Active | 4011617104599 | 295.9 | 1 | 1 | pak | CombiLine N | BE31192 | SF (LUCA,HAF&Striebel) | pak | TZ106P10 - Kabelinvoerpl metaal 10st | TZ106P10 - Plaq passe câbles metal 10st | TZ106P10 metal gland plate 10pcs | TZ106P10 metal gland plate 10pcs
2CPX010460R9999 | TZ107 | Active | 4011617104605 | 26.44 | 1 | 1 | stuk | CombiLine N | BE31192 | SF (LUCA,HAF&Striebel) | stuk | TZ107 - Kabelinvoerpl blind kunststof | TZ107 - Plaq passe câbles pleine plastic | TZ107 closing flange | TZ107 closing flange
2CPX010461R9999 | TZ107P10 | Active | 4011617104612 | 249.64 | 1 | 1 | pak | CombiLine N | BE31192 | SF (LUCA,HAF&Striebel) | pak | TZ107P10 - Kabelinv blind kunstst 10st | TZ107P10 - Plaque pleine plastic 10st | TZ107P10 closing flange 10PCE | TZ107P10 closing flange 10PCE
2CPX010485R9999 | TZ501 | Active | 4011617104858 | 7.1 | 1 | 1 | stuk | CombiLine N | BE31192 | SF (LUCA,HAF&Striebel) | stuk | TZ501 - Oploopstuk | TZ501 - Sabot pour espagnolette | TZ501 lock guiding shoe | TZ501 lock guiding shoe
2CPX010487R9999 | TZ503 | Active | 4011617104872 | 99.71 | 1 | 1 | stuk | TwinLine | BE31192 | SF (LUCA,HAF&Striebel) | stuk | TZ503 H,greepslot | TZ503 Poignée avec serrure Comfortline | latch handle+plate with lock | TZ503 latch handle+plate with lock
2CPX010488R9999 | TZ504 | Active | 4011617104889 | 68.51 | 1 | 1 | stuk | TwinLine | BE31192 | SF (LUCA,HAF&Striebel) | stuk | TZ504 H,greep zonder slot | TZ504 Poignée sans serrure Comfortline | latch handle+plate w/o lock | TZ504 latch handle+plate w/o lock
2CPX010489R9999 | TZ505 | Active | 4011617104896 | 80.43 | 1 | 1 | stuk | TwinLine | BE31192 | SF (LUCA,HAF&Striebel) | stuk | TZ505 T-greepslot | TZ505 Poignée T avec serrure Comfortline | T-handle+plate with lock | TZ505 T-handle+plate with lock
2CPX010490R9999 | TZ506 | Active | 4011617104902 | 51.65 | 1 | 1 | stuk | TwinLine | BE31192 | SF (LUCA,HAF&Striebel) | stuk | TZ506 T-greep zonder slot | TZ506 Poignée T sans serrure Comfortline | T-handle+plate w/o lock | TZ506 T-handle+plate w/o lock
2CPX010491R9999 | TZ507 | Active | 4011617104919 | 12.38 | 1 | 1 | stuk | TwinLine | BE31192 | SF (LUCA,HAF&Striebel) | stuk | TZ507 Slotplaat dubb.baard | TZ507 Plaque verr. double panneton Comfortline | latch plate, double-bit pin | TZ507 latch plate, double-bit pin
2CPX010492R9999 | TZ508 | Active | 4011617104926 | 12.38 | 1 | 1 | stuk | TwinLine | BE31192 | SF (LUCA,HAF&Striebel) | stuk | TZ508 Slotplaat driekant/vierkant Comfortline | TZ508 Plaque verr. triangulaire/carré Comfortline | latch plate, tri./squ. Pins | TZ508 latch plate, tri./squ. Pins
2CPX010494R9999 | TZ510 | Active | 4011617104940 | 75.25 | 1 | 1 | stuk | TwinLine | BE31192 | SF (LUCA,HAF&Striebel) | stuk | Zwenkgreep Twinline Zwenkgreep | TZ510 cabinet handle closure | TZ510 cabinet handle closure | TZ510 cabinet handle closure
2CPX010495R9999 | TZ511 | Active | 4011617104957 | 5.39 | 1 | 1 | stuk | CombiLine N | BE31192 | SF (LUCA,HAF&Striebel) | stuk | TZ511 - Espangolet ondersteuning | TZ511 - Support espangolet | TZ511 espagnolette guide | TZ511 espagnolette guide
2CPX010512R9999 | TZ617P10 | Active | 4011617105121 | 12.11 | 1 | 1 | pak | TZ | BE31192 | SF (LUCA,HAF&Striebel) | pak | Afdekdoppen, set á 10st. | Bouchons, set á 10st. | No DE description available | No ENG description available
2CPX010584R9999 | TZL210 | Active | 4011617105848 | 166.66 | 1 | 1 | stuk | TwinLine | BE31192 | SF (LUCA,HAF&Striebel) | stuk | Sokkel Twinline D=275mm 2PW H = 100mm | Socle Twinline D=275mm 2PW H = 100mm | Plinth Twinline D=275mm 2PW H = 100mm | TZL210 plinth D=275mm 2PW H=100mm
2CPX010617R9999 | TZM409 | Active | 4011617106173 | 288.1 | 1 | 1 | stuk | TwinLine | BE31192 | SF (LUCA,HAF&Striebel) | stuk | Mont.plaat Twinline 4B 9RE | TZM409 mounting plate 4PW 9GU | Mounting plate 4PW 9RE | TZM409 mounting plate 4PW 9GU
2CPX010635R9999 | TZP207 | Active | 4011617106357 | 74.09 | 1 | 1 | stuk | TwinLine | BE31192 | SF (LUCA,HAF&Striebel) | stuk | TZP207 touch guard 2PW 7GU | TZP207 touch guard 2PW 7GU | TZP207 touch guard 2PW 7GU | TZP207 touch guard 2PW 7GU
2CPX010652R9999 | TZP412 | Active | 4011617106524 | 109.98 | 1 | 1 | stuk | TwinLine | BE31192 | SF (LUCA,HAF&Striebel) | stuk | TZP412 touch guard 4PW 12GU | TZP412 touch guard 4PW 12GU | TZP412 touch guard 4PW 12GU | TZP412 touch guard 4PW 12GU
2CPX010668R9999 | TZW410 | Active | 4011617106685 | 203.35 | 1 | 1 | stuk | TwinLine | BE31192 | SF (LUCA,HAF&Striebel) | stuk | TZW410 plinth D=350mm 4PW H=100mm | TZW410 plinth D=350mm 4PW H=100mm | TZW410 plinth D=350mm 4PW H = 100mm | TZW410 plinth D=350mm 4PW H=100mm
2CPX010781R9999 | TZ603 | Active | 4011617107811 | 14.54 | 1 | 1 | stuk | TwinLine | BE31192 | SF (LUCA,HAF&Striebel) | stuk | TZ603 carrier rail D=350mm | TZ603 carrier rail D=350mm | TZ603 carrier rail D=350mm | TZ603 carrier rail D=350mm
2CPX010800R9999 | TZ618A | Active | 4011617108009 | 43.97 | 1 | 1 | stuk | TwinLine | BE31192 | SF (LUCA,HAF&Striebel) | stuk | Twinline Touch guard AT/U SingleM pan. | Touch guard AT/U Single meter pan. | Touch guard AT/U Single meter pan. | TZ618A touch guard single meter pan.
2CPX010826R9999 | TZ101P100 | Active | 4011617108269 | 3569.24 | 1 | 1 | pak | CombiLine N | BE31192 | SF (LUCA,HAF&Striebel) | pak | TZ101P100 - Kabelinv pl 52 membr 100st | TZ101P100 - Plaque 52 membrame 100st | TZ101P100 flange f.52 cable entries100p | TZ101P100 flange f.52 cable entries100p
2CPX010850R9999 | TZ110 | Active | 4011617108504 | 68.63 | 1 | 1 | stuk | CombiLine N | BE31192 | SF (LUCA,HAF&Striebel) | stuk | TZ110 - Kabelinvoer pl 8 membraan | TZ110 - Plaq passe câbles 8 membrane | TZ110 Flange 8x13-34mm | TZ110 Flange 8x13-34mm
2CPX010851R9999 | TZ111 | Active | 4011617108511 | 75.86 | 1 | 1 | stuk | CombiLine N | BE31192 | SF (LUCA,HAF&Striebel) | stuk | TZ111 - Kabelinvoer pl 12+1 membraan | TZ111 - Plaq passe câbles 12+1 membrane | TZ111 Flange for 12 entries | TZ111 Flange for 12 entries
2CPX010852R9999 | TZ112 | Active | 4011617108528 | 73.82 | 1 | 1 | stuk | TwinLine | BE31192 | SF (LUCA,HAF&Striebel) | stuk | Twinline Invoerplaat TwinLine 1x 14-68mm | Plaque passe-câbles TwinLine 1x 14-68mm | Flange TwinLine 1x 14-68mm | TZ112 Flange 1 cable sl. 14-68mm
2CPX010873R9999 | TZT312 | Active | 4011617108733 | 1130.25 | 1 | 1 | stuk | TwinLine | BE31192 | SF (LUCA,HAF&Striebel) | stuk | Twinline Deur Twinline transp.3PW 12GU | Porte Twinline transparent 3PW 12GU | Door Twinline transparent 3PW 12GU | TZT312 transparent door 3PW 12GU
2CPX010900R9999 | ESAC1001 | Active | 4011617109006 | 62.2 | 1 | 1 | stuk | Accessories SpEe | BE31192 | SF (LUCA,HAF&Striebel) | stuk | ESAC1001 Handgreep met dubbelbaard 3 mm | ESAC1001 Poignée avec double panneton 3 mm
2CPX010901R9999 | ESAC1002 | Active | 4011617109013 | 9.87 | 1 | 1 | stuk | Accessories SpEe | BE31192 | SF (LUCA,HAF&Striebel) | stuk | ESAC1002 Cilinderslot dubbelbaard 3 mm | ESAC1002 Serrure double panneton 3 mm
2CPX010902R9999 | ESAC1003 | Active | 4011617109020 | 9.87 | 1 | 1 | stuk | Accessories SpEe | BE31192 | SF (LUCA,HAF&Striebel) | stuk | ESAC1003 Cilinderslot dubbelbaard 5 mm | ESAC1003 Serrure double panneton 5 mm
2CPX010903R9999 | ESAC1004 | Active | 4011617109037 | 9.87 | 1 | 1 | stuk | Accessories SpEe | BE31192 | SF (LUCA,HAF&Striebel) | stuk | ESAC1004 Cilinderslot driehoekig 7 mm | ESAC1004 Serrure triangulaire 7 mm
2CPX010904R9999 | ESAC1005 | Active | 4011617109044 | 9.87 | 1 | 1 | stuk | Accessories SpEe | BE31192 | SF (LUCA,HAF&Striebel) | stuk | ESAC1005 Cilinderslot driehoekig 8 mm | ESAC1005 Serrure triangulaire 8 mm
2CPX010905R9999 | ESAC1006 | Active | 4011617109051 | 9.87 | 1 | 1 | stuk | Accessories SpEe | BE31192 | SF (LUCA,HAF&Striebel) | stuk | ESAC1006 Cilinderslot vierkant 6 mm | ESAC1006 Serrure carrée 6 mm
2CPX010906R9999 | ESAC1007 | Active | 4011617109068 | 9.87 | 1 | 1 | stuk | Accessories SpEe | BE31192 | SF (LUCA,HAF&Striebel) | stuk | ESAC1007 Cilinderslot vierkant 7 mm | ESAC1007 Serrure cerrure carrée 7 mm
2CPX010907R9999 | ESAC1008 | Active | 4011617109075 | 9.87 | 1 | 1 | stuk | Accessories SpEe | BE31192 | SF (LUCA,HAF&Striebel) | stuk | ESAC1008 Cilinderslot vierkant 8 mm | ESAC1008 Serrure carrée 8 mm
2CPX010908R9999 | ESAC1009 | Active | 4011617109082 | 28.53 | 1 | 1 | stuk | Accessories SpEe | BE31192 | SF (LUCA,HAF&Striebel) | stuk | ESAC1009 Cilinderslot EK333 en sleutel | ESAC1009 Serrure EK333 et clé
2CPX010909R9999 | ESAC1010 | Active | 4011617109099 | 9.87 | 1 | 1 | stuk | Accessories SpEe | BE31192 | SF (LUCA,HAF&Striebel) | stuk | ESAC1010 Cilinderslot FIST FIAT | ESAC1010 Serrure FIST insert FIAT
2CPX010910R9999 | ESAC1011 | Active | 4011617109105 | 28.47 | 1 | 1 | stuk | Accessories SpEe | BE31192 | SF (LUCA,HAF&Striebel) | stuk | ESAC1011 Cilinderslot Ronis 455 en sleutel | ESAC1011 Serrure Ronis 455 et clé
2CPX010911R9999 | ESAC1012 | Active | 4011617109112 | 28.47 | 1 | 1 | stuk | Accessories SpEe | BE31192 | SF (LUCA,HAF&Striebel) | stuk | ESAC1012 Cilinderslot Ronis 405 en sleutel | ESAC1012 Serrure Ronis 405 et clé
2CPX010912R9999 | ESAC1013 | Active | 4011617109129 | 24.33 | 1 | 1 | stuk | Accessories SpEe | BE31192 | SF (LUCA,HAF&Striebel) | stuk | ESAC1013 Fiat sleutel | ESAC1013 Clé Fiat
2CPX010913R9999 | ESAC2004 | Active | 4011617109136 | 23.36 | 1 | 1 | stuk | Accessories SpEe | BE31192 | SF (LUCA,HAF&Striebel) | stuk | ESAC2004 Espagnoletsluiting hoogte 400mm | ESAC2004 Espagnolette hauteur 400mm
2CPX010914R9999 | ESAC2006 | Active | 4011617109143 | 50 | 1 | 1 | stuk | Accessories SpEe | BE31192 | SF (LUCA,HAF&Striebel) | stuk | ESAC2006 Espagnoletsluiting hoogte 600mm | ESAC2006 Espagnolette hauteur 600mm
2CPX010915R9999 | ESAC2008 | Active | 4011617109150 | 55.53 | 1 | 1 | stuk | Accessories SpEe | BE31192 | SF (LUCA,HAF&Striebel) | stuk | ESAC2008 Espagnoletsluiting hoogte 800mm | ESAC2008 Espagnolette hauteur 800mm
2CPX010916R9999 | ESAC2010 | Active | 4011617109167 | 60.17 | 1 | 1 | stuk | Accessories SpEe | BE31192 | SF (LUCA,HAF&Striebel) | stuk | ESAC2010 Espagnoletsluiting hoogte 1000mm | ESAC2010 Espagnolette hauteur 1000mm
2CPX010917R9999 | ESAC2012 | Active | 4011617109174 | 64.2 | 1 | 1 | stuk | Accessories SpEe | BE31192 | SF (LUCA,HAF&Striebel) | stuk | ESAC2012 Espagnoletsluiting hoogte 1200mm | ESAC2012 Espagnolette hauteur 1200mm
2CPX010918R9999 | ESAC2014 | Active | 4011617109181 | 67.77 | 1 | 1 | stuk | Accessories SpEe | BE31192 | SF (LUCA,HAF&Striebel) | stuk | ESAC2014 Espagnoletsluiting hoogte 1400mm | ESAC2014 Espagnolette hauteur 1400mm
2CPX010919R9999 | ESAC2016 | Active | 4011617109198 | 71 | 1 | 1 | stuk | Accessories SpEe | BE31192 | SF (LUCA,HAF&Striebel) | stuk | ESAC2016 Espagnoletsluiting hoogte 1600mm | ESAC2016 Espagnolette hauteur 1600mm
2CPX010920R9999 | ESAC2018 | Active | 4011617109204 | 73.96 | 1 | 1 | stuk | Accessories SpEe | BE31192 | SF (LUCA,HAF&Striebel) | stuk | ESAC2018 Espagnoletsluiting hoogte 1800mm | ESAC2018 Espagnolette hauteur 1800mm
2CPX010921R9999 | ESAC2020 | Active | 4011617109211 | 76.7 | 1 | 1 | stuk | Accessories SpEe | BE31192 | SF (LUCA,HAF&Striebel) | stuk | ESAC2020 Espagnoletsluiting hoogte 2000mm | ESAC2020 Espagnolette hauteur 2000mm
2CPX010926R9999 | TZ517 | Active | 4011617109266 | 12.73 | 1 | 1 | stuk | CombiLine N | BE31192 | SF (LUCA,HAF&Striebel) | stuk | TZ517 - Slotplaat double bit 3/5mm | TZ517 - Plaq de verr double bit 3/5mm | TZ517 latch plate, double-bit pin | TZ517 latch plate, double-bit pin
2CPX010927R9999 | TZ518 | Active | 4011617109273 | 12.73 | 1 | 1 | stuk | CombiLine N | BE31192 | SF (LUCA,HAF&Striebel) | stuk | TZ518 - Slotplaat driekant/vierkant | TZ518 - Plaq de verr driekant/vierkant | TZ518 latch plate, tri./squ. Pins | TZ518 latch plate, tri./squ. Pins
2CPX010932R9999 | TZ104P10 | Active | 4011617109327 | 824.95 | 1 | 1 | pak | CombiLine N | BE31192 | SF (LUCA,HAF&Striebel) | pak | TZ104P10 -Kabelinvoerpl 2 kabeltule 10st | TZ104P10 -Plaq passe câbles 2 manch 10st | TZ104P10 flange 2 cable sleeves 10pcs | TZ104P10 flange 2 cable sleeves 10pcs
2CPX010933R9999 | TZ105P10 | Active | 4011617109334 | 1119.17 | 1 | 1 | pak | CombiLine N | BE31192 | SF (LUCA,HAF&Striebel) | pak | TZ105P10 -Kabelinvoerpl 3 kabeltule 10st | TZ105P10 -Plaq passe câbles 3 manch 10st | TZ105P10 flange 3 cable sleeves 10pcs | TZ105P10 flange 3 cable sleeves 10pcs
2CPX010934R9999 | TZ110P10 | Active | 4011617109341 | 653.03 | 1 | 1 | pak | CombiLine N | BE31192 | SF (LUCA,HAF&Striebel) | pak | TZ110P10 - Kabelinvoer pl 8 membr 10st | TZ110P10 -Plaq passe câbles 8 membr 10st | TZ110P10 flange 8x13-34mm 10pcs | TZ110P10 flange 8x13-34mm 10pcs
2CPX010935R9999 | TZ111P10 | Active | 4011617109358 | 722.45 | 1 | 1 | pak | CombiLine N | BE31192 | SF (LUCA,HAF&Striebel) | pak | TZ111P10 -Kabelinvoer pl 12+1 membr 10st | TZ111P10 -Plaq 12+1 membrane 10st | TZ111P10 flange for 12 entries 10pcs | TZ111P10 flange for 12 entries 10pcs
2CPX010972R9999 | TZ650 | Active | 4011617109723 | 321.77 | 1 | 1 | stuk | TwinLine | BE31192 | SF (LUCA,HAF&Striebel) | stuk | TZ650 LED lamp | TZ650 LED enclosure lamp | LED enclosure lamp | TZ650 LED enclosure lamp
2CPX030088R9999 | U32MM | Active | 4011617300885 | 461.48 | 1 | 1 | stuk | IP31 - Flush (U) | BE31192 | SF (LUCA,HAF&Striebel) | stuk | Comfortline PW2 GU3 incl.Mediapaneel | U32MM Armoire U 2PW 3GU + media PM Comfortline | Compact DB 3R media panel | U32MM Compact DB 3R media panel
2CPX030100R9999 | U32 | Active | 4011617301004 | 476.15 | 1 | 1 | stuk | IP31 - Flush (U) | BE31192 | SF (LUCA,HAF&Striebel) | stuk | AT/U 2 kolom(en) 3 rijen | U32 Arm. U 2PW 3GU IP31 (3R 125mm) Comfortline | Distribution board AT/U 2 column(s), 3 rows, flush mounting | U32 Dist. Board FM 3R. IP31
2CPX030101R9999 | U41 | Active | 4011617301011 | 328.29 | 1 | 1 | stuk | IP31 - Flush (U) | BE31192 | SF (LUCA,HAF&Striebel) | stuk | AT/U 1 kolom(en) 4 rijen | U41 Arm. U 1PW 4GU IP31 (4R 125mm) Comfortline | Distribution board AT/U 1 column(s), 4 rows, flush mounting | U41 Dist. Board FM 4R. IP31
2CPX030102R9999 | U42 | Active | 4011617301028 | 482.42 | 1 | 1 | stuk | IP31 - Flush (U) | BE31192 | SF (LUCA,HAF&Striebel) | stuk | AT/U 2 kolom(en) 4 rijen | U42 Arm. U 2PW 4GU IP31 (4R 125mm) Comfortline | Distribution board AT/U 2 column(s), 4 rows, flush mounting | U42 Dist. Board FM 4R. IP31
2CPX030103R9999 | U43 | Active | 4011617301035 | 780.64 | 1 | 1 | stuk | IP31 - Flush (U) | BE31192 | SF (LUCA,HAF&Striebel) | stuk | AT/U 3 kolom(en) 4 rijen | U43 Arm. U 3PW 4GU IP31 (4R 125mm) Comfortline | Distribution board AT/U 3 column(s), 4 rows, flush mounting | U43 Dist. Board FM 4R. IP31
2CPX030104R9999 | U51 | Active | 4011617301042 | 355.87 | 1 | 1 | stuk | IP31 - Flush (U) | BE31192 | SF (LUCA,HAF&Striebel) | stuk | AT/U 1 kolom(en) 5 rijen | U51 Arm. U 1PW 5GU IP31 (5R 125mm) Comfortline | Distribution board AT/U 1 column(s), 5 rows, flush mounting | U51 Dist. Board FM 5R. IP31
2CPX030105R9999 | U52 | Active | 4011617301059 | 585.19 | 1 | 1 | stuk | IP31 - Flush (U) | BE31192 | SF (LUCA,HAF&Striebel) | stuk | AT/U 2 kolom(en) 5 rijen | U52 Arm. U 2PW 5GU IP31 (5R 125mm) Comfortline | Distribution board AT/U 2 column(s), 5 rows, flush mounting | U52 Dist. Board FM 5R. IP31
2CPX030106R9999 | U52K | Active | 4011617301066 | 535.74 | 1 | 1 | stuk | IP31 - Flush (U) | BE31192 | SF (LUCA,HAF&Striebel) | stuk | Comfortline U52K PW2 GU5Mod.+klem | U52K Armoire U 2PW 5GU + bornes Comfortline | Dist. Board FM 5R. IP31 | U52K Dist. Board FM 5R. IP31
2CPX030107R9999 | U53 | Active | 4011617301073 | 805.72 | 1 | 1 | stuk | IP31 - Flush (U) | BE31192 | SF (LUCA,HAF&Striebel) | stuk | AT/U 3 kolom(en) 5 rijen | U53 Arm. U 3PW 5GU IP31 (5R 125mm) Comfortline | Distribution board AT/U 3 column(s), 5 rows, flush mounting | U53 Dist. Board FM 5R. IP31
2CPX030108R9999 | U53K | Active | 4011617301080 | 753.19 | 1 | 1 | stuk | IP31 - Flush (U) | BE31192 | SF (LUCA,HAF&Striebel) | stuk | Comfortline U53K PW3 GU5Mod.+klem | U53K Armoire U 3PW 5GU + bornes Comfortline | Dist. Board FM 5R. IP31 | U53K Dist. Board FM 5R. IP31
2CPX030109R9999 | U54K | Active | 4011617301097 | 945.2 | 1 | 1 | stuk | IP31 - Flush (U) | BE31192 | SF (LUCA,HAF&Striebel) | stuk | Comfortline U54K PW4 GU5Mod.+klem | U54K Armoire U 4PW 5GU + bornes Comfortline | Dist. Board FM 5R. IP31 | U54K Dist. Board FM 5R. IP31
2CPX030110R9999 | U61 | Active | 4011617301103 | 434.81 | 1 | 1 | stuk | IP31 - Flush (U) | BE31192 | SF (LUCA,HAF&Striebel) | stuk | AT/U 1 kolom(en) 6 rijen | U61 Arm. U 1PW 6GU IP31 (6R 125mm) Comfortline | Distribution board AT/U 1 column(s), 6 rows, flush mounting | U61 Dist. Board FM 6R. IP31
2CPX030111R9999 | U62 | Active | 4011617301110 | 649.09 | 1 | 1 | stuk | IP31 - Flush (U) | BE31192 | SF (LUCA,HAF&Striebel) | stuk | AT/U 2 kolom(en) 6 rijen | U62 Arm. U 2PW 6GU IP31 (6R 125mm) Comfortline | Distribution board AT/U 2 column(s), 6 rows, flush mounting | U62 Dist. Board FM 6R. IP31
2CPX030112R9999 | U62K | Active | 4011617301127 | 596.19 | 1 | 1 | stuk | IP31 - Flush (U) | BE31192 | SF (LUCA,HAF&Striebel) | stuk | Comfortline U62K PW2 GU6Mod.+klem | U62K Armoire U 2PW 6GU + bornes Comfortline | Dist. Board FM 6R. IP31 | U62K Dist. Board FM 6R. IP31
2CPX030113R9999 | U63K | Active | 4011617301134 | 824.28 | 1 | 1 | stuk | IP31 - Flush (U) | BE31192 | SF (LUCA,HAF&Striebel) | stuk | Comfortline U63K PW3 GU6Mod.+klem | U63K Armoire U 3PW 6GU + bornes Comfortline | Dist. Board FM 6R. IP31 | U63K Dist. Board FM 6R. IP31
2CPX030114R9999 | U72 | Active | 4011617301141 | 759.34 | 1 | 1 | stuk | IP31 - Flush (U) | BE31192 | SF (LUCA,HAF&Striebel) | stuk | AT/U 2 kolom(en) 7 rijen | U72 Arm. U 2PW 7GU IP31 (7R 125mm) Comfortline | Distribution board AT/U 2 column(s), 7 rows, flush mounting | U72 Dist. Board FM 7R. IP31
2CPX030115R9999 | U72K | Active | 4011617301158 | 653.47 | 1 | 1 | stuk | IP31 - Flush (U) | BE31192 | SF (LUCA,HAF&Striebel) | stuk | Comfortline U72K PW2 GU7Mod.+klem | U72K Armoire U 2PW 7GU + bornes Comfortline | Dist. Board FM 7R. IP31 | U72K Dist. Board FM 7R. IP31
2CPX030116R9999 | U73K | Active | 4011617301165 | 968.53 | 1 | 1 | stuk | IP31 - Flush (U) | BE31192 | SF (LUCA,HAF&Striebel) | stuk | Comfortline U73K PW3 GU7Mod.+klem | U73K Armoire U 3PW 7GU + bornes Comfortline | Dist. Board FM 7R. IP31 | U73K Dist. Board FM 7R. IP31
2CPX030117R9999 | U64K | Active | 4011617301172 | 1004.62 | 1 | 1 | stuk | IP31 - Flush (U) | BE31192 | SF (LUCA,HAF&Striebel) | stuk | Comfortline U64K PW4 GU6Mod.+klem | U64K Armoire U 4PW 6GU + bornes Comfortline | Dist. Board FM 6R. IP31 | U64K Dist. Board FM 6R. IP31
2CPX030118R9999 | U42/2 | Active | 4011617301189 | 447.69 | 1 | 1 | stuk | IP31 - Flush (U) | BE31192 | SF (LUCA,HAF&Striebel) | stuk | Comfortline U42/2 PW2 GU4 dubb deur | U42/2 Armoire U 2PW 4GU (2 caches) Comfortline | Dist. Board FM 4R. IP31 | U42/2 Dist. Board FM 4R. IP31
2CPX030119R9999 | U52/2 | Active | 4011617301196 | 538.89 | 1 | 1 | stuk | IP31 - Flush (U) | BE31192 | SF (LUCA,HAF&Striebel) | stuk | Comfortline U52/2 PW2 GU5 dubb deur | U52/2 Armoire U 2PW 5GU (2 caches) Comfortline | Dist. Board FM 5R. IP31 | U52/2 Dist. Board FM 5R. IP31
2CPX030146R9999 | U42M | Active | 4011617301462 | 449.8 | 1 | 1 | stuk | IP31 - Flush (U) | BE31192 | SF (LUCA,HAF&Striebel) | stuk | Comfortline U42M PW4 GU2 IP31 | U42M Arm. U 2PW 4GU + plaq. de mont. Comfortline | Dist. Board FM 4R. IP31 | U42M Dist. Board FM 4R. IP31
2CPX030147R9999 | U53M | Active | 4011617301479 | 721.4 | 1 | 1 | stuk | IP31 - Flush (U) | BE31192 | SF (LUCA,HAF&Striebel) | stuk | Comfortline U53M PW2 GU5Mod.+klem | U53M Arm. U 3PW 5GU + plaq. de mont. Comfortline | Dist. Board FM 5R. IP31 | U53M Dist. Board FM 5R. IP31
2CPX030160R9999 | U42MM | Active | 4011617301608 | 487.98 | 1 | 1 | stuk | IP31 - Flush (U) | BE31192 | SF (LUCA,HAF&Striebel) | stuk | U42MM Compact DB 4RMedia panel | U42MM Armoire U 2PW 4GU + media PM Comfortline | Compact DB 4R media panel | U42MM Compact DB 4R media panel
2CPX030161R9999 | U52MM | Active | 4011617301615 | 583.47 | 1 | 1 | stuk | IP31 - Flush (U) | BE31192 | SF (LUCA,HAF&Striebel) | stuk | U52MM Compact DB 5RMedia panel | U52MM Armoire U 2PW 5GU + media PM Comfortline | Compact DB 5R media panel | U52MM Compact DB 5R media panel
2CPX030162R9999 | U62MM | Active | 4011617301622 | 629.1 | 1 | 1 | stuk | IP31 - Flush (U) | BE31192 | SF (LUCA,HAF&Striebel) | stuk | U62MM Compact DB 6RMedia panel | U62MM Armoire U 2PW 6GU + media PM Comfortline | Compact DB 6R media panel | U62MM Compact DB 6R media panel
2CPX030290R9999 | U42MML | Active | 4011617302902 | 528.8 | 1 | 1 | stuk | IP31 - Flush (U) | BE31192 | SF (LUCA,HAF&Striebel) | stuk | U42MML Compact DB 4RMedia vent. | U42MML Armoire U 2PW 4GU + media PV Comfortline | Compact DB 4R media vent. | U42MML Compact DB 4R media vent.
2CPX030291R9999 | U52MML | Active | 4011617302919 | 660.24 | 1 | 1 | stuk | IP31 - Flush (U) | BE31192 | SF (LUCA,HAF&Striebel) | stuk | U52MML Compact DB 5RMedia vent. | U52MML Armoire U 2PW 5GU + media PV Comfortline | Compact DB 5R media vent. | U52MML Compact DB 5R media vent.
2CPX030292R9999 | U62MML | Active | 4011617302926 | 684.05 | 1 | 1 | stuk | IP31 - Flush (U) | BE31192 | SF (LUCA,HAF&Striebel) | stuk | U62MML Compact DB 6RMedia vent. | U62MML Armoire U 2PW 6GU + media PV Comfortline | Compact DB 6R media vent. | U62MML Compact DB 6R media vent.
2CPX030683R9999 | U42MMW | Active | 4011617306832 | 544.34 | 1 | 1 | stuk | IP31 - Flush (U) | BE31192 | SF (LUCA,HAF&Striebel) | stuk | U42MMW PW2 GU4Media WIFI deur | U42MMW Armoire U 2PW 4GU + media PW Comfortline | Compact DB 4R media WiFi | U42MMW Compact DB 4R media WiFi
2CPX030684R9999 | U52MMW | Active | 4011617306849 | 681.98 | 1 | 1 | stuk | IP31 - Flush (U) | BE31192 | SF (LUCA,HAF&Striebel) | stuk | U52MMW PW2 GU5Media WIFI deur | U52MMW Armoire U 2PW 5GU + media PW Comfortline | Compact DB 5R media WiFi | U52MMW Compact DB 5R media WiFi
2CPX030685R9999 | U62MMW | Active | 4011617306856 | 747.18 | 1 | 1 | stuk | IP31 - Flush (U) | BE31192 | SF (LUCA,HAF&Striebel) | stuk | U62MMW PW2 GU6Media WIFI deur | U62MMW Armoire U 2PW 6GU + media PW Comfortline | Compact DB 6R media WiFi | U62MMW Compact DB 6R media WiFi
2CPX030755R9999 | UL32 | Active | 4011617307556 | 156.63 | 1 | 1 | stuk | IP30 - Flush (TU/UL) | BE31192 | SF (LUCA,HAF&Striebel) | stuk | AT/U Lege | Coffret vide AT/U encastré | Empty enclosure AT/U flush mounting | UL32 flush Mounting box emty
2CPX030785R9999 | BLT32 | Active | 4011617307853 | 255.72 | 1 | 1 | stuk | Compact Distribution Boards | BE31192 | SF (LUCA,HAF&Striebel) | stuk | BLT32 Trim frametransp.Door | BLT32 Cadre fin.+ porte transp. pour U32 Comfortline | Trim frame with transp. Door | BLT32 Trim frame with transp. Door
2CPX030786R9999 | BLT41 | Active | 4011617307860 | 233.23 | 1 | 1 | stuk | Compact Distribution Boards | BE31192 | SF (LUCA,HAF&Striebel) | stuk | BLT41 Trim frametransp.Door | BLT41 Cadre fin.+ porte transp. pour U41 Comfortline | Trim frame with transp. Door | BLT41 Trim frame with transp. Door
2CPX030787R9999 | BLT42 | Active | 4011617307877 | 312.02 | 1 | 1 | stuk | Compact Distribution Boards | BE31192 | SF (LUCA,HAF&Striebel) | stuk | BLT42 Trim frametransp.Door | BLT42 Cadre fin.+ porte transp. pour U42 Comfortline | Trim frame with transp. Door | BLT42 Trim frame with transp. Door
2CPX030788R9999 | BLT43 | Active | 4011617307884 | 464.82 | 1 | 1 | stuk | Compact Distribution Boards | BE31192 | SF (LUCA,HAF&Striebel) | stuk | BLT43 Trim frametransp.Door | BLT43 Cadre fin.+ porte transp. pour U43 Comfortline | Trim frame with transp. Door | BLT43 Trim frame with transp. Door
2CPX030789R9999 | BLT51 | Active | 4011617307891 | 328.11 | 1 | 1 | stuk | Compact Distribution Boards | BE31192 | SF (LUCA,HAF&Striebel) | stuk | BLT51 Trim frametransp.Door | BLT51 Cadre fin.+ porte transp. pour U51 Comfortline | Trim frame with transp. Door | BLT51 Trim frame with transp. Door
2CPX030790R9999 | BLT52 | Active | 4011617307907 | 397.27 | 1 | 1 | stuk | Compact Distribution Boards | BE31192 | SF (LUCA,HAF&Striebel) | stuk | BLT52 Trim frametransp.Door | BLT52 Cadre fin.+ porte transp. pour U52 Comfortline | Trim frame with transp. Door | BLT52 Trim frame with transp. Door
2CPX030791R9999 | BLT53 | Active | 4011617307914 | 490.56 | 1 | 1 | stuk | Compact Distribution Boards | BE31192 | SF (LUCA,HAF&Striebel) | stuk | BLT53 Trim frametransp.Door | BLT53 Cadre fin.+ porte transp. pour U53 Comfortline | Trim frame with transp. Door | BLT53 Trim frame with transp. Door
2CPX030792R9999 | BLT54 | Active | 4011617307921 | 611.17 | 1 | 1 | stuk | Compact Distribution Boards | BE31192 | SF (LUCA,HAF&Striebel) | stuk | BLT54 Trim frametransp.Door | BLT54 Cadre fin.+ porte transp. pour U54 Comfortline | Trim frame with transp. Door | BLT54 Trim frame with transp. Door
2CPX030793R9999 | BLT61 | Active | 4011617307938 | 363.47 | 1 | 1 | stuk | Compact Distribution Boards | BE31192 | SF (LUCA,HAF&Striebel) | stuk | BLT61 Trim frametransp.Door | BLT61 Cadre fin.+ porte transp. pour U61 Comfortline | Trim frame with transp. Door | BLT61 Trim frame with transp. Door
2CPX030794R9999 | BLT62 | Active | 4011617307945 | 445.48 | 1 | 1 | stuk | Compact Distribution Boards | BE31192 | SF (LUCA,HAF&Striebel) | stuk | BLT62 Trim frametransp.Door | BLT62 Cadre fin.+ porte transp. pour U62 Comfortline | Trim frame with transp. Door | BLT62 Trim frame with transp. Door
2CPX030795R9999 | BLT63 | Active | 4011617307952 | 554.87 | 1 | 1 | stuk | Compact Distribution Boards | BE31192 | SF (LUCA,HAF&Striebel) | stuk | BLT63 Trim frametransp.Door | BLT63 Cadre fin.+ porte transp. pour U63 Comfortline | Trim frame with transp. Door | BLT63 Trim frame with transp. Door
2CPX030796R9999 | BLT64 | Active | 4011617307969 | 799.34 | 1 | 1 | stuk | Compact Distribution Boards | BE31192 | SF (LUCA,HAF&Striebel) | stuk | BLT64 Trim frametransp.Door | BLT64 Cadre fin.+ porte transp. pour U64 Comfortline | Trim frame with transp. Door | BLT64 Trim frame with transp. Door
2CPX030797R9999 | BLT72 | Active | 4011617307976 | 492.16 | 1 | 1 | stuk | Compact Distribution Boards | BE31192 | SF (LUCA,HAF&Striebel) | stuk | BLT72 Trim frametransp.Door | BLT72 Cadre fin.+ porte transp. pour U72 Comfortline | Trim frame with transp. Door | BLT72 Trim frame with transp. Door
2CPX030798R9999 | BLT73 | Active | 4011617307983 | 630.46 | 1 | 1 | stuk | Compact Distribution Boards | BE31192 | SF (LUCA,HAF&Striebel) | stuk | BLT73 Trim frametransp.Door | BLT73 Cadre fin.+ porte transp. pour U73 Comfortline | Trim frame with transp. Door | BLT73 Trim frame with transp. Door
2CPX030892R9999 | ZK507 | Active | 4011617308928 | 6.17 | 1 | 1 | stuk | CombiLine N | BE31192 | SF (LUCA,HAF&Striebel) | stuk | ZK507 - Slotplaat double bit 3/5mm | ZK507 - Plaq de verr double bit 3/5mm | ZK507 N-RCD Term. Busbar 5x10 sq | ZK507 N-RCD Term. Busbar 5x10 sq
2CPX031083R9999 | BL630 | Active | 4011617310839 | 75.86 | 1 | 1 | stuk | Consumer Units | BE31192 | SF (LUCA,HAF&Striebel) | stuk | Sierlijstblinddeur 3-rijen RAL9016 UK63 | BL630 frame door 3R RAL 9016 | Trim frame with door, 3-row RAL9016, UK63 | BL630 frame door 3R RAL 9016
2CPX031422R9999 | ZX340 | Active | 4011617314226 | 17.54 | 1 | 1 | stuk | Compact Distribution Boards | BE31192 | SF (LUCA,HAF&Striebel) | stuk | Comfortline ZX340 Apparaathoud | ZX340 Support d'appareil Comfortline | router holder | ZX340 router holder
2CPX031423R9999 | ZE335 | Active | 4011617314233 | 26.76 | 1 | 1 | stuk | Compact Distribution Boards | BE31192 | SF (LUCA,HAF&Striebel) | stuk | Comfortline ZE335 Patchpaneel 6x | ZE335 Pann. répartition 6x Comfortline | Patchpanell 6x | ZE335 Patchpanell 6x
2CPX031424R9999 | ZE336 | Active | 4011617314240 | 49.09 | 1 | 1 | stuk | Compact Distribution Boards | BE31192 | SF (LUCA,HAF&Striebel) | stuk | Comfortline ZE336 Patchpaneel 12x | ZE336 Pann. répartition 12x Comfortline | Patchpanell 12x | ZE336 Patchpanell 12x
2CPX031425R9999 | ZE337 | Active | 4011617314257 | 128.67 | 1 | 1 | stuk | Compact Distribution Boards | BE31192 | SF (LUCA,HAF&Striebel) | stuk | Comfortline ZE337 Patchpaneel 24x | ZE337 Pann. répartition 24x Comfortline | Patchpanell 24x | ZE337 Patchpanell 24x
2CPX031426R9999 | ZE338 | Active | 4011617314264 | 16.96 | 1 | 1 | stuk | Compact Distribution Boards | BE31192 | SF (LUCA,HAF&Striebel) | stuk | Comfortline ZE338 Patchpaneel houd | ZE338 Support p. pann. répartition Comfortline | holder Patchpanel | ZE338 holder Patchpanel
2CPX031432R9999 | UZM62M | Active | 4011617314325 | 74.91 | 1 | 1 | stuk | Sub Distribution Boards - Meterboards | BE31192 | SF (LUCA,HAF&Striebel) | stuk | Comfortline UZM62M Geperf.Mont.plaat PW2 | UZM62M Plaque de montage perf. PW2 Comfortline | Mounting plate perfor.2PW | UZM62M Mounting plate perfor.2PW
2CPX031435R9999 | ZE332 | Active | 4011617314356 | 71.06 | 1 | 1 | stuk | Compact Distribution Boards | BE31192 | SF (LUCA,HAF&Striebel) | stuk | Comfortline ZE332 Patchpaneel PW1 12x E-Dat | ZE332 Pann. répartition 12x E-Dat Comfortline | Patchpanel 12x E-Dat | ZE332 Patchpanel 12x E-Dat
2CPX031436R9999 | ZE333 | Active | 4011617314363 | 138.54 | 1 | 1 | stuk | Compact Distribution Boards | BE31192 | SF (LUCA,HAF&Striebel) | stuk | Comfortline ZE333 Patchpaneel PW2 24x E-Dat | ZE333 Pann. répartition 24x E-Dat Comfortline | Patchpanel 24x E-Dat | ZE333 Patchpanel 24x E-Dat
2CPX031500R9999 | BLU32 | Active | 4011617315001 | 199.24 | 1 | 1 | stuk | Compact Distribution Boards | BE31192 | SF (LUCA,HAF&Striebel) | stuk | U Afwerkingkaderdeur U32 | BLU32 Cadre fin.+ porte pleine. pour U32 Comfortline | Trim frame with door U range for U32 | BLU32 Trim Frame With Door for U32
2CPX031501R9999 | BLU41 | Active | 4011617315018 | 168.87 | 1 | 1 | stuk | Compact Distribution Boards | BE31192 | SF (LUCA,HAF&Striebel) | stuk | BLU41 Trim FrameDoor U41 | BLU41 Cadre fin.+ porte pleine. pour U41 Comfortline | Trim Frame with Door for U41 | BLU41 Trim Frame with Door for U41
2CPX031502R9999 | BLU42 | Active | 4011617315025 | 220.36 | 1 | 1 | stuk | Compact Distribution Boards | BE31192 | SF (LUCA,HAF&Striebel) | stuk | BLU42 Trim FrameDoor U42 | BLU42 Cadre fin.+ porte pleine. pour U42 Comfortline | Trim Frame with Door for U42 | BLU42 Trim Frame with Door for U42
2CPX031503R9999 | BLU43 | Active | 4011617315032 | 336.12 | 1 | 1 | stuk | Compact Distribution Boards | BE31192 | SF (LUCA,HAF&Striebel) | stuk | BLU43 Trim FrameDoor U43 | BLU43 Cadre fin.+ porte pleine. pour U43 Comfortline | Trim Frame with Door for U43 | BLU43 Trim Frame with Door for U43
2CPX031504R9999 | BLU51 | Active | 4011617315049 | 178.54 | 1 | 1 | stuk | Compact Distribution Boards | BE31192 | SF (LUCA,HAF&Striebel) | stuk | BLU51 Trim FrameDoor U51 | BLU51 Cadre fin.+ porte pleine. pour U51 Comfortline | Trim Frame with Door for U51 | BLU51 Trim Frame with Door for U51
2CPX031505R9999 | BLU52 | Active | 4011617315056 | 267 | 1 | 1 | stuk | Compact Distribution Boards | BE31192 | SF (LUCA,HAF&Striebel) | stuk | BLU52 Trim FrameDoor U52 | BLU52 Cadre fin.+ porte pleine. pour U52 Comfortline | Trim Frame with Door for U52 | BLU52 Trim Frame with Door for U52
2CPX031506R9999 | BLU53 | Active | 4011617315063 | 329.72 | 1 | 1 | stuk | Compact Distribution Boards | BE31192 | SF (LUCA,HAF&Striebel) | stuk | BLU53 Trim FrameDoor U53 | BLU53 Cadre fin.+ porte pleine. pour U53 Comfortline | Trim Frame with Door for U53 | BLU53 Trim Frame with Door for U53
2CPX031507R9999 | BLU54 | Active | 4011617315070 | 460.02 | 1 | 1 | stuk | Compact Distribution Boards | BE31192 | SF (LUCA,HAF&Striebel) | stuk | BLU54 Trim FrameDoor U54 | BLU54 Cadre fin.+ porte pleine. pour U54 Comfortline | Trim Frame with Door for U54 | BLU54 Trim Frame with Door for U54
2CPX031508R9999 | BLU61 | Active | 4011617315087 | 197.83 | 1 | 1 | stuk | Compact Distribution Boards | BE31192 | SF (LUCA,HAF&Striebel) | stuk | BLU61 Trim FrameDoor U61 | BLU61 Cadre fin.+ porte pleine. pour U61 Comfortline | Trim Frame with Door for U61 | BLU61 Trim Frame with Door for U61
2CPX031509R9999 | BLU62 | Active | 4011617315094 | 284.64 | 1 | 1 | stuk | Compact Distribution Boards | BE31192 | SF (LUCA,HAF&Striebel) | stuk | BLU62 Trim Framedoor U62 | BLU62 Cadre fin.+ porte pleine. pour U62 Comfortline | Trim Frame with door for U62 | BLU62 Trim Frame with door for U62
2CPX031510R9999 | BLU63 | Active | 4011617315100 | 374.75 | 1 | 1 | stuk | Compact Distribution Boards | BE31192 | SF (LUCA,HAF&Striebel) | stuk | BLU63 Trim FrameDoor U63 | BLU63 Cadre fin.+ porte pleine. pour U63 Comfortline | Trim Frame with Door for U63 | BLU63 Trim Frame with Door for U63
2CPX031511R9999 | BLU72 | Active | 4011617315117 | 300.78 | 1 | 1 | stuk | Compact Distribution Boards | BE31192 | SF (LUCA,HAF&Striebel) | stuk | BLU72 Trim FrameDoor U72 | BLU72 Cadre fin.+ porte pleine. pour U72 Comfortline | Trim Frame with Door for U72 | BLU72 Trim Frame with Door for U72
2CPX031512R9999 | BLU73 | Active | 4011617315124 | 440.73 | 1 | 1 | stuk | Compact Distribution Boards | BE31192 | SF (LUCA,HAF&Striebel) | stuk | BLU73 Trim FrameDoor U73 | BLU73 Cadre fin.+ porte pleine. pour U73 Comfortline | Trim Frame with Door for U73 | BLU73 Trim Frame with Door for U73
2CPX031513R9999 | BLU64 | Active | 4011617315131 | 514.7 | 1 | 1 | stuk | Compact Distribution Boards | BE31192 | SF (LUCA,HAF&Striebel) | stuk | BLU64 Trim FrameDoor U64 | BLU64 Cadre fin.+ porte pleine. pour U64 Comfortline | Trim Frame with Door for U64 | BLU64 Trim Frame with Door for U64
2CPX034803R9999 | WR38 | Active | 4011617348030 | 130.76 | 1 | 1 | stuk | CombiLine N | BE31192 | SF (LUCA,HAF&Striebel) | stuk | Montageraam B3/H8 | Montageraam B3/H8 | Montageraam B3/H8 | Montageraam B3/H8
2CPX037467R9999 | 1MMC34 | Active | 4011617374671 | 169.55 | 1 | 1 | stuk | ComfortLine | BE31192 | SF (LUCA,HAF&Striebel) | stuk | ComfortLine 1MMC34 Media panel combi 7 R 4 DIN | ComfortLine 1MMC34 Media panel combi 7 R 4 DIN | ComfortLine 1MMC34 Media panel combi 7 R 4 DIN | ComfortLine 1MMC34 Media panel combi 7 R 4 DIN
2CPX037485R9999 | 1MM00 | Active | 4011617374855 | 85.2 | 1 | 1 | stuk | Compact Distribution Boards | BE31192 | SF (LUCA,HAF&Striebel) | stuk | Comfortline 1MM00Media paneel 1PW 3GU | 1MM00 Panneau media 1PW 3GU Comfortline | 1MM00 Media panel 1 pw 3 row | 1MM00 Media panel 1 pw 3 row |  | 5.14
2CPX037486R9999 | 1MM0 | Active | 4011617374862 | 96.35 | 1 | 1 | stuk | ComfortLine Mediapanel | BE31192 | SF (LUCA,HAF&Striebel) | stuk | 1MM0 Media paneel 1PW 4GU | 1MM0 Panneau media 1PW 4GU | 1MM0 Media panel 1 pw 4 row | 1MM0 Media panel 1 pw 4 row
2CPX037487R9999 | 1MM1 | Active | 4011617374879 | 108.39 | 1 | 1 | stuk | Compact Distribution Boards | BE31192 | SF (LUCA,HAF&Striebel) | stuk | Comfortline 1MM1Media paneel 1PW 5GU | 1MM1 Panneau media 1PW 5GU Comfortline | 1MM1 Media panel 1 pw 5 row | 1MM1 Media panel 1 pw 5 row
2CPX037488R9999 | 1MM2 | Active | 4011617374886 | 120.42 | 1 | 1 | stuk | Compact Distribution Boards | BE31192 | SF (LUCA,HAF&Striebel) | stuk | Comfortline 1MM2Media paneel 1PW 6GU | 1MM2 Panneau media 1PW 6GU Comfortline | 1MM2 Media panel 1 pw 6 row | 1MM2 Media panel 1 pw 6 row
2CPX037489R9999 | 1MM3 | Active | 4011617374893 | 131.57 | 1 | 1 | stuk | ComfortLine Mediapanel | BE31192 | SF (LUCA,HAF&Striebel) | stuk | 1MM3 Media paneel 1PW 7GU | 1MM3 Panneau media 1PW 7GU | 1MM3 Media panel 1 pw 7 row | 1MM3 Media panel 1 pw 7 row
2CPX037490R9999 | 2MM0 | Active | 4011617374909 | 132.48 | 1 | 1 | stuk | ComfortLine Mediapanel | BE31192 | SF (LUCA,HAF&Striebel) | stuk | 2MM0 Media paneel 2PW 4GU | 2MM0 Panneau media 2PW 4GU | 2MM0 Media panel 2 pw 4 row | 2MM0 Media panel 2 pw 4 row
2CPX037491R9999 | 2MM1 | Active | 4011617374916 | 152.86 | 1 | 1 | stuk | ComfortLine Mediapanel | BE31192 | SF (LUCA,HAF&Striebel) | stuk | 2MM1 Media paneel 2PW 5GU | 2MM1 Panneau media 2PW 5GU | 2MM1 Media panel 2 pw 5 row | 2MM1 Media panel 2 pw 5 row
2CPX037492R9999 | 2MM2 | Active | 4011617374923 | 174.2 | 1 | 1 | stuk | ComfortLine Mediapanel | BE31192 | SF (LUCA,HAF&Striebel) | stuk | 2MM2 Media paneel 2PW 6GU | 2MM2 Panneau media 2PW 6GU | 2MM2 Media panel 2 pw 6 row | 2MM2 Media panel 2 pw 6 row
2CPX037493R9999 | 2MM3 | Active | 4011617374930 | 194.54 | 1 | 1 | stuk | ComfortLine Mediapanel | BE31192 | SF (LUCA,HAF&Striebel) | stuk | 2MM3 Media paneel 2PW 7GU | 2MM3 Panneau media 2PW 7GU | 2MM3 Media panel 2 pw 7 row | 2MM3 Media panel 2 pw 7 row
2CPX037580R9999 | 1V00A | Active | 4011617375807 | 64.08 | 1 | 1 | stuk | CombiLine N | BE31192 | SF (LUCA,HAF&Striebel) | stuk | 1V00A Verdeelpaneel 1 PW | 1V00A Panneau de distr. 1 PW | 1V00A Distribution Board 1 PW | 1V00A Distribution Board 1 PW
2CPX037585R9999 | 1B00A | Active | 4011617375852 | 47.1 | 1 | 1 | stuk | CombiLine N | BE31192 | SF (LUCA,HAF&Striebel) | stuk | 1B00A Verdeelpaneel 1PW | 1B00A Panneau de distr. 1PW | 1B00A Distribution Board 1PW | 1B00A Distribution Board 1PW
2CPX037586R9999 | 2B00A | Active | 4011617375869 | 67.41 | 1 | 1 | stuk | CombiLine N | BE31192 | SF (LUCA,HAF&Striebel) | stuk | 2B00A Verdeelpaneel 2PW | 2B00A Panneau de distr. 2PW | 2B00A Distribution Board 2PW | 2B00A Distribution Board 2PW
2CPX037590R9999 | 1V002A | Active | 4011617375906 | 133.89 | 1 | 1 | stuk | CombiLine N | BE31192 | SF (LUCA,HAF&Striebel) | stuk | 1V002A Verdeelpaneel 1PW | 1V002A Panneau de distr. 1PW | 1V002A Distribution Board 1PW | 1V002A Distribution Board 1PW
2CPX037591R9999 | 1V0A | Active | 4011617375913 | 86.43 | 1 | 1 | stuk | CombiLine N | BE31192 | SF (LUCA,HAF&Striebel) | stuk | 1V0A Verdeelpaneel 1 PW | 1V0A Panneau de distr. 1 PW | 1V0A Distribution Board 1 PW | 1V0A Distribution Board 1 PW
2CPX037592R9999 | 2V0A | Active | 4011617375920 | 151.01 | 1 | 1 | stuk | CombiLine N | BE31192 | SF (LUCA,HAF&Striebel) | stuk | 2V0A Verdeelpaneel 2 PW | 2V0A Panneau de distr. 2 PW | 2V0A Distribution Board 2 PW | 2V0A Distribution Board 2 PW
2CPX037593R9999 | 1V0KA | Active | 4011617375937 | 94.02 | 1 | 1 | stuk | CombiLine N | BE31192 | SF (LUCA,HAF&Striebel) | stuk | 1V0KA Verdeelpaneel 1 PW | 1V0KA Panneau de distr. 1 PW | 1V0KA Distribution Board 1 PW | 1V0KA Distribution Board 1 PW
2CPX037594R9999 | 2V0KA | Active | 4011617375944 | 140.69 | 1 | 1 | stuk | CombiLine N | BE31192 | SF (LUCA,HAF&Striebel) | stuk | Mont.veldsleuf 2V0KA | Distribution Board 2 PW 2V0KA | Distribution Board 2 PW 2V0KA | 2V0KA Distribution Board 2 PW
2CPX037601R9999 | 1B0A | Active | 4011617376019 | 60.78 | 1 | 1 | stuk | CombiLine N | BE31192 | SF (LUCA,HAF&Striebel) | stuk | 1B0A Verdeelpaneel 1PW | 1B0A Panneau de distr. 1PW | 1B0A Distribution Board 1PW | 1B0A Distribution Board 1PW
2CPX037602R9999 | 2B0A | Active | 4011617376026 | 89.75 | 1 | 1 | stuk | CombiLine N | BE31192 | SF (LUCA,HAF&Striebel) | stuk | 2B0A Verdeelpaneel 2PW | 2B0A Panneau de distr. 2PW | 2B0A Distribution Board 2PW | 2B0A Distribution Board 2PW
2CPX037606R9999 | 1V02A | Active | 4011617376064 | 145.32 | 1 | 1 | stuk | CombiLine N | BE31192 | SF (LUCA,HAF&Striebel) | stuk | 1V02A Verdeelpaneel 1PW | 1V02A Panneau de distr. 1PW | 1V02A Distribution Board 1PW | 1V02A Distribution Board 1PW
2CPX037607R9999 | 2V02A | Active | 4011617376071 | 219.4 | 1 | 1 | stuk | CombiLine N | BE31192 | SF (LUCA,HAF&Striebel) | stuk | 2V02A Verdeelpaneel 2PW | 2V02A Panneau de distr. 2PW | 2V02A Distribution Board 2PW | 2V02A Distribution Board 2PW
2CPX037609R9999 | 2V002A | Active | 4011617376095 | 198.51 | 1 | 1 | stuk | CombiLine N | BE31192 | SF (LUCA,HAF&Striebel) | stuk | 2V002A Verdeelpaneel 2-Fel | 2V002A Panneau de distr. 2-Fel | 2V002A Distribution Board 2-Fel | 2V002A Distribution Board 2-Fel
2CPX037610R9999 | 1V1A | Active | 4011617376101 | 114.91 | 1 | 1 | stuk | CombiLine N | BE31192 | SF (LUCA,HAF&Striebel) | stuk | 1V1A Verdeelpaneel 1PW | 1V1A Panneau de distr. 1PW | 1V1A Distribution Board 1PW | 1V1A Distribution Board 1PW
2CPX037611R9999 | 2V1A | Active | 4011617376118 | 176.64 | 1 | 1 | stuk | CombiLine N | BE31192 | SF (LUCA,HAF&Striebel) | stuk | 2V1A Verdeelpaneel 2PW | 2V1A Panneau de distr. 2PW | 2V1A Distribution Board 2PW | 2V1A Distribution Board 2PW
2CPX037612R9999 | 1V1KA | Active | 4011617376125 | 106.33 | 1 | 1 | stuk | CombiLine N | BE31192 | SF (LUCA,HAF&Striebel) | stuk | 1V1KA Verdeelpaneel 1PW | 1V1KA Panneau de distr. 1PW | 1V1KA Distribution Board 1PW | 1V1KA Distribution Board 1PW
2CPX037613R9999 | 2V1KA | Active | 4011617376132 | 166.23 | 1 | 1 | stuk | CombiLine N | BE31192 | SF (LUCA,HAF&Striebel) | stuk | 2V1KA Verdeelpaneel 2PW | 2V1KA Panneau de distr. 2PW | 2V1KA Distribution Board 2PW | 2V1KA Distribution Board 2PW
2CPX037620R9999 | 1B1A | Active | 4011617376200 | 67.41 | 1 | 1 | stuk | CombiLine N | BE31192 | SF (LUCA,HAF&Striebel) | stuk | 1B1A Verdeelpaneel 1PW | 1B1A Panneau de distr. 1PW | 1B1A Distribution Board 1PW | 1B1A Distribution Board 1PW
2CPX037621R9999 | 2B1A | Active | 4011617376217 | 104.45 | 1 | 1 | stuk | CombiLine N | BE31192 | SF (LUCA,HAF&Striebel) | stuk | 2B1A Verdeelpaneel 2PW | 2B1A Panneau de distr. 2PW | 2B1A Distribution Board 2PW | 2B1A Distribution Board 2PW
2CPX037622R9999 | 1V2A | Active | 4011617376224 | 141.5 | 1 | 1 | stuk | CombiLine N | BE31192 | SF (LUCA,HAF&Striebel) | stuk | 1V2A Verdeelpaneel 1PW | 1V2A Panneau de distr. 1PW | 1V2A Distribution Board 1PW | 1V2A Distribution Board 1PW
2CPX037623R9999 | 2V2A | Active | 4011617376231 | 212.74 | 1 | 1 | stuk | CombiLine N | BE31192 | SF (LUCA,HAF&Striebel) | stuk | 2V2A Verdeelpaneel 2PW | 2V2A Panneau de distr. 2PW | 2V2A Distribution Board 2PW | 2V2A Distribution Board 2PW
2CPX037624R9999 | 1V2KA | Active | 4011617376248 | 133.89 | 1 | 1 | stuk | CombiLine N | BE31192 | SF (LUCA,HAF&Striebel) | stuk | 1V2KA Verdeelpaneel 1PW | 1V2KA Panneau de distr. 1PW | 1V2KA Distribution Board 1PW | 1V2KA Distribution Board 1PW
2CPX037625R9999 | 2V2KA | Active | 4011617376255 | 200.4 | 1 | 1 | stuk | CombiLine N | BE31192 | SF (LUCA,HAF&Striebel) | stuk | 2V2KA Verdeelpaneel 2PW | 2V2KA Panneau de distr. 2PW | 2V2KA Distribution Board 2PW | 2V2KA Distribution Board 2PW
2CPX037632R9999 | 1B2A | Active | 4011617376323 | 88.32 | 1 | 1 | stuk | CombiLine N | BE31192 | SF (LUCA,HAF&Striebel) | stuk | 1B2A Verdeelpaneel 1PW | 1B2A Panneau de distr. 1PW | 1B2A Distribution Board 1PW | 1B2A Distribution Board 1PW
2CPX037633R9999 | 2B2A | Active | 4011617376330 | 140.54 | 1 | 1 | stuk | CombiLine N | BE31192 | SF (LUCA,HAF&Striebel) | stuk | 2B2A Verdeelpaneel 2PW | 2B2A Panneau de distr. 2PW | 2B2A Distribution Board 2PW | 2B2A Distribution Board 2PW
2CPX037634R9999 | 1V23A | Active | 4011617376347 | 135.81 | 1 | 1 | stuk | CombiLine N | BE31192 | SF (LUCA,HAF&Striebel) | stuk | 1V23A Verdeelpaneel 1PW | 1V23A Panneau de distr. 1PW | 1V23A Distribution Board 1PW | 1V23A Distribution Board 1PW
2CPX037635R9999 | 2V23A | Active | 4011617376354 | 201.3 | 1 | 1 | stuk | CombiLine N | BE31192 | SF (LUCA,HAF&Striebel) | stuk | 2V23A Verdeelpaneel 2PW | 2V23A Panneau de distr. 2PW | 2V23A Distribution Board 2PW | 2V23A Distribution Board 2PW
2CPX037637R9999 | 1V23KA | Active | 4011617376378 | 135.81 | 1 | 1 | stuk | CombiLine N | BE31192 | SF (LUCA,HAF&Striebel) | stuk | 1V23KA Verdeelpaneel 1PW | 1V23KA Panneau de distr. 1PW | 1V23KA Distribution Board 1PW | 1V23KA Distribution Board 1PW
2CPX037638R9999 | 2V23KA | Active | 4011617376385 | 201.3 | 1 | 1 | stuk | CombiLine N | BE31192 | SF (LUCA,HAF&Striebel) | stuk | 2V23KA Verdeelpaneel 2PW | 2V23KA Panneau de distr. 2PW | 2V23KA Distribution Board 2PW | 2V23KA Distribution Board 2PW
2CPX037639R9999 | 1V3A | Active | 4011617376392 | 158.58 | 1 | 1 | stuk | CombiLine N | BE31192 | SF (LUCA,HAF&Striebel) | stuk | 1V3A Distribution Board 1PW | 1V3A Panneau de montage pour coffret V3A | Distribution Board 1PW 1V3A Distribution Board Panel | 1V3A Distribution Board 1PW
2CPX037640R9999 | 2V3A | Active | 4011617376408 | 238.41 | 1 | 1 | stuk | CombiLine N | BE31192 | SF (LUCA,HAF&Striebel) | stuk | 2V3A Verdeelpaneel 2PW | 2V3A Panneau de distr. 2PW | 2V3A Distribution Board 2PW | 2V3A Distribution Board 2PW
2CPX037641R9999 | 1V3KA | Active | 4011617376415 | 158.58 | 1 | 1 | stuk | CombiLine N | BE31192 | SF (LUCA,HAF&Striebel) | stuk | 1V3KA Verdeelpaneel 1PW | 1V3KA Panneau de distr. 1PW | 1V3KA Distribution Board 1PW | 1V3KA Distribution Board 1PW
2CPX037642R9999 | 2V3KA | Active | 4011617376422 | 238.41 | 1 | 1 | stuk | CombiLine N | BE31192 | SF (LUCA,HAF&Striebel) | stuk | 2V3KA Verdeelpaneel 2PW | 2V3KA Panneau de distr. 2PW | 2V3KA Distribution Board 2PW | 2V3KA Distribution Board 2PW
2CPX037649R9999 | 1B3A | Active | 4011617376491 | 107.35 | 1 | 1 | stuk | CombiLine N | BE31192 | SF (LUCA,HAF&Striebel) | stuk | 1B3A Verdeelpaneel 1PW | 1B3A Panneau de distr. 1PW | 1B3A Distribution Board 1PW | 1B3A Distribution Board 1PW
2CPX037650R9999 | 2B3A | Active | 4011617376507 | 166.23 | 1 | 1 | stuk | CombiLine N | BE31192 | SF (LUCA,HAF&Striebel) | stuk | 2B3A Verdeelpaneel 2PW | 2B3A Panneau de distr. 2PW | 2B3A Distribution Board 2PW | 2B3A Distribution Board 2PW
2CPX037651R9999 | 1V4A | Active | 4011617376514 | 169.08 | 1 | 1 | stuk | CombiLine N | BE31192 | SF (LUCA,HAF&Striebel) | stuk | 1V4A Verdeelpaneel 1PW | 1V4A Panneau de distr. 1PW | 1V4A Distribution Board 1PW | 1V4A Distribution Board 1PW
2CPX037652R9999 | 2V4A | Active | 4011617376521 | 250.73 | 1 | 1 | stuk | CombiLine N | BE31192 | SF (LUCA,HAF&Striebel) | stuk | 2V4A Verdeelpaneel 2PW | 2V4A Panneau de distr. 2PW | 2V4A Distribution Board 2PW | 2V4A Distribution Board 2PW
2CPX037653R9999 | 1V4KA | Active | 4011617376538 | 169.08 | 1 | 1 | stuk | CombiLine N | BE31192 | SF (LUCA,HAF&Striebel) | stuk | 1V4KA Verdeelpaneel 1PW | 1V4KA Panneau de distr. 1PW | 1V4KA Distribution Board 1PW | 1V4KA Distribution Board 1PW
2CPX037654R9999 | 2V4KA | Active | 4011617376545 | 250.73 | 1 | 1 | stuk | CombiLine N | BE31192 | SF (LUCA,HAF&Striebel) | stuk | 2V4KA Verdeelpaneel 2PW | 2V4KA Panneau de distr. 2PW | 2V4KA Distribution Board 2PW | 2V4KA Distribution Board 2PW
2CPX037661R9999 | 1B4A | Active | 4011617376613 | 116.81 | 1 | 1 | stuk | CombiLine N | BE31192 | SF (LUCA,HAF&Striebel) | stuk | 1B4A Verdeelpaneel 1PW | 1B4A Panneau de distr. 1PW | 1B4A Distribution Board 1PW | 1B4A Distribution Board 1PW
2CPX037662R9999 | 2B4A | Active | 4011617376620 | 179.5 | 1 | 1 | stuk | CombiLine N | BE31192 | SF (LUCA,HAF&Striebel) | stuk | 2B4A Verdeelpaneel 2PW | 2B4A Panneau de distr. 2PW | 2B4A Distribution Board 2PW | 2B4A Distribution Board 2PW
2CPX037665R9999 | 1V5A | Active | 4011617376651 | 201.3 | 1 | 1 | stuk | CombiLine N | BE31192 | SF (LUCA,HAF&Striebel) | stuk | 1V5A Verdeelpaneel 1PW | 1V5A Panneau de distr. 1PW | 1V5A Distribution Board 1PW | 1V5A Distribution Board 1PW
2CPX037666R9999 | 2V5A | Active | 4011617376668 | 302.97 | 1 | 1 | stuk | CombiLine N | BE31192 | SF (LUCA,HAF&Striebel) | stuk | 2V5A Verdeelpaneel 2PW | 2V5A Panneau de distr. 2PW | 2V5A Distribution Board 2PW | 2V5A Distribution Board 2PW
2CPX037667R9999 | 1V5KA | Active | 4011617376675 | 201.3 | 1 | 1 | stuk | CombiLine N | BE31192 | SF (LUCA,HAF&Striebel) | stuk | 1V5KA Verdeelpaneel 1PW | 1V5KA Panneau de distr. 1PW | 1V5KA Distribution Board 1PW | 1V5KA Distribution Board 1PW
2CPX037668R9999 | 2V5KA | Active | 4011617376682 | 302.97 | 1 | 1 | stuk | CombiLine N | BE31192 | SF (LUCA,HAF&Striebel) | stuk | 2V5KA Verdeelpaneel 2PW | 2V5KA Panneau de distr. 2PW | 2V5KA Distribution Board 2PW | 2V5KA Distribution Board 2PW
2CPX037675R9999 | 1B5A | Active | 4011617376750 | 144.35 | 1 | 1 | stuk | CombiLine N | BE31192 | SF (LUCA,HAF&Striebel) | stuk | 1B5A Verdeelpaneel 1-Feld | 1B5A Panneau de distr. 1-Feld | 1B5A Distribution Board 1-Feld | 1B5A Distribution Board 1-Feld
2CPX037676R9999 | 2B5A | Active | 4011617376767 | 217.53 | 1 | 1 | stuk | CombiLine N | BE31192 | SF (LUCA,HAF&Striebel) | stuk | 2B5A Verdeelpaneel 2-Feld | 2B5A Panneau de distr. 2-Feld | 2B5A Distribution Board 2-Feld | 2B5A Distribution Board 2-Feld
2CPX038146R9999 | ZE339 | Active | 4011617381464 | 236.9 | 1 | 1 | stuk | Compact Distribution Boards | BE31192 | SF (LUCA,HAF&Striebel) | stuk | Comfortline ZE339Media set Comfortline | ZE339 Set media Comfortline | Media Set | ZE339 Media Set |  | 5.14
2CPX038187R9999 | ZB19 | Active | 4011617381877 | 10.97 | 1 | 1 | stuk | Assembly Modules - accessories | BE31192 | SF (LUCA,HAF&Striebel) | stuk | Afdekplaat AT/U rails | Plaque AT/U Pour barre | Cover AT/U For busbar | ZB19 Cover Profile f. Busbars
2CPX038220R9999 | ZK75 | Active | 4011617382201 | 4.99 | 1 | 1 | stuk | Assembly Modules - accessories | BE31192 | SF (LUCA,HAF&Striebel) | stuk | ZK75 aanslklem 25mm² Comfortline | ZK75 Borne de racc. 25mm² Comfortline | ZK75 Connecting Terminal 25sqm | ZK75 Connecting Terminal 25sqm |  | 5.14
2CPX038227R9999 | ZA6 | Active | 4011617382270 | 22.44 | 1 | 1 | stuk | Accessories (H&HS) | BE31192 | SF (LUCA,HAF&Striebel) | stuk | Houder AT/U A4 | ZA6 Porte document A4 Comfortline | Circuit Diagram Pocket A4 | ZA6 Circuit Diagram Pocket A4
2CPX038228R9999 | ZA5 | Active | 4011617382287 | 16 | 1 | 1 | stuk | Accessories (H&HS) | BE31192 | SF (LUCA,HAF&Striebel) | stuk | Houder AT/U A5 | ZA5 Porte document A5 Comfortline | Circuit Diagram Pocket A5 | ZA5 Circuit Diagram Pocket A5
2CPX038231R9999 | ZA2 | Active | 4011617382317 | 4.44 | 1 | 1 | stuk | Assembly Modules - accessories | BE31192 | SF (LUCA,HAF&Striebel) | stuk | ZA2 Slot Strip 1000mm | ZA2 Plaque d'obturation 1000mm Comfortline | Module cover 1000mm | ZA2 Slot Strip 1000mm
2CPX038233R9999 | ZA13 | Active | 4011617382331 | 21.46 | 1 | 1 | stuk | Accessories (H&HS) | BE31192 | SF (LUCA,HAF&Striebel) | stuk | Documenthoud A4 zelfklevend | Porte Plans A4 Za13 | Circuit Diagram Pocket A4 | ZA13 Circuit Diagram Pocket A4
2CPX038241R9999 | ZA10 | Active | 4011617382416 | 11.78 | 1 | 1 | stuk | Assembly Modules - accessories | BE31192 | SF (LUCA,HAF&Striebel) | stuk | Etikettenstrook AT/U 1000mm | Ruban d#étiquette AT/U 1000mm | Labelling Strip AT/U 1000mm | ZA10 Labelling Strip 1000mm
2CPX038519R9999 | ZK415 | Active | 4011617385196 | 36.19 | 1 | 1 | stuk | Sub Distribution Boards - Meterboards | BE31192 | SF (LUCA,HAF&Striebel) | stuk | aansluitklemblok ComfortLine 2PM | ZK415 ZK415 Bloc borne de raccordement 2p | ZK415 ZK415 Main line terminal 2p. Meter Pa | ZK415 Main Line Termin. 2p.Meter |  | 5.14
2CPX038536R9999 | ZP55 | Active | 4011617385363 | 30.46 | 1 | 1 | stuk | Accessories (H&HS) | BE31192 | SF (LUCA,HAF&Striebel) | stuk | ZP55 Slot Flang GCFS | ZP55 Slot Flange for G,C,FS | Flange ZP55 | ZP55 Slot Flange for G,C,FS
2CPX038538R9999 | ZP58 | Active | 4011617385387 | 34.85 | 1 | 1 | stuk | Accessories (H&HS) | BE31192 | SF (LUCA,HAF&Striebel) | stuk | Wartelplaat Rubberen ZP58 | Passe-câble en caoutchouc ZP58 | Diaphragm flange ZP58 | ZP58 Diaphragm flange
2CPX038612R9999 | ZE311 | Active | 4011617386124 | 24 | 1 | 1 | stuk | Sub Distribution Boards - Meterboards | BE31192 | SF (LUCA,HAF&Striebel) | stuk | com.ComfortLine RJ45 Aansl.kunststof | ZE311 RJ45 plastic Comfortline | Socket RJ45 plastic | ZE311 Socket RJ45 plastic |  | 5.14
2CPX038613R9999 | ZE312 | Active | 4011617386131 | 32.93 | 1 | 1 | stuk | Sub Distribution Boards - Meterboards | BE31192 | SF (LUCA,HAF&Striebel) | stuk | com.ComfortLine RJ45 Aansl.Metaal | ZE312 RJ45 metal Comfortline | Socket RJ45 metal | ZE312 Socket RJ45 metal |  | 5.14
2CPX038625R9999 | ZE310 | Active | 4011617386254 | 41.53 | 1 | 1 | stuk | Sub Distribution Boards - Meterboards | BE31192 | SF (LUCA,HAF&Striebel) | stuk | ZE310 Patchmodul RJ45 | ZE310 RJ45 pour montage DIN Comfortline | Patchmodul RJ45 | ZE310 Patchmodul RJ45 |  | 5.14
2CPX039022R9999 | ZX22 | Active | 4011617390220 | 7.3 | 1 | 1 | stuk | Assembly Modules - accessories | BE31192 | SF (LUCA,HAF&Striebel) | stuk | DIN rail AT/U+Mont.rail 2x12PLE | Rail DIN AT/U + Rail de montage 2x12PLE | DIN rail AT/U + Mounting rail 2 field | ZX22 DIN Rail 2 Field 490mm
2CPX039208R9999 | ED8 | Active | 4011617392088 | 13.36 | 1 | 1 | stuk | CombiLine N | BE31192 | SF (LUCA,HAF&Striebel) | stuk | ED8 EDFPRofiel 2GU Combiline | ED8 Profil EDF 2GU Combiline | ED8 EDF-Profile 300mm 2RE | ED8 EDF-Profile 300mm 2RE
2CPX039209R9999 | ED9 | Active | 4011617392095 | 14.95 | 1 | 1 | stuk | CombiLine N | BE31192 | SF (LUCA,HAF&Striebel) | stuk | Profiel AT/UPRofiel EDF BH00 450mm | ED9 Profil EDF 3GU Combiline | ED9 EDF-Profile OH00 450 mm | ED9 EDF-Profile OH00 450 mm
2CPX039210R9999 | ED10 | Active | 4011617392101 | 16.39 | 1 | 1 | stuk | CombiLine N | BE31192 | SF (LUCA,HAF&Striebel) | stuk | Profiel AT/UPRofiel EDF BH0 600mm | ED10 Profil EDF 4GU Combiline | EDF-Profile OH0 600 mm | ED10 EDF-Profile OH0 600 mm
2CPX039211R9999 | ED11 | Active | 4011617392118 | 18.34 | 1 | 1 | stuk | CombiLine N | BE31192 | SF (LUCA,HAF&Striebel) | stuk | Profiel AT/UPRofiel EDF BH1 750mm | ED11 Profil EDF 5GU Combiline | EDF-Profile OH1 750 mm | ED11 EDF-Profile OH1 750 mm
2CPX039212R9999 | ED12 | Active | 4011617392125 | 19.77 | 1 | 1 | stuk | CombiLine N | BE31192 | SF (LUCA,HAF&Striebel) | stuk | Profiel AT/UPRofiel EDF BH2 900mm | ED12 Profil EDF 6GU Combiline | Profile AT/U EDF profile BH2 900mm | ED12 EDF-Profile OH2 900 mm
2CPX039213R9999 | ED13 | Active | 4011617392132 | 22.09 | 1 | 1 | stuk | CombiLine N | BE31192 | SF (LUCA,HAF&Striebel) | stuk | Profiel AT/UPRofiel EDF BH3 1050mm | ED13 Profil EDF 7GU Combiline | ED13 EDF-Profile OH3 1050 mm | ED13 EDF-Profile OH3 1050 mm
2CPX039214R9999 | ED14 | Active | 4011617392149 | 26.16 | 1 | 1 | stuk | CombiLine N | BE31192 | SF (LUCA,HAF&Striebel) | stuk | ED14 EDFPRofiel 8GU Combiline | ED14 Profil EDF 8GU Combiline | ED14 EDF-Profile OH4 1200 mm | ED14 EDF-Profile OH4 1200 mm
2CPX039215R9999 | ED15 | Active | 4011617392156 | 30.2 | 1 | 1 | stuk | CombiLine N | BE31192 | SF (LUCA,HAF&Striebel) | stuk | Profiel ED15 1350mm | ED15 Profil EDF 9GU Combiline | Profile ED15 1350mm | ED15 EDF-Profile OH5 1350 mm
2CPX039246R9999 | ZE316 | Active | 4011617392460 | 36.91 | 1 | 1 | stuk | Sub Distribution Boards - Meterboards | BE31192 | SF (LUCA,HAF&Striebel) | stuk | com.ComfortLine ZE316 Coax F/F | ZE316 Coax F/F Comfortline | KOAX module F F | ZE316 KOAX module F F |  | 5.14
2CPX039247R9999 | ZE317 | Active | 4011617392477 | 37.09 | 1 | 1 | stuk | Sub Distribution Boards - Meterboards | BE31192 | SF (LUCA,HAF&Striebel) | stuk | com.ComfortLine ZE317 Coax F/EC | ZE317 Coax F/EC Comfortline | KOAX module IEC | ZE317 KOAX module IEC |  | 5.14
2CPX039248R9999 | ZE318 | Active | 4011617392484 | 37.09 | 1 | 1 | stuk | Sub Distribution Boards - Meterboards | BE31192 | SF (LUCA,HAF&Striebel) | stuk | com.ComfortLine ZE318 Coax F/IEC | ZE318 Coax F/IEC Comfortline | KOAX module IEC | ZE318 KOAX module IEC |  | 5.14
2CPX039249R9999 | ZE319 | Active | 4011617392491 | 35.22 | 1 | 1 | stuk | Sub Distribution Boards - Meterboards | BE31192 | SF (LUCA,HAF&Striebel) | stuk | com.ComfortLine ZE319 DATModule | ZE319 LC Comfortline | Op DAT module | ZE319 Op DAT module |  | 5.14
2CPX039309R9999 | ED47 | Active | 4011617393092 | 11.3 | 1 | 1 | stuk | Assembly Modules - accessories | BE31192 | SF (LUCA,HAF&Striebel) | stuk | ED47 Deksel ED44/45 (1m) Comfortline | ED47 Couvercle pour ED44/45 (1m) Comfortline | ED47 Cover for ED44/45 1 m | ED47 Cover for ED44/45 1 m
2CPX039382R9999 | ED2 | Active | 4011617393825 | 6.9 | 1 | 1 | stuk | Assembly Modules - accessories | BE31192 | SF (LUCA,HAF&Striebel) | stuk | DINPRofiel ED2 2F.35x15Mm | DIN Rail ED2 2F. 35x15 mm | DIN Rail ED2 2F. 35x15 mm | ED2 DIN Rail 2F. 35x15 mm
2CPX041209R9999 | MG103 | Active | 4011617412090 | 76.56 | 1 | 1 | stuk | CombiLine N | BE31192 | SF (LUCA,HAF&Striebel) | stuk | DIN rail kit AT/U DIN rail kit AT/U | MG103 DIN Rail Mount. Dev. Mod. | DIN rail kit AT/U | MG103 DIN Rail Mount. Dev. Mod.
2CPX041253R9999 | MM314 | Active | 4011617412533 | 193.74 | 1 | 1 | stuk | CombiLine N | BE31192 | SF (LUCA,HAF&Striebel) | stuk | MM314 FunktieMont.plaat | MM314 Mounting Plate Module | MM314 Mounting Plate Module | MM314 Mounting Plate Module
2CPX041424R9999 | MBN169 | Active | 4011617414247 | 61.16 | 1 | 1 | stuk | CombiLine N | BE31192 | SF (LUCA,HAF&Striebel) | stuk | MBN169 Fct N/PE-rail 1PW 1GU Combiline | MBN169 Fonction rail N/PE 1PW 1GU Combiline | MBN169 Set N/PE- Module | MBN169 Set N/PE- Module
2CPX041425R9999 | MBN269 | Active | 4011617414254 | 72.19 | 1 | 1 | stuk | CombiLine N | BE31192 | SF (LUCA,HAF&Striebel) | stuk | MBN269 Fct N/PE-rail 2PW 1GU Combiline | MBN269 Fonction rail N/PE 2PW 1GU Combiline | MBN269 Set N/PE- Module | MBN269 Set N/PE- Module
2CPX041426R9999 | MBN369 | Active | 4011617414261 | 102.94 | 1 | 1 | stuk | CombiLine N | BE31192 | SF (LUCA,HAF&Striebel) | stuk | MBN369 Fct N/PE-rail 3PW 1GU Combiline | MBN369 Fonction rail N/PE 3PW 1GU Combiline | MBN369 Set N/PE- Module | MBN369 Set N/PE- Module
2CPX041427R9999 | MBB100 | Active | 4011617414278 | 13.19 | 1 | 1 | stuk | CombiLine N | BE31192 | SF (LUCA,HAF&Striebel) | stuk | MBB100 Set Touch GuardModule | MBB100 Protection tactile 1PW 1/2GU Combiline | MBB100 Set Touch Guard Module | MBB100 Set Touch Guard Module
2CPX041428R9999 | MBB200 | Active | 4011617414285 | 23.49 | 1 | 1 | stuk | CombiLine N | BE31192 | SF (LUCA,HAF&Striebel) | stuk | MBB200 Set Touch GuardModule | MBB200 Protection tactile 2PW 1/2GU Combiline | MBB200 Set Touch Guard Module | MBB200 Set Touch Guard Module
2CPX041632R9999 | MBK106K | Active | 4011617416326 | 33.1 | 1 | 1 | stuk | CombiLine N | BE31192 | SF (LUCA,HAF&Striebel) | stuk | MBK106K Fct aanslkl.1PW 1GU | MBK106K Fonction bornes 1PW 1GU Combiline | MBK106K Fonction pour bornes | MBK106K Set Terminal Block Module
2CPX041633R9999 | MBK206K | Active | 4011617416333 | 47.8 | 1 | 1 | stuk | CombiLine N | BE31192 | SF (LUCA,HAF&Striebel) | stuk | MBK206K Fct aanslkl.2PW 1GU | MBK206K Fonction bornes 2PW 1GU Combiline | MBK206K Fonction pour bornes | MBK206K Set Terminal Block Module
2CPX041634R9999 | MBK107K | Active | 4011617416340 | 41.62 | 1 | 1 | stuk | CombiLine N | BE31192 | SF (LUCA,HAF&Striebel) | stuk | MBK107K Fct aanslkl.1PW 2GU | MBK107K Fonction bornes 1PW 2GU Combiline | MBK107K Fonction pour bornes | MBK107K Set Terminal Block Module
2CPX041635R9999 | MBK207K | Active | 4011617416357 | 63.45 | 1 | 1 | stuk | CombiLine N | BE31192 | SF (LUCA,HAF&Striebel) | stuk | MBK207K Fct aanslkl.2PW 2GU | MBK207K Fonction bornes 2PW 2GU Combiline | MBK207K Fonction pour bornes | MBK207K Set Terminal Block Module
2CPX041636R9999 | MBK108K | Active | 4011617416364 | 55.16 | 1 | 1 | stuk | CombiLine N | BE31192 | SF (LUCA,HAF&Striebel) | stuk | MBK108K Fct aanslkl.1PW GU Combiline | MBK108K Fonction bornes 1PW GU Combiline | MBK108K Fonction pour bornes | MBK108K Set Terminal Block Module
2CPX041640R9999 | MBM112K | Active | 4011617416401 | 50.13 | 1 | 1 | stuk | CombiLine N | BE31192 | SF (LUCA,HAF&Striebel) | stuk | Functie montageplaat 1PW 2GU Combiline | MBM112K Fonction pl. de mont. 1PW 2GU Combiline | MBM112K Set Mounting Plate Module | MBM112K Set Mounting Plate Module
2CPX041641R9999 | MBM113K | Active | 4011617416418 | 68.5 | 1 | 1 | stuk | CombiLine N | BE31192 | SF (LUCA,HAF&Striebel) | stuk | Functie montageplaat 1PW 3GU Combiline | MBM113K Fonction pl. de mont. 1PW 3GU Combiline | MBM113K Set Mounting Plate Module | MBM113K Set Mounting Plate Module
2CPX041642R9999 | MBM114K | Active | 4011617416425 | 78.63 | 1 | 1 | stuk | CombiLine N | BE31192 | SF (LUCA,HAF&Striebel) | stuk | Functie montageplaat 1PW 4GU Combiline | MBM114K Fonction pl. de mont. 1PW 4GU Combiline | MBM114K Set Mounting Plate Module | MBM114K Set Mounting Plate Module
2CPX041643R9999 | MBA190T | Active | 4011617416432 | 42.13 | 1 | 1 | stuk | CombiLine N | BE31192 | SF (LUCA,HAF&Striebel) | stuk | MBA190T Fct XT1/XT3 1PW 2GU | MBA190T Fonction XT1/XT3 1PW 2GU Combiline | MBA190T Module | MBA190T Module
2CPX041644R9999 | MBA290T | Active | 4011617416449 | 59.34 | 1 | 1 | stuk | CombiLine N | BE31192 | SF (LUCA,HAF&Striebel) | stuk | Kit TwinlineMBA290T | MBA290T Fonction XT1/XT3 2PW 2GU Combiline | Kit for Tmax Twinline MBA290T | MBA290T Module
2CPX041650R9999 | MBG101 | Active | 4011617416500 | 30.89 | 1 | 1 | stuk | CombiLine N | BE31192 | SF (LUCA,HAF&Striebel) | stuk | MBG101 FctMod.app.1PW 1GU Combiline | MBG101 Fonct. app. mod. 1PW 1GU Combiline | MBG101 Fonction App. Modulaire | MBG101 Set DIN Rail Mount. Dev. Mod.
2CPX041651R9999 | MBG201 | Active | 4011617416517 | 48.26 | 1 | 1 | stuk | CombiLine N | BE31192 | SF (LUCA,HAF&Striebel) | stuk | MBG201 FctMod.app.2PW 1GU Combiline | MBG201 Fonct. app. mod. 2PW 1GU Combiline | Set DIN Rail Mount. Dev. Mod. | MBG201 Set DIN Rail Mount. Dev. Mod.
2CPX041652R9999 | MBG301 | Active | 4011617416524 | 62.53 | 1 | 1 | stuk | CombiLine N | BE31192 | SF (LUCA,HAF&Striebel) | stuk | MBG301 FctMod.app.3PW 1GU Combiline | MBG301 Fonct. app. mod. 3PW 1GU Combiline | MBG301 Fonction App. Modulaire | MBG301 Set DIN Rail Mount. Dev. Mod.
2CPX041653R9999 | MBG102 | Active | 4011617416531 | 39 | 1 | 1 | stuk | CombiLine N | BE31192 | SF (LUCA,HAF&Striebel) | stuk | MBG102 FctMod.app.1PW 2GU (125) | MBG102 Fonct. app. mod. 1PW 2GU (125) Combiline | MBG102 Fonction App. Modulaire | MBG102 Set DIN Rail Mount. Dev. Mod.
2CPX041654R9999 | MBG412 | Active | 4011617416548 | 39 | 1 | 1 | stuk | CombiLine N | BE31192 | SF (LUCA,HAF&Striebel) | stuk | MBG412 FctMod.app.1PW 2GU (150) | MBG412 Fonct. app. mod. 1PW 2GU (150) Combiline | MBG412 Set DIN Rail Mount. Dev. Mod. | MBG412 Set DIN Rail Mount. Dev. Mod.
2CPX041655R9999 | MBG202 | Active | 4011617416555 | 59.34 | 1 | 1 | stuk | CombiLine N | BE31192 | SF (LUCA,HAF&Striebel) | stuk | MBG202 FctMod.app.2PW 2GU (125) | MBG202 Fonct. app. mod. 2PW 2GU (125) Combiline | MBG202 Set DIN Rail Mount. Dev. Mod. | MBG202 Set DIN Rail Mount. Dev. Mod.
2CPX041656R9999 | MBG422 | Active | 4011617416562 | 59.34 | 1 | 1 | stuk | CombiLine N | BE31192 | SF (LUCA,HAF&Striebel) | stuk | DIN rail setMBG422 | MBG422 Fonct. app. mod. 2PW 2GU (150) Combiline | Set DIN Rail Mount. Dev. Mod MBG422 | MBG422 Set DIN Rail Mount. Dev. Mod.
2CPX041657R9999 | MBG302 | Active | 4011617416579 | 91.52 | 1 | 1 | stuk | CombiLine N | BE31192 | SF (LUCA,HAF&Striebel) | stuk | MBG302 FctMod.app.3PW 2GU (125) | MBG302 Fonct. app. mod. 3PW 2GU (125) Combiline | Set DIN Rail Mount. Dev. Mod. MBG302 | MBG302 Set DIN Rail Mount. Dev. Mod.
2CPX041658R9999 | MBG432 | Active | 4011617416586 | 91.52 | 1 | 1 | stuk | CombiLine N | BE31192 | SF (LUCA,HAF&Striebel) | stuk | MBG432 FctMod.app.3PW 2GU (150) | MBG432 Fonct. app. mod. 3PW 2GU (150) Combiline | MBG432 Set DIN Rail Mount. Dev. Mod. | MBG432 Set DIN Rail Mount. Dev. Mod.
2CPX041659R9999 | MBG103 | Active | 4011617416593 | 51.5 | 1 | 1 | stuk | CombiLine N | BE31192 | SF (LUCA,HAF&Striebel) | stuk | DIN rail kit AT/U DIN Rail kit AT/U | MBG103 Fonct. app. mod. 1PW 3GU (125) Combiline | DIN Rail kit AT/U | MBG103 Set DIN Rail Mount. Dev. Mod.
2CPX041660R9999 | MBG413 | Active | 4011617416609 | 51.5 | 1 | 1 | stuk | CombiLine N | BE31192 | SF (LUCA,HAF&Striebel) | stuk | MBG413 FctMod.app.1PW 3GU (150) | MBG413 Fonct. app. mod. 1PW 3GU (150) Combiline | MBG413 Set DIN Rail Mount. Dev. Mod. | MBG413 Set DIN Rail Mount. Dev. Mod.
2CPX041661R9999 | MBG203 | Active | 4011617416616 | 79.57 | 1 | 1 | stuk | CombiLine N | BE31192 | SF (LUCA,HAF&Striebel) | stuk | DIN rail setMBG203 | MBG203 Fonct. app. mod. 2PW 3GU (125) Combiline | Set DIN Rail Mount. Dev. Mod MBG203 | MBG203 Set DIN Rail Mount. Dev. Mod.
2CPX041662R9999 | MBG423 | Active | 4011617416623 | 79.57 | 1 | 1 | stuk | CombiLine N | BE31192 | SF (LUCA,HAF&Striebel) | stuk | DIN rail kit DIN rail kit 72M | MBG423 Fonct. app. mod. 2PW 3GU (150) Combiline | DIN rail kit Combiline 72 modules | MBG423 Set DIN Rail Mount. Dev. Mod.
2CPX041663R9999 | MBG303 | Active | 4011617416630 | 126.9 | 1 | 1 | stuk | CombiLine N | BE31192 | SF (LUCA,HAF&Striebel) | stuk | DIN rail setMBG303 | MBG303 Fonct. app. mod. 3PW 3GU (125) Combiline | Set DIN Rail Mount. Dev. Mod MBG303 | MBG303 Set DIN Rail Mount. Dev. Mod.
2CPX041664R9999 | MBG433 | Active | 4011617416647 | 126.9 | 1 | 1 | stuk | CombiLine N | BE31192 | SF (LUCA,HAF&Striebel) | stuk | MBG433 FctMod.app.3PW 3GU (150) | MBG433 Fonct. app. mod. 3PW 3GU (150) Combiline | MBG433 Set DIN Rail Mount. Dev. Mod. | MBG433 Set DIN Rail Mount. Dev. Mod.
2CPX041665R9999 | MBG104 | Active | 4011617416654 | 68.5 | 1 | 1 | stuk | CombiLine N | BE31192 | SF (LUCA,HAF&Striebel) | stuk | MBG104 FctMod.app.1PW 4GU (125) | MBG104 Fonct. app. mod. 1PW 4GU (125) Combiline | MBG104 Fonction App. Modulaire | MBG104 Set DIN Rail Mount. Dev. Mod.
2CPX041666R9999 | MBG414 | Active | 4011617416661 | 68.5 | 1 | 1 | stuk | CombiLine N | BE31192 | SF (LUCA,HAF&Striebel) | stuk | DIN rail setMBG414 | MBG414 Fonct. app. mod. 1PW 4GU (150) Combiline | Set DIN Rail Mount. Dev. Mod. | MBG414 Set DIN Rail Mount. Dev. Mod.
2CPX041667R9999 | MBG204 | Active | 4011617416678 | 114.01 | 1 | 1 | stuk | CombiLine N | BE31192 | SF (LUCA,HAF&Striebel) | stuk | DIN rail setMBG204 | MBG204 Fonct. app. mod. 2PW 4GU (125) Combiline | Set DIN Rail Mount. Dev. Mod MBG204 | MBG204 Set DIN Rail Mount. Dev. Mod.
2CPX041668R9999 | MBG424 | Active | 4011617416685 | 114.01 | 1 | 1 | stuk | CombiLine N | BE31192 | SF (LUCA,HAF&Striebel) | stuk | MBG424 FctMod.app.2PW 4GU (150) | MBG424 Fonct. app. mod. 2PW 4GU (150) Combiline | MBG424 Set DIN Rail Mount. Dev. Mod. | MBG424 Set DIN Rail Mount. Dev. Mod.
2CPX041669R9999 | MBG304 | Active | 4011617416692 | 168.24 | 1 | 1 | stuk | CombiLine N | BE31192 | SF (LUCA,HAF&Striebel) | stuk | DIN rail setMBG304 | MBG304 Fonct. app. mod. 3PW 4GU (125) Combiline | Set DIN Rail Mount. Dev. Mod MBG304 | MBG304 Set DIN Rail Mount. Dev. Mod.
2CPX041670R9999 | MBG434 | Active | 4011617416708 | 168.24 | 1 | 1 | stuk | CombiLine N | BE31192 | SF (LUCA,HAF&Striebel) | stuk | MBG434 FctMod.app.3PW 4GU (150) | MBG434 Fonct. app. mod. 3PW 4GU (150) Combiline | MBG434 Set DIN Rail Mount. Dev. Mod. | MBG434 Set DIN Rail Mount. Dev. Mod.
2CPX041671R9999 | MBG105 | Active | 4011617416715 | 74.93 | 1 | 1 | stuk | CombiLine N | BE31192 | SF (LUCA,HAF&Striebel) | stuk | MBG105 FctMod.app.1PW 5GU (125) | MBG105 Fonct. app. mod. 1PW 5GU (125) Combiline | MBG105 Fonction App. Modulaire | MBG105 Set DIN Rail Mount. Dev. Mod.
2CPX041672R9999 | MBG415 | Active | 4011617416722 | 74.93 | 1 | 1 | stuk | CombiLine N | BE31192 | SF (LUCA,HAF&Striebel) | stuk | MBG415 FctMod.app.1PW 5GU (150) | MBG415 Fonct. app. mod. 1PW 5GU (150) Combiline | Set DIN Rail Mount. Dev. Mod. | MBG415 Set DIN Rail Mount. Dev. Mod.
2CPX041673R9999 | MBG205 | Active | 4011617416739 | 125.96 | 1 | 1 | stuk | CombiLine N | BE31192 | SF (LUCA,HAF&Striebel) | stuk | MBG205 FctMod.app.2PW 5GU (125) | MBG205 Fonct. app. mod. 2PW 5GU (125) Combiline | MBG205 Fonction App. Modulaire | MBG205 Set DIN Rail Mount. Dev. Mod.
2CPX041674R9999 | MBG425 | Active | 4011617416746 | 125.96 | 1 | 1 | stuk | CombiLine N | BE31192 | SF (LUCA,HAF&Striebel) | stuk | MBG425 FctMod.app.2PW 5GU (150) | MBG425 Fonct. app. mod. 2PW 5GU (150) Combiline | MBG425 Set DIN Rail Mount. Dev. Mod. | MBG425 Set DIN Rail Mount. Dev. Mod.
2CPX041676R9999 | MBG435 | Active | 4011617416760 | 184.84 | 1 | 1 | stuk | CombiLine N | BE31192 | SF (LUCA,HAF&Striebel) | stuk | MBG435 FctMod.app.3PW 5GU (150) | MBG435 Fonct. app. mod. 3PW 5GU (150) Combiline | MBG435 Set DIN Rail Mount. Dev. Mod. | MBG435 Set DIN Rail Mount. Dev. Mod.
2CPX041677R9999 | MBK106 | Active | 4011617416777 | 30.89 | 1 | 1 | stuk | CombiLine N | BE31192 | SF (LUCA,HAF&Striebel) | stuk | MBK106 Fct aanslkl.1PW 1GU Combiline | MBK106 Fonction bornes 1PW 1GU Combiline | MBK106 Fonction pour bornes | MBK106 Set Terminal Block Module
2CPX041679R9999 | MBK206 | Active | 4011617416791 | 47.8 | 1 | 1 | stuk | CombiLine N | BE31192 | SF (LUCA,HAF&Striebel) | stuk | MBK206 Fct aanslkl.2PW 1GU Combiline | MBK206 Fonction bornes 2PW 1GU Combiline | MBK206 Fonction pour bornes | MBK206 Set Terminal Block Module
2CPX041681R9999 | MBK306 | Active | 4011617416814 | 62.53 | 1 | 1 | stuk | CombiLine N | BE31192 | SF (LUCA,HAF&Striebel) | stuk | MBK306 Fct aanslkl.3PW 1GU Combiline | MBK306 Fonction bornes 3PW 1GU Combiline | MBK306 Fonction pour bornes | MBK306 Set Terminal Block Module
2CPX041683R9999 | MBK107 | Active | 4011617416838 | 41.62 | 1 | 1 | stuk | CombiLine N | BE31192 | SF (LUCA,HAF&Striebel) | stuk | MBK107 Fct aanslkl.1PW 2GU Combiline | MBK107 Fonction bornes 1PW 2GU Combiline | MBK107 Set Terminal Block Module | MBK107 Set Terminal Block Module
2CPX041685R9999 | MBK207 | Active | 4011617416852 | 63.45 | 1 | 1 | stuk | CombiLine N | BE31192 | SF (LUCA,HAF&Striebel) | stuk | klem afschermingMBK207 | MBK207 Fonction bornes 2PW 2GU Combiline | Set Terminal Block Module MBK207 | MBK207 Set Terminal Block Module
2CPX041687R9999 | MBK307 | Active | 4011617416876 | 89.16 | 1 | 1 | stuk | CombiLine N | BE31192 | SF (LUCA,HAF&Striebel) | stuk | klem afschermingMBK307 | MBK307 Fonction bornes 3PW 2GU Combiline | Set Terminal Block Module MBK307 | MBK307 Set Terminal Block Module
2CPX041689R9999 | MBK108 | Active | 4011617416890 | 55.16 | 1 | 1 | stuk | CombiLine N | BE31192 | SF (LUCA,HAF&Striebel) | stuk | MBK108 Fct aanslkl.1PW 3GU Combiline | MBK108 Fonction bornes 1PW 3GU Combiline | MBK108 Fonction pour bornes | MBK108 Set Terminal Block Module
2CPX041691R9999 | MBK208 | Active | 4011617416913 | 90.11 | 1 | 1 | stuk | CombiLine N | BE31192 | SF (LUCA,HAF&Striebel) | stuk | MBK208 Fct aanslkl.2PW 3GU Combiline | MBK208 Fonction bornes 2PW 3GU Combiline | Set Terminal Block Module | MBK208 Set Terminal Block Module
2CPX041693R9999 | MBK308 | Active | 4011617416937 | 128.73 | 1 | 1 | stuk | CombiLine N | BE31192 | SF (LUCA,HAF&Striebel) | stuk | MBK308 Fct aanslkl.3PW 3GU Combiline | MBK308 Fonction bornes 3PW 3GU Combiline | MBK308 Fonction pour bornes | MBK308 Set Terminal Block Module
2CPX041695R9999 | MBK109 | Active | 4011617416951 | 75.37 | 1 | 1 | stuk | CombiLine N | BE31192 | SF (LUCA,HAF&Striebel) | stuk | MBK109 Fct aanslkl.1PW 4GU Combiline | MBK109 Fonction bornes 1PW 4GU Combiline | MBK109 Fonction pour bornes | MBK109 Set Terminal Block Module
2CPX041697R9999 | MBK209 | Active | 4011617416975 | 128.73 | 1 | 1 | stuk | CombiLine N | BE31192 | SF (LUCA,HAF&Striebel) | stuk | MBK209 Fct aanslkl.2PW 4GU Combiline | MBK209 Fonction bornes 2PW 4GU Combiline | MBK209 Fonction pour bornes | MBK209 Set Terminal Block Module
2CPX041699R9999 | MBK309 | Active | 4011617416999 | 173.78 | 1 | 1 | stuk | CombiLine N | BE31192 | SF (LUCA,HAF&Striebel) | stuk | MBK309 Fct aanslkl.3PW 4GU Combiline | MBK309 Fonction bornes 3PW 4GU Combiline | MBK309 Fonction pour bornes | MBK309 Set Terminal Block Module
2CPX041701R9999 | MBK110 | Active | 4011617417019 | 93.78 | 1 | 1 | stuk | CombiLine N | BE31192 | SF (LUCA,HAF&Striebel) | stuk | MBK110 Fct aanslkl.1PW 5GU Combiline | MBK110 Fonction bornes 1PW 5GU Combiline | MBK110 Fonction pour bornes | MBK110 Set Terminal Block Module
2CPX041703R9999 | MBK210 | Active | 4011617417033 | 151.7 | 1 | 1 | stuk | CombiLine N | BE31192 | SF (LUCA,HAF&Striebel) | stuk | MBK210 Fct aanslkl.2PW 5GU Combiline | MBK210 Fonction bornes 2PW 5GU Combiline | MBK210 Fonction pour bornes | MBK210 Set Terminal Block Module
2CPX041705R9999 | MBK310 | Active | 4011617417057 | 208.72 | 1 | 1 | stuk | CombiLine N | BE31192 | SF (LUCA,HAF&Striebel) | stuk | MBK310 Fct aanslkl.3PW 5GU Combiline | MBK310 Fonction bornes 3PW 5GU Combiline | MBK310 Fonction pour bornes | MBK310 Set Terminal Block Module
2CPX041707R9999 | MBM111 | Active | 4011617417071 | 41.27 | 1 | 1 | stuk | CombiLine N | BE31192 | SF (LUCA,HAF&Striebel) | stuk | Functie montageplaat 1PW 1GU | MBM111 Fonction pl. de mont. 1PW 1GU Combiline | MBM111 Set Mounting Plate Module | MBM111 Set Mounting Plate Module
2CPX041708R9999 | MBM211 | Active | 4011617417088 | 61.16 | 1 | 1 | stuk | CombiLine N | BE31192 | SF (LUCA,HAF&Striebel) | stuk | MBM211 FctMont.plaat 2PW 1GU | MBM211 Fonction pl. de mont. 2PW 1GU Combiline | MBM211 Set Mounting Plate Module | MBM211 Set Mounting Plate Module
2CPX041709R9999 | MBM311 | Active | 4011617417095 | 84.15 | 1 | 1 | stuk | CombiLine N | BE31192 | SF (LUCA,HAF&Striebel) | stuk | MBM311 FctMont.plaat 3PW 1GU | MBM311 Fonction pl. de mont. 3PW 1GU Combiline | MBM311 Set Mounting Plate Module | MBM311 Set Mounting Plate Module
2CPX041710R9999 | MBM112 | Active | 4011617417101 | 50.13 | 1 | 1 | stuk | CombiLine N | BE31192 | SF (LUCA,HAF&Striebel) | stuk | Functie montageplaat 1PW 2GU | MBM112 Fonction pl. de mont. 1PW 2GU Combiline | MBM112 Set Mounting Plate Module | MBM112 Set Mounting Plate Module
2CPX041711R9999 | MBM212 | Active | 4011617417118 | 78.63 | 1 | 1 | stuk | CombiLine N | BE31192 | SF (LUCA,HAF&Striebel) | stuk | MBM212 FctMont.plaat 2PW 2GU | MBM212 Fonction pl. de mont. 2PW 2GU Combiline | MBM212 Set Mounting Plate Module | MBM212 Set Mounting Plate Module
2CPX041712R9999 | MBM312 | Active | 4011617417125 | 114.01 | 1 | 1 | stuk | CombiLine N | BE31192 | SF (LUCA,HAF&Striebel) | stuk | MBM312 FctMont.plaat 3PW 2GU | MBM312 Fonction pl. de mont. 3PW 2GU Combiline | MBM312 Set Mounting Plate Module | MBM312 Set Mounting Plate Module
2CPX041713R9999 | MBM113 | Active | 4011617417132 | 68.5 | 1 | 1 | stuk | CombiLine N | BE31192 | SF (LUCA,HAF&Striebel) | stuk | Functie montageplaat 1PW 3GU | MBM113 Fonction pl. de mont. 1PW 3GU Combiline | MBM113 Set Mounting Plate Module | MBM113 Set Mounting Plate Module
2CPX041714R9999 | MBM213 | Active | 4011617417149 | 112.19 | 1 | 1 | stuk | CombiLine N | BE31192 | SF (LUCA,HAF&Striebel) | stuk | MBM213 FctMont.plaat 2PW 3GU | MBM213 Fonction pl. de mont. 2PW 3GU Combiline | MBM213 Set Mounting Plate Module | MBM213 Set Mounting Plate Module
2CPX041715R9999 | MBM313 | Active | 4011617417156 | 152.62 | 1 | 1 | stuk | CombiLine N | BE31192 | SF (LUCA,HAF&Striebel) | stuk | MBM313 FctMont.plaat 3PW 3GU | MBM313 Fonction pl. de mont. 3PW 3GU Combiline | MBM313 Set Mounting Plate Module | MBM313 Set Mounting Plate Module
2CPX041716R9999 | MBM114 | Active | 4011617417163 | 78.63 | 1 | 1 | stuk | CombiLine N | BE31192 | SF (LUCA,HAF&Striebel) | stuk | Functie montageplaat 1PW 4GU | MBM114 Fonction pl. de mont. 1PW 4GU Combiline | MBM114 Set Mounting Plate Module | MBM114 Set Mounting Plate Module
2CPX041717R9999 | MBM214 | Active | 4011617417170 | 130.58 | 1 | 1 | stuk | CombiLine N | BE31192 | SF (LUCA,HAF&Striebel) | stuk | MBM214 FctMont.plaat 2PW 4GU | MBM214 Fonction pl. de mont. 2PW 4GU Combiline | MBM214 Set Mounting Plate Module | MBM214 Set Mounting Plate Module
2CPX041718R9999 | MBM314 | Active | 4011617417187 | 178.37 | 1 | 1 | stuk | CombiLine N | BE31192 | SF (LUCA,HAF&Striebel) | stuk | MBM314 FctMont.plaat 3PW 4GU | MBM314 Fonction pl. de mont. 3PW 4GU Combiline | MBM314 Set Mounting Plate Module | MBM314 Set Mounting Plate Module
2CPX041719R9999 | MBM115 | Active | 4011617417194 | 104.83 | 1 | 1 | stuk | CombiLine N | BE31192 | SF (LUCA,HAF&Striebel) | stuk | Functie montageplaat 1PW 5GU | MBM115 Fonction pl. de mont. 1PW 5GU Combiline | MBM115 Set Mounting Plate Module | MBM115 Set Mounting Plate Module
2CPX041720R9999 | MBM215 | Active | 4011617417200 | 169.16 | 1 | 1 | stuk | CombiLine N | BE31192 | SF (LUCA,HAF&Striebel) | stuk | MBM215 FctMont.plaat 2PW 5GU | MBM215 Fonction pl. de mont. 2PW 5GU Combiline | MBM215 Set Mounting Plate Module | MBM215 Set Mounting Plate Module
2CPX041721R9999 | MBM315 | Active | 4011617417217 | 230.79 | 1 | 1 | stuk | CombiLine N | BE31192 | SF (LUCA,HAF&Striebel) | stuk | MBM315 FctMont.plaat 3PW 5GU | MBM315 Fonction pl. de mont. 3PW 5GU Combiline | MBM315 Set Mounting Plate Module | MBM315 Set Mounting Plate Module
2CPX041722R9999 | MBB116 | Active | 4011617417224 | 20.75 | 1 | 1 | stuk | CombiLine N | BE31192 | SF (LUCA,HAF&Striebel) | stuk | MBB116 Fct aanraakbev.1PW 1GU Combiline | MBB116 Protection tactile 1PW 1GU Combiline | MBB116 Set Touch Guard Module | MBB116 Set Touch Guard Module
2CPX041723R9999 | MBB216 | Active | 4011617417231 | 33.1 | 1 | 1 | stuk | CombiLine N | BE31192 | SF (LUCA,HAF&Striebel) | stuk | MBB216 Fct aanraakbev.2PW 1GU Combiline | MBB216 Protection tactile 2PW 1GU Combiline | MBB216 Set Touch Guard Module | MBB216 Set Touch Guard Module
2CPX041724R9999 | MBB316 | Active | 4011617417248 | 45.61 | 1 | 1 | stuk | CombiLine N | BE31192 | SF (LUCA,HAF&Striebel) | stuk | MBB316 Fct aanraakbev.3PW 1GU Combiline | MBB316 Protection tactile 3PW 1GU Combiline | MBB316 Set Touch Guard Module | MBB316 Set Touch Guard Module
2CPX041725R9999 | MBB117 | Active | 4011617417255 | 21.22 | 1 | 1 | stuk | CombiLine N | BE31192 | SF (LUCA,HAF&Striebel) | stuk | MBB117 Fct aanraakbev.1PW 2GU Combiline | MBB117 Protection tactile 1PW 2GU Combiline | MBB117 Set Touch Guard Module | MBB117 Set Touch Guard Module
2CPX041726R9999 | MBB217 | Active | 4011617417262 | 35.67 | 1 | 1 | stuk | CombiLine N | BE31192 | SF (LUCA,HAF&Striebel) | stuk | MBB217 Fct aanraakbev.2PW 2GU Combiline | MBB217 Protection tactile 2PW 2GU Combiline | MBB217 Set Touch Guard Module | MBB217 Set Touch Guard Module
2CPX041727R9999 | MBB317 | Active | 4011617417279 | 48.73 | 1 | 1 | stuk | CombiLine N | BE31192 | SF (LUCA,HAF&Striebel) | stuk | MBB317 Fct aanraakbev.3PW 2GU Combiline | MBB317 Protection tactile 3PW 2GU Combiline | MBB317 Set Touch Guard Module | MBB317 Set Touch Guard Module
2CPX041728R9999 | MBB118 | Active | 4011617417286 | 35.57 | 1 | 1 | stuk | CombiLine N | BE31192 | SF (LUCA,HAF&Striebel) | stuk | MBB118 Fct aanraakbev.1PW 3GU Combiline | MBB118 Protection tactile 1PW 3GU Combiline | MBB118 Set Touch Guard Module | MBB118 Set Touch Guard Module
2CPX041729R9999 | MBB218 | Active | 4011617417293 | 55.16 | 1 | 1 | stuk | CombiLine N | BE31192 | SF (LUCA,HAF&Striebel) | stuk | MBB218 Fct aanraakbev.2PW 3GU Combiline | MBB218 Protection tactile 2PW 3GU Combiline | MBB218 Set Touch Guard Module | MBB218 Set Touch Guard Module
2CPX041730R9999 | MBB318 | Active | 4011617417309 | 77.23 | 1 | 1 | stuk | CombiLine N | BE31192 | SF (LUCA,HAF&Striebel) | stuk | MBB318 Fct aanraakbev.3PW 3GU Combiline | MBB318 Protection tactile 3PW 3GU Combiline | MBB318 Set Touch Guard Module | MBB318 Set Touch Guard Module
2CPX041731R9999 | MBB119 | Active | 4011617417316 | 43.97 | 1 | 1 | stuk | CombiLine N | BE31192 | SF (LUCA,HAF&Striebel) | stuk | MBB119 Fct aanraakbev.1PW 4GU Combiline | MBB119 Protection tactile 1PW 4GU Combiline | MBB119 Set Touch Guard Module | MBB119 Set Touch Guard Module
2CPX041732R9999 | MBB219 | Active | 4011617417323 | 73.12 | 1 | 1 | stuk | CombiLine N | BE31192 | SF (LUCA,HAF&Striebel) | stuk | MBB219 Fct aanraakbev.2PW 4GU Combiline | MBB219 Protection tactile 2PW 4GU Combiline | MBB219 Set Touch Guard Module | MBB219 Set Touch Guard Module
2CPX041733R9999 | MBB319 | Active | 4011617417330 | 105.75 | 1 | 1 | stuk | CombiLine N | BE31192 | SF (LUCA,HAF&Striebel) | stuk | MBB319 Fct aanraakbev.3PW 4GU Combiline | MBB319 Protection tactile 3PW 4GU Combiline | MBB319 Set Touch Guard Module | MBB319 Set Touch Guard Module
2CPX041734R9999 | MBB120 | Active | 4011617417347 | 50.13 | 1 | 1 | stuk | CombiLine N | BE31192 | SF (LUCA,HAF&Striebel) | stuk | MBB120 Fct aanraakbev.1PW 5GU Combiline | MBB120 Protection tactile 1PW 5GU Combiline | MBB120 Set Touch Guard Module | MBB120 Set Touch Guard Module
2CPX041735R9999 | MBB220 | Active | 4011617417354 | 84.15 | 1 | 1 | stuk | CombiLine N | BE31192 | SF (LUCA,HAF&Striebel) | stuk | MBB220 Fct aanraakbev.2PW 5GU Combiline | MBB220 Protection tactile 2PW 5GU Combiline | MBB220 Set Touch Guard Module | MBB220 Set Touch Guard Module
2CPX041736R9999 | MBB320 | Active | 4011617417361 | 123.19 | 1 | 1 | stuk | CombiLine N | BE31192 | SF (LUCA,HAF&Striebel) | stuk | MBB320 Fct aanraakbev.3PW 5GU Combiline | MBB320 Protection tactile 3PW 5GU Combiline | MBB320 Set Touch Guard Module | MBB320 Set Touch Guard Module
2CPX041737R9999 | MBS124 | Active | 4011617417378 | 68.5 | 1 | 1 | stuk | CombiLine N | BE31192 | SF (LUCA,HAF&Striebel) | stuk | MBS124 Fct Railstel 1PW 2GU Combiline | MBS124 Fonction jeu de barre 1PW 2GU Combiline | MBS124 Set Busbar Module | MBS124 Set Busbar Module
2CPX041738R9999 | MBS224 | Active | 4011617417385 | 81.82 | 1 | 1 | stuk | CombiLine N | BE31192 | SF (LUCA,HAF&Striebel) | stuk | MBS224 Fct railstel 2PW 2GU Combiline | MBS224 Fonction jeu de barre 2PW 2GU Combiline | MBS224 Set Busbar Module | MBS224 Set Busbar Module
2CPX041746R9999 | MBN174 | Active | 4011617417460 | 62.53 | 1 | 1 | stuk | CombiLine N | BE31192 | SF (LUCA,HAF&Striebel) | stuk | MBN174 Fct N/PE-rail 1PW 2GU Combiline | MBN174 Fonction rail N/PE 1PW 2GU Combiline | MBN174 Fonction jeux de barres N/PE | MBN174 Set N+PE-Busbar Module
2CPX041748R9999 | MBN274 | Active | 4011617417484 | 78.63 | 1 | 1 | stuk | CombiLine N | BE31192 | SF (LUCA,HAF&Striebel) | stuk | MBN274 Fct N/PE-rail 2PW 2GU Combiline | MBN274 Fonction rail N/PE 2PW 2GU Combiline | MBN274 Fonction jeux de barres N/PE | MBN274 Set N+PE-Busbar Module
2CPX041750R9999 | MBN374 | Active | 4011617417507 | 102.94 | 1 | 1 | stuk | CombiLine N | BE31192 | SF (LUCA,HAF&Striebel) | stuk | MBN374 Fct N/PE-rail 3PW 2GU Combiline | MBN374 Fonction rail N/PE 3PW 2GU Combiline | MBN374 Fonction jeux de barres N/PE | MBN374 Set N+PE-Busbar Module
2CPX041752R9999 | MBN175 | Active | 4011617417521 | 86.01 | 1 | 1 | stuk | CombiLine N | BE31192 | SF (LUCA,HAF&Striebel) | stuk | MBN175 Fct N/PE-rail 1PW 3GU Combiline | MBN175 Fonction rail N/PE 1PW 3GU Combiline | MBN175 Fonction jeux de barres N/PE | MBN175 Set N+PE-Busbar Module
2CPX041754R9999 | MBN275 | Active | 4011617417545 | 92.87 | 1 | 1 | stuk | CombiLine N | BE31192 | SF (LUCA,HAF&Striebel) | stuk | MBN275 Fct N/PE-rail 2PW 3GU Combiline | MBN275 Fonction rail N/PE 2PW 3GU Combiline | MBN275 Fonction jeux de barres N/PE | MBN275 Set N+PE-Busbar Module
2CPX041756R9999 | MBN375 | Active | 4011617417569 | 134.24 | 1 | 1 | stuk | CombiLine N | BE31192 | SF (LUCA,HAF&Striebel) | stuk | MBN375 Fct N/PE-rail 3PW 3GU Combiline | MBN375 Fonction rail N/PE 3PW 3GU Combiline | MBN375 Fonction jeux de barres N/PE | MBN375 Set N+PE-Busbar Module
2CPX041770R9999 | MBT136 | Active | 4011617417705 | 37.57 | 1 | 1 | stuk | CombiLine N | BE31192 | SF (LUCA,HAF&Striebel) | stuk | MBT136 Set Fuse-Disconnec.Module | MBT136 Set Fuse-Disconnec. Module | MBT136 Set Fuse-Disconnec. Module | MBT136 Set Fuse-Disconnec. Module
2CPX041792R9999 | MBH150 | Active | 4011617417927 | 84.15 | 1 | 1 | stuk | CombiLine N | BE31192 | SF (LUCA,HAF&Striebel) | stuk | MBH150 Fct S700 40mm 1PW 2GU Combiline | MBH150 Fonction S700 40mm 1PW 2GU Combiline | MBH150 Fonction pour App. Modulaire | MBH150 Set Modular Panels
2CPX041793R9999 | MBH250 | Active | 4011617417934 | 98.4 | 1 | 1 | stuk | CombiLine N | BE31192 | SF (LUCA,HAF&Striebel) | stuk | MBH250 Fct S700 40mm 2PW 2GU Combiline | MBH250 Fonction S700 40mm 2PW 2GU Combiline | MBH250 Fonction pour App. Modulaire | MBH250 Set Modular Panels
2CPX041794R9999 | MBH350 | Active | 4011617417941 | 153.53 | 1 | 1 | stuk | CombiLine N | BE31192 | SF (LUCA,HAF&Striebel) | stuk | MBH350 Fct S700 40mm 3PW 2GU Combiline | MBH350 Fonction S700 40mm 3PW 2GU Combiline | MBH350 Fonction pour App. Modulaire | MBH350 Set Modular Panels
2CPX041803R9999 | MBA160ALA | Active | 4011617418030 | 45.98 | 1 | 1 | stuk | CombiLine N | BE31192 | SF (LUCA,HAF&Striebel) | stuk | MBA160ALA Fct OT160/S750DR 1PW 2GU | MBA160ALA Fonction OT160/S750DR 1PW 2GU Combiline | MBA160ALA Set Switch-Disconn.-Module | MBA160ALA Set Switch-Disconn.-Module
2CPX041804R9999 | MBA250ALA | Active | 4011617418047 | 45.98 | 1 | 1 | stuk | CombiLine N | BE31192 | SF (LUCA,HAF&Striebel) | stuk | MBA250ALA Fct OT200R 1PW 2GU Combiline | MBA250ALA Fonction OT200R 1PW 2GU Combiline | MBA250ALA Set Switch-Disconn.-Module | MBA250ALA Set Switch-Disconn.-Module
2CPX041807R9999 | MBA250A | Active | 4011617418078 | 68.03 | 1 | 1 | stuk | CombiLine N | BE31192 | SF (LUCA,HAF&Striebel) | stuk | MBA250A Funktie L.Scheider Combiline | MBA250A Interr. coupe charge Combiline | MBA250A Set Circuit-Breaker Module | MBA250A Set Circuit-Breaker Module
2CPX041822R9999 | MBF183 | Active | 4011617418221 | 40.37 | 1 | 1 | stuk | CombiLine N | BE31192 | SF (LUCA,HAF&Striebel) | stuk | MBF183 Fct kabelklemrail 1PW 1GU | MBF183 Fonct. rail serre-câbl 1PW 1GU Combiline | MBF183 Fonction pour App. Modulaire | MBF183 Set Modular Panels
2CPX041823R9999 | MBF283 | Active | 4011617418238 | 51.99 | 1 | 1 | stuk | CombiLine N | BE31192 | SF (LUCA,HAF&Striebel) | stuk | MBF283 Fct kabelklemrail 2PW 1GU | MBF283 Fonct. rail serre-câbl 2PW 1GU Combiline | MBF283 Fonction pour App. Modulaire | MBF283 Set Modular Panels
2CPX041824R9999 | MBF383 | Active | 4011617418245 | 89.16 | 1 | 1 | stuk | CombiLine N | BE31192 | SF (LUCA,HAF&Striebel) | stuk | MBF383 Fct kabelklemrail 3PW 1GU | MBF383 Fonct. rail serre-câbl 3PW 1GU Combiline | MBF383 Fonction pour App. Modulaire | MBF383 Set Modular Panels
2CPX041837R9999 | MBK112 | Active | 4011617418375 | 46.45 | 1 | 1 | stuk | CombiLine N | BE31192 | SF (LUCA,HAF&Striebel) | stuk | MBK112 Fct aanslkl.1PW 2GU Combiline | MBK112 Fonction bornes 1PW 2GU Combiline | MBK112 Set Terminal Block Mod.vertic | MBK112 Set Terminal Block Mod.vertic
2CPX041838R9999 | MBK212 | Active | 4011617418382 | 71.28 | 1 | 1 | stuk | CombiLine N | BE31192 | SF (LUCA,HAF&Striebel) | stuk | MBK212 Fct aanslkl.2PW 2GU Combiline | MBK212 Fonction bornes 2PW 2GU Combiline | MBK212 Set Terminal Block Mod.vertic | MBK212 Set Terminal Block Mod.vertic
2CPX041839R9999 | MBK312 | Active | 4011617418399 | 93.78 | 1 | 1 | stuk | CombiLine N | BE31192 | SF (LUCA,HAF&Striebel) | stuk | MBK312 Fct aanslkl.3PW 2GU Combiline | MBK312 Fonction bornes 3PW 2GU Combiline | MBK312 Set Terminal Block Mod.vertic | MBK312 Set Terminal Block Mod.vertic
2CPX041840R9999 | MBK113 | Active | 4011617418405 | 62.53 | 1 | 1 | stuk | CombiLine N | BE31192 | SF (LUCA,HAF&Striebel) | stuk | MBK113 Fct aanslkl.1PW 3GU Combiline | MBK113 Fonction bornes 1PW 3GU Combiline | MBK113 Set Terminal Block Mod.vertic | MBK113 Set Terminal Block Mod.vertic
2CPX041841R9999 | MBK213 | Active | 4011617418412 | 93.78 | 1 | 1 | stuk | CombiLine N | BE31192 | SF (LUCA,HAF&Striebel) | stuk | MBK213 Fct aanslkl.2PW 3GU Combiline | MBK213 Fonction bornes 2PW 3GU Combiline | MBK213 Set Terminal Block Mod.vertic | MBK213 Set Terminal Block Mod.vertic
2CPX041842R9999 | MBK313 | Active | 4011617418429 | 132.43 | 1 | 1 | stuk | CombiLine N | BE31192 | SF (LUCA,HAF&Striebel) | stuk | MBK313 Fct aanslkl.3PW 3GU Combiline | MBK313 Fonction bornes 3PW 3GU Combiline | MBK313 Set Terminal Block Mod.vertic | MBK313 Set Terminal Block Mod.vertic
2CPX041843R9999 | MBK114 | Active | 4011617418436 | 79.07 | 1 | 1 | stuk | CombiLine N | BE31192 | SF (LUCA,HAF&Striebel) | stuk | MBK114 Fct aanslkl.1PW 4GU Combiline | MBK114 Fonction bornes 1PW 4GU Combiline | MBK114 Set Terminal Block Mod.vertic | MBK114 Set Terminal Block Mod.vertic
2CPX041844R9999 | MBK214 | Active | 4011617418443 | 134.24 | 1 | 1 | stuk | CombiLine N | BE31192 | SF (LUCA,HAF&Striebel) | stuk | MBK214 Fct aanslkl.2PW 4GU Combiline | MBK214 Fonction bornes 2PW 4GU Combiline | MBK214 Set Terminal Block Mod.vertic | MBK214 Set Terminal Block Mod.vertic
2CPX041845R9999 | MBK314 | Active | 4011617418450 | 181.1 | 1 | 1 | stuk | CombiLine N | BE31192 | SF (LUCA,HAF&Striebel) | stuk | MBK314 Fct aanslkl.3PW 4GU Combiline | MBK314 Fonction bornes 3PW 4GU Combiline | MBK314 Set Terminal Block Mod.vertic | MBK314 Set Terminal Block Mod.vertic
2CPX041851R9999 | ZW368 | Active | 4011617418511 | 13.8 | 1 | 1 | stuk | CombiLine N | BE31192 | SF (LUCA,HAF&Striebel) | stuk | ZW368 FramePRofile 2RE | ZW368 Frame Profile 2RE | ZW368 Frame Profile 2RE | ZW368 Frame Profile 2RE
2CPX041862R9999 | ZW165 | Active | 4011617418627 | 11.77 | 1 | 1 | stuk | CombiLine N | BE31192 | SF (LUCA,HAF&Striebel) | stuk | ZW165 FramePRofile 2FB | ZW165 Frame Profile 2FB | ZW165 Frame Profile 2FB | ZW165 Frame Profile 2FB
2CPX041865R9999 | ED7 | Active | 4011617418658 | 12.32 | 1 | 1 | stuk | CombiLine N | BE31192 | SF (LUCA,HAF&Striebel) | stuk | ED7 EDFPRofiel 1GU Combiline | ED7 Profil EDF 1GU Combiline | ED7 EDF-Profile 150mm 1RE | ED7 EDF-Profile 150mm 1RE
2CPX041866R9999 | ED7P20 | Active | 4011617418665 | 217.68 | 1 | 1 | pak | CombiLine N | BE31192 | SF (LUCA,HAF&Striebel) | pak | ED7P20 EDFPRofiel 1GU (20st) Combiline | ED7P20 Profil EDF 1GU (20pc) Combiline | ED7P20 EDF-Prof. H:0000(1Set=20Pcs) | ED7P20 EDF-Prof. H:0000(1Set=20Pcs)
2CPX041870R9999 | ZX1001 | Active | 4011617418702 | 10.43 | 1 | 1 | stuk | CombiLine N | BE31192 | SF (LUCA,HAF&Striebel) | stuk | ZX1001 curail 12x5mm 250mm Combiline | ZX1001 Rail CU 12x5mm 250mm Combiline | ZX1001 Copper Bar 12x5mm, L:250mm | ZX1001 Copper Bar 12x5mm, L:250mm |  | 5.14
2CPX041871R9999 | ZX1002 | Active | 4011617418719 | 20.63 | 1 | 1 | stuk | CombiLine N | BE31192 | SF (LUCA,HAF&Striebel) | stuk | ZX1002 curail 12x5mm 500mm Combiline | ZX1002 Rail CU 12x5mm 500mm Combiline | ZX1002 Copper Bar 12x5mm, L:500mm | ZX1002 Copper Bar 12x5mm, L:500mm |  | 5.14
2CPX041872R9999 | ZX1003 | Active | 4011617418726 | 30.73 | 1 | 1 | stuk | CombiLine N | BE31192 | SF (LUCA,HAF&Striebel) | stuk | ZX1003 curail 12x5mm 750mm Combiline | ZX1003 Rail CU 12x5mm 750mm Combiline | ZX1003 Copper Bar 12x5mm, L:750mm | ZX1003 Copper Bar 12x5mm, L:750mm
2CPX041873R9999 | ZX1004 | Active | 4011617418733 | 40.33 | 1 | 1 | stuk | CombiLine N | BE31192 | SF (LUCA,HAF&Striebel) | stuk | ZX1004 curail 12x5mm 1000mm Combiline | ZX1004 Rail CU 12x5mm 1000mm Combiline | ZX1004 Copper Bar 12x5mm, L:1000mm | ZX1004 Copper Bar 12x5mm, L:1000mm
2CPX041874R9999 | ZX1005 | Active | 4011617418740 | 50.47 | 1 | 1 | stuk | CombiLine N | BE31192 | SF (LUCA,HAF&Striebel) | stuk | ZX1005 curail 12x5mm 1250mm Combiline | ZX1005 Rail CU 12x5mm 1250mm Combiline | ZX1005 Copper Bar 12x5mm, L:1250mm | ZX1005 Copper Bar 12x5mm, L:1250mm
2CPX042031R9999 | MBH151 | Active | 4011617420316 | 84.15 | 1 | 1 | stuk | CombiLine N | BE31192 | SF (LUCA,HAF&Striebel) | stuk | MBH151 Fct S750 40mm 1PW 2GU Combiline | MBH151 Fonction S750 40mm 1PW 2GU Combiline | MBH151 Set 750 breaker Module 1PW | MBH151 Set 750 breaker Module 1PW
2CPX042032R9999 | MBH251 | Active | 4011617420323 | 98.4 | 1 | 1 | stuk | CombiLine N | BE31192 | SF (LUCA,HAF&Striebel) | stuk | MBH251 Fct S750 40mm 2PW 2GU Combiline | MBH251 Fonction S750 40mm 2PW 2GU Combiline | MBH251 Set 750 breaker Module 2PW | MBH251 Set 750 breaker Module 2PW
2CPX042033R9999 | MBH351 | Active | 4011617420330 | 153.53 | 1 | 1 | stuk | CombiLine N | BE31192 | SF (LUCA,HAF&Striebel) | stuk | MBH351 Fct S750 40mm 3PW 2GU Combiline | MBH351 Fonction S750 40mm 3PW 2GU Combiline | MBH351 Set S750 breaker Module 3PW | MBH351 Set S750 breaker Module 3PW
2CPX042101R9999 | MBA250ALO | Active | 4011617421016 | 152.62 | 1 | 1 | stuk | CombiLine N | BE31192 | SF (LUCA,HAF&Striebel) | stuk | MBA250ALO Fct OS 1PW 3GU Combiline | MBA250ALO Fonction OS 1PW 3GU Combiline | MBA250ALO Set switch fuse OS250 | MBA250ALO Set switch fuse OS250
2CPX042200R9999 | ZX2001 | Active | 4011617422006 | 8.18 | 1 | 1 | stuk | CombiLine N | BE31192 | SF (LUCA,HAF&Striebel) | stuk | ZX2001 curail 12x5mm 181mm Combiline | ZX2001 Rail CU 12x5mm 181mm Combiline | ZX2001 Copper Bar 12x5mm, L:181mm | ZX2001 Copper Bar 12x5mm, L:181mm |  | 5.14
2CPX042201R9999 | ZX2002 | Active | 4011617422013 | 18.73 | 1 | 1 | stuk | CombiLine N | BE31192 | SF (LUCA,HAF&Striebel) | stuk | ZX2002 curail 12x5mm 431mm Combiline | ZX2002 Rail CU 12x5mm 431mm Combiline | ZX2002 Copper Bar 12x5mm, L:431mm | ZX2002 Copper Bar 12x5mm, L:431mm |  | 5.14
2CPX042202R9999 | ZX2003 | Active | 4011617422020 | 29.04 | 1 | 1 | stuk | CombiLine N | BE31192 | SF (LUCA,HAF&Striebel) | stuk | ZX2003 curail 12x5mm 681mm Combiline | ZX2003 Rail CU 12x5mm 681mm Combiline | ZX2003 Copper Bar 12x5mm, L:681mm | ZX2003 Copper Bar 12x5mm, L:681mm
2CPX042203R9999 | ZX2004 | Active | 4011617422037 | 39.06 | 1 | 1 | stuk | CombiLine N | BE31192 | SF (LUCA,HAF&Striebel) | stuk | ZX2004 curail 12x5mm 931mm Combiline | ZX2004 Rail CU 12x5mm 931mm Combiline | ZX2004 Copper Bar 12x5mm, L:931mm | ZX2004 Copper Bar 12x5mm, L:931mm
2CPX042204R9999 | ZX2005 | Active | 4011617422044 | 48.95 | 1 | 1 | stuk | CombiLine N | BE31192 | SF (LUCA,HAF&Striebel) | stuk | ZX2005 curail 12x5mm 1181mm Combiline | ZX2005 Rail CU 12x5mm 1181mm Combiline | ZX2005 Copper Bar 12x5mm, L:1181mm | ZX2005 Copper Bar 12x5mm, L:1181mm
2CPX042533R9999 | ZX2040 | Active | 4011617425335 | 10.43 | 1 | 1 | stuk | CombiLine N | BE31192 | SF (LUCA,HAF&Striebel) | stuk | ZX2040 curail 12x5mm 195mm Combiline | ZX2040 Rail CU 12x5mm 195mm Combiline | ZX2040 Copper Bar 12x5mm, L:195mm | ZX2040 Copper Bar 12x5mm, L:195mm |  | 5.14
2CPX042534R9999 | ZX2041 | Active | 4011617425342 | 20.63 | 1 | 1 | stuk | CombiLine N | BE31192 | SF (LUCA,HAF&Striebel) | stuk | ZX2041 curail 12x5mm 445mm Combiline | ZX2041 Rail CU 12x5mm 445mm Combiline | ZX2041 Copper Bar 12x5mm, L:445mm | ZX2041 Copper Bar 12x5mm, L:445mm |  | 5.14
2CPX042535R9999 | ZX2042 | Active | 4011617425359 | 30.73 | 1 | 1 | stuk | CombiLine N | BE31192 | SF (LUCA,HAF&Striebel) | stuk | ZX2042 curail 12x5mm 695mm Combiline | ZX2042 Rail CU 12x5mm 695mm Combiline | ZX2042 Copper Bar 12x5mm, L:695mm | ZX2042 Copper Bar 12x5mm, L:695mm
2CPX042538R9999 | ZX2046 | Active | 4011617425380 | 10.43 | 1 | 1 | stuk | CombiLine N | BE31192 | SF (LUCA,HAF&Striebel) | stuk | ZX2046 curail 12x5mm 204mm Combiline | ZX2046 Rail CU 12x5mm 204mm Combiline | ZX2046 Copper Bar 12x5mm, L:204mm | ZX2046 Copper Bar 12x5mm, L:204mm |  | 5.14
2CPX042539R9999 | ZX2047 | Active | 4011617425397 | 20.63 | 1 | 1 | stuk | CombiLine N | BE31192 | SF (LUCA,HAF&Striebel) | stuk | ZX2047 curail 12x5mm 454mm Combiline | ZX2047 Rail CU 12x5mm 454mm Combiline | ZX2047 Copper Bar 12x5mm, L:454mm | ZX2047 Copper Bar 12x5mm, L:454mm |  | 5.14
2CPX042540R9999 | ZX2048 | Active | 4011617425403 | 30.73 | 1 | 1 | stuk | CombiLine N | BE31192 | SF (LUCA,HAF&Striebel) | stuk | ZX2048 curail 12x5mm 704mm Combiline | ZX2048 Rail CU 12x5mm 704mm Combiline | ZX2048 Copper Bar 12x5mm, L:704mm | ZX2048 Copper Bar 12x5mm, L:704mm
2CPX042541R9999 | ZX2049 | Active | 4011617425410 | 40.33 | 1 | 1 | stuk | CombiLine N | BE31192 | SF (LUCA,HAF&Striebel) | stuk | ZX2049 curail 12x5mm 954mm Combiline | ZX2049 Rail CU 12x5mm 954mm Combiline | ZX2049 Copper Bar 12x5mm, L:954mm | ZX2049 Copper Bar 12x5mm, L:954mm
2CPX042542R9999 | ZX2050 | Active | 4011617425427 | 50.47 | 1 | 1 | stuk | CombiLine N | BE31192 | SF (LUCA,HAF&Striebel) | stuk | ZX2050 curail 12x5mm 1204mm Combiline | ZX2050 Rail CU 12x5mm 1204mm Combiline | ZX2050 Copper Bar 12x5mm, L:1204mm | ZX2050 Copper Bar 12x5mm, L:1204mm
2CPX042615R9999 | ED402 | Active | 4011617426158 | 16.92 | 1 | 1 | stuk | Assembly Modules - accessories | BE31192 | SF (LUCA,HAF&Striebel) | stuk | ED402 EDFPRofiel 2GU DIN 125mm Combiline | ED402 Profil EDF 2GU DIN 125mm Combiline | ED402 EDF-Profile GU2/125mm | ED402 EDF-Profile GU2/125mm
2CPX042616R9999 | ED403 | Active | 4011617426165 | 18.73 | 1 | 1 | stuk | Assembly Modules - accessories | BE31192 | SF (LUCA,HAF&Striebel) | stuk | ED403 EDFPRofiel 3GU DIN 125mm Combiline | ED403 Profil EDF 3GU DIN 125mm Combiline | ED403 EDF-Profile GU3/125mm | ED403 EDF-Profile GU3/125mm
2CPX042617R9999 | ED404 | Active | 4011617426172 | 20.73 | 1 | 1 | stuk | Assembly Modules - accessories | BE31192 | SF (LUCA,HAF&Striebel) | stuk | ED404 EDFPRofiel 4GU DIN 125mm Combiline | ED404 Profil EDF 4GU DIN 125mm Combiline | ED404 EDF-Profile GU4/125mm | ED404 EDF-Profile GU4/125mm
2CPX042618R9999 | ED405 | Active | 4011617426189 | 22.55 | 1 | 1 | stuk | Assembly Modules - accessories | BE31192 | SF (LUCA,HAF&Striebel) | stuk | ED405 EDFPRofiel 5GU DIN 125mm Combiline | ED405 Profil EDF 5GU DIN 125mm Combiline | ED405 EDF-Profile GU5/125mm | ED405 EDF-Profile GU5/125mm
2CPX042619R9999 | ED412 | Active | 4011617426196 | 16.92 | 1 | 1 | stuk | Assembly Modules - accessories | BE31192 | SF (LUCA,HAF&Striebel) | stuk | ED412 EDFPRofiel 2GU DIN 150mm Combiline | ED412 Profil EDF 2GU DIN 150mm Combiline | ED412 EDF-Profile GU2/150mm | ED412 EDF-Profile GU2/150mm
2CPX042620R9999 | ED413 | Active | 4011617426202 | 18.73 | 1 | 1 | stuk | Assembly Modules - accessories | BE31192 | SF (LUCA,HAF&Striebel) | stuk | ED413 EDFPRofiel 3GU DIN 150mm Combiline | ED413 Profil EDF 3GU DIN 150mm Combiline | ED413 EDF-Profile GU3/150mm | ED413 EDF-Profile GU3/150mm
2CPX042621R9999 | ED414 | Active | 4011617426219 | 20.73 | 1 | 1 | stuk | Assembly Modules - accessories | BE31192 | SF (LUCA,HAF&Striebel) | stuk | ED414 EDFPRofiel 4GU DIN 150mm Combiline | ED414 Profil EDF 4GU DIN 150mm Combiline | ED414 EDF-Profile GU4/150mm | ED414 EDF-Profile GU4/150mm
2CPX042622R9999 | ED415 | Active | 4011617426226 | 22.55 | 1 | 1 | stuk | Assembly Modules - accessories | BE31192 | SF (LUCA,HAF&Striebel) | stuk | ED415 EDFPRofiel 5GU DIN 150mm Combiline | ED415 Profil EDF 5GU DIN 150mm Combiline | ED415 EDF-Profile GU5/150mm | ED415 EDF-Profile GU5/150mm
2CPX042792R9999 | ZX2006 | Active | 4011617427926 | 58.78 | 1 | 1 | stuk | CombiLine N | BE31192 | SF (LUCA,HAF&Striebel) | stuk | ZX2006 curail 12x5mm 1431mm Combiline | ZX2006 Rail CU 12x5mm 1431mm Combiline | ZX2006 CU-Busbar 12x5mm, L:1431mm | ZX2006 CU-Busbar 12x5mm, L:1431mm
2CPX042798R9999 | ZX2051 | Active | 4011617427988 | 60.03 | 1 | 1 | stuk | CombiLine N | BE31192 | SF (LUCA,HAF&Striebel) | stuk | ZX2051 curail 12x5mm 1454mm Combiline | ZX2051 Rail CU 12x5mm 1454mm Combiline | ZX2051 CU-Busbar 12x5mm, L:1454mm | ZX2051 CU-Busbar 12x5mm, L:1454mm
2CPX042800R9999 | ZX1006 | Active | 4011617428008 | 60.03 | 1 | 1 | stuk | CombiLine N | BE31192 | SF (LUCA,HAF&Striebel) | stuk | ZX1006 curail 12x5mm 1496mm Combiline | ZX1006 Rail CU 12x5mm 1496mm Combiline | ZX1006 CU-Busbar 12x5mm, L:1496mm | ZX1006 CU-Busbar 12x5mm, L:1496mm
2CPX042841R9999 | MBA191T | Active | 4011617428411 | 44.14 | 1 | 1 | stuk | CombiLine N | BE31192 | SF (LUCA,HAF&Striebel) | stuk | MBA191T Fct XT2 3p 1PW 2GU | MBA191T Fonction XT2 3p 1PW 2GU Combiline | MBA191T Fonction pour Tmax XT2 1PW | MBA191T Tmax MCCB modul XT2 1PW
2CPX042842R9999 | MBA291T | Active | 4011617428428 | 67.6 | 1 | 1 | stuk | CombiLine N | BE31192 | SF (LUCA,HAF&Striebel) | stuk | MBA291T Fct XT2 3p/4p 2PW 2GU | MBA291T Fonction XT2 3p/4p 2PW 2GU Combiline | MBA291T Fonction pour Tmax XT2 2PW | MBA291T Tmax MCCB modul XT2 2PW
2CPX042844R9999 | MBA193T | Active | 4011617428442 | 44.14 | 1 | 1 | stuk | CombiLine N | BE31192 | SF (LUCA,HAF&Striebel) | stuk | MBA193T Fct XT4 3p 1PW 3GU | MBA193T Fonction XT4 3p 1PW 3GU Combiline | MBA193T Fonction pour Tmax XT4 1PW | MBA193T Tmax MCCB modul XT4 1PW
2CPX042847R9999 | ED122 | Active | 4011617428473 | 22.17 | 1 | 1 | stuk | CombiLine N | BE31192 | SF (LUCA,HAF&Striebel) | stuk | ED122 EDFPRofiel 2PW B/O Combiline | ED122 Profil EDF 2PW B/O Combiline | ED122 Cross member for EDF 2PW t/b | ED122 Cross member for EDF 2PW t/b
2CPX042848R9999 | ED123 | Active | 4011617428480 | 31.95 | 1 | 1 | stuk | CombiLine N | BE31192 | SF (LUCA,HAF&Striebel) | stuk | ED123 EDFPRofiel 3PW B/O Combiline | ED123 Profil EDF 3PW B/O Combiline | ED123 Cross member for EDF 3PW t/b | ED123 Cross member for EDF 3PW t/b
2CPX042859R9999 | WR281 | Active | 4011617428596 | 133.42 | 1 | 1 | stuk | CombiLine N | BE31192 | SF (LUCA,HAF&Striebel) | stuk | Mont.kader Combiline WR281 | Cadre de montage Combiline WR281 | Mounting frame Combiline WR281 | WR281 WR-Mounting frame 2PW OH8 V2
2CPX042906R9999 | MBA194T | Active | 4011617429067 | 44.14 | 1 | 1 | stuk | CombiLine N | BE31192 | SF (LUCA,HAF&Striebel) | stuk | MBA194T Fct XT2 4p 1PW 2GU | MBA194T Fonction XT2 4p 1PW 2GU Combiline | MBA194T Fonction pour Tmax XT2 4p | MBA194T Tmax MCCB Module XT2 4p
2CPX042907R9999 | MBA195T | Active | 4011617429074 | 62.53 | 1 | 1 | stuk | CombiLine N | BE31192 | SF (LUCA,HAF&Striebel) | stuk | MBA195T Fct XT2+RCD 4p 1PW 3GU | MBA195T Fonction XT2+RCD 4p 1PW 3GU Combiline | MBA195T Fonction pour Tmax XT2 4p RC | MBA195T Tmax MCCB Module XT2 4p RC
2CPX042908R9999 | MBA196T | Active | 4011617429081 | 57.93 | 1 | 1 | stuk | CombiLine N | BE31192 | SF (LUCA,HAF&Striebel) | stuk | MBA196T Fct XT4 3p 1PW 2GU | MBA196T Fonction XT4 3p 1PW 2GU Combiline | MBA196T Fonction pour Tmax XT4 4p | MBA196T Tmax MCCB Module XT4 4p
2CPX042909R9999 | MBA197T | Active | 4011617429098 | 62.53 | 1 | 1 | stuk | CombiLine N | BE31192 | SF (LUCA,HAF&Striebel) | stuk | MBA197T Fct XT4+RCD 4p 1PW 3GU | MBA197T Fonction XT4+RCD 4p 1PW 3GU Combiline | MBA197T Fonction pour Tmax XT4 4p RC | MBA197T Tmax MCCB Module XT4 4p RC
2CPX043387R9999 | 3/2AF303 | Active | 4011617433873 | 8781.24 | 1 | 1 | stuk | Fire Resistant Enclosures | BE31192 | SF (LUCA,HAF&Striebel) | stuk | 3B 6RE 180PLE klasse II IP41 RAL7035 | 3/2AF303 Wall cabinet fire prot.90min. | 3PW 6GU, 180PLE, class II, IP41, RAL7035 | 3/2AF303 Wall cabinet fire prot.90min.
2CPX044010R9999 | ZX146 | Active | 4011617440109 | 27.69 | 1 | 1 | stuk | Assembly Modules - accessories | BE31192 | SF (LUCA,HAF&Striebel) | stuk | Raildrager 630A 3-polig railafst, 60mm | ZX146 Busbar Holder 3pole 60mm | Busbar Holder | ZX146 Busbar Holder 3pole 60mm
2CPX044049R9999 | KB19 | Active | 4011617440499 | 59.22 | 1 | 1 | stuk | Accessories (H&HS) | BE31192 | SF (LUCA,HAF&Striebel) | stuk | Afdek KB KB19 300B | KB19 Cache entrée de câbl. 1PW Comfortline | KB19 1-panel width cover | KB19 1-panel width cover
2CPX044050R9999 | KB29 | Active | 4011617440505 | 65.64 | 1 | 1 | stuk | Accessories (H&HS) | BE31192 | SF (LUCA,HAF&Striebel) | stuk | Afdek KB KB29 550B | KB29 Cache entrée de câbl. 2PW Comfortline | KB29 2-panel width cover | KB29 2-panel width cover
2CPX044051R9999 | KB39 | Active | 4011617440512 | 75.12 | 1 | 1 | stuk | Accessories (H&HS) | BE31192 | SF (LUCA,HAF&Striebel) | stuk | Afdek KB KB39 800B | KB39 Cache entrée de câbl. 3PW Comfortline | KB39 3-panel width cover | KB39 3-panel width cover
2CPX044052R9999 | KB49 | Active | 4011617440529 | 83.62 | 1 | 1 | stuk | Accessories (H&HS) | BE31192 | SF (LUCA,HAF&Striebel) | stuk | Afdek KB KB49 1050B | KB49 Cache entrée de câbl. 4PW Comfortline | KB49 4-panel width cover | KB49 4-panel width cover
2CPX044053R9999 | KB59 | Active | 4011617440536 | 102.93 | 1 | 1 | stuk | Accessories (H&HS) | BE31192 | SF (LUCA,HAF&Striebel) | stuk | Afdek KB KB59 1300B | KB59 Cache entrée de câbl. 5PW Comfortline | KB59 5-panel width cover | KB59 5-panel width cover
2CPX044055R9999 | KB219 | Active | 4011617440550 | 61.77 | 1 | 1 | stuk | Accessories (H&HS) | BE31192 | SF (LUCA,HAF&Striebel) | stuk | Afdekprofiel KB KB219 2m | KB219 Cache entrée de câbl. 2000mm Comfortline | KB219 2m cover | KB219 2m cover
2CPX044057R9999 | KBS9 | Active | 4011617440574 | 10.56 | 1 | 1 | stuk | Accessories (H&HS) | BE31192 | SF (LUCA,HAF&Striebel) | stuk | Eindplaat KB KBS9 afdek (2st) | KBS9 Plaq. d'extrémité cache (2pc) Comfortline | KBS9 set to end plates | KBS9 set to end plates
2CPX044058R9999 | KBW1 | Active | 4011617440581 | 20.97 | 1 | 1 | stuk | Accessories (H&HS) | BE31192 | SF (LUCA,HAF&Striebel) | stuk | Mont.beugel KB KBW1 afdek | KBW1 Support de montage pour cache Comfortline | KBW1 monting angle | KBW1 monting angle
2CPX045703R9999 | ZH223 | Active | 4011617457039 | 89.96 | 1 | 1 | stuk | Accessories (H&HS) | BE31192 | SF (LUCA,HAF&Striebel) | stuk | Sleutelschild KBgreep t.b.v.ronisslot | ZH223 Cabinet Handle | Cabinet Handle | ZH223 Cabinet Handle
2CPX052010R9999 | A13 | Active | 4011617520108 | 222.67 | 1 | 1 | stuk | ComfortLine A | BE31192 | SF (LUCA,HAF&Striebel) | stuk | A13 - Kast 500x300x160 leeg met deur | A13 - Arm 500x300x160 vide sans porte | A13 Wall Cabinet 1PW3R PC2 IP44 | A13 Wall Cabinet 1PW3R PC2 IP44
2CPX052011R9999 | A23 | Active | 4011617520115 | 256.45 | 1 | 1 | stuk | ComfortLine A | BE31192 | SF (LUCA,HAF&Striebel) | stuk | A23 - Kast 500x550x160 leeg met deur | A23 - Arm 500x550x160 vide sans porte | A23 Wall Cabinet 2PW3R PC2 IP44 | A23 Wall Cabinet 2PW3R PC2 IP44
2CPX052012R9999 | A33 | Active | 4011617520122 | 359.34 | 1 | 1 | stuk | ComfortLine A | BE31192 | SF (LUCA,HAF&Striebel) | stuk | A33 - Kast 500x800x160 leeg met deur | A33 - Arm 500x800x160 vide sans porte | A33 Wall Cabinet 3PW3R PC2 IP44 | A33 Wall Cabinet 3PW3R PC2 IP44
2CPX052013R9999 | A43 | Active | 4011617520139 | 413.85 | 1 | 1 | stuk | ComfortLine A | BE31192 | SF (LUCA,HAF&Striebel) | stuk | A43 - Kast 500x1050x160 leeg met deur | A43 - Arm 500x1050x160 vide sans porte | A43 Wall Cabinet 4PW3R PC2 IP44 | A43 Wall Cabinet 4PW3R PC2 IP44
2CPX052014R9999 | A53 | Active | 4011617520146 | 477.57 | 1 | 1 | stuk | ComfortLine A | BE31192 | SF (LUCA,HAF&Striebel) | stuk | A53 - Kast 500x1300x160 leeg met deur | A53 - Arm 500x1300x160 vide sans porte | A53 Wall Cabinet 5PW3R PC2 IP44 | A53 Wall Cabinet 5PW3R PC2 IP44
2CPX052015R9999 | A14 | Active | 4011617520153 | 245.69 | 1 | 1 | stuk | ComfortLine A | BE31192 | SF (LUCA,HAF&Striebel) | stuk | A14 - Kast 650x300x160 leeg met deur | A14 - Arm 650x300x160 vide sans porte | A14 Wall Cabinet 1PW4R PC2 IP44 | A14 Wall Cabinet 1PW4R PC2 IP44
2CPX052016R9999 | A24 | Active | 4011617520160 | 278.72 | 1 | 1 | stuk | ComfortLine A | BE31192 | SF (LUCA,HAF&Striebel) | stuk | A24 - Kast 650x550x160 leeg met deur | A24 - Arm 650x550x160 vide sans porte | A24 Wall Cabinet 2PW4R PC2 IP44 | A24 Wall Cabinet 2PW4R PC2 IP44
2CPX052017R9999 | A34 | Active | 4011617520177 | 396.2 | 1 | 1 | stuk | ComfortLine A | BE31192 | SF (LUCA,HAF&Striebel) | stuk | A34 - Kast 650x800x160 leeg met deur | A34 - Arm 650x800x160 vide sans porte | A34 Wall Cabinet 3PW4R PC2 IP44 | A34 Wall Cabinet 3PW4R PC2 IP44
2CPX052018R9999 | A44 | Active | 4011617520184 | 468.36 | 1 | 1 | stuk | ComfortLine A | BE31192 | SF (LUCA,HAF&Striebel) | stuk | A44 - Kast 650x1050x160 leeg met deur | A44 - Arm 650x1050x160 vide sans porte | A44 Wall Cabinet 4PW4R PC2 IP44 | A44 Wall Cabinet 4PW4R PC2 IP44
2CPX052019R9999 | A54 | Active | 4011617520191 | 598.89 | 1 | 1 | stuk | ComfortLine A | BE31192 | SF (LUCA,HAF&Striebel) | stuk | A54 - Kast 650x1300x160 leeg met deur | A54 - Arm 650x1300x160 vide sans porte | A54 Wall Cabinet 5PW4R PC2 IP44 | A54 Wall Cabinet 5PW4R PC2 IP44
2CPX052020R9999 | A15 | Active | 4011617520207 | 252.61 | 1 | 1 | stuk | ComfortLine A | BE31192 | SF (LUCA,HAF&Striebel) | stuk | A15 - Kast 800x300x160 leeg met deur | A15 - Arm 800x300x160 vide sans porte | A15 Wall Cabinet 1PW5R PC2 IP44 | A15 Wall Cabinet 1PW5R PC2 IP44
2CPX052021R9999 | A25 | Active | 4011617520214 | 294.84 | 1 | 1 | stuk | ComfortLine A | BE31192 | SF (LUCA,HAF&Striebel) | stuk | A25 - Kast 800x550x160 leeg met deur | A25 - Arm 800x550x160 vide sans porte | A25 Wall Cabinet 2PW5R PC2 IP44 | A25 Wall Cabinet 2PW5R PC2 IP44
2CPX052022R9999 | A35 | Active | 4011617520221 | 416.15 | 1 | 1 | stuk | ComfortLine A | BE31192 | SF (LUCA,HAF&Striebel) | stuk | A35 - Kast 800x800x160 leeg met deur | A35 - Arm 800x800x160 vide sans porte | A35 Wall Cabinet 3PW5R PC2 IP44 | A35 Wall Cabinet 3PW5R PC2 IP44
2CPX052023R9999 | A45 | Active | 4011617520238 | 506 | 1 | 1 | stuk | ComfortLine A | BE31192 | SF (LUCA,HAF&Striebel) | stuk | A45 - Kast 800x1050x160 leeg met deur | A45 - Arm 800x1050x160 vide sans porte | A45 Wall Cabinet 4PW5R PC2 IP44 | A45 Wall Cabinet 4PW5R PC2 IP44
2CPX052024R9999 | A55 | Active | 4011617520245 | 668.77 | 1 | 1 | stuk | ComfortLine A | BE31192 | SF (LUCA,HAF&Striebel) | stuk | A55 - Kast 800x1300x160 leeg met deur | A55 - Arm 800x1300x160 vide sans porte | A55 Wall Cabinet 5PW5R PC2 IP44 | A55 Wall Cabinet 5PW5R PC2 IP44
2CPX052025R9999 | A16 | Active | 4011617520252 | 265.66 | 1 | 1 | stuk | ComfortLine A | BE31192 | SF (LUCA,HAF&Striebel) | stuk | A16 - Kast 950x300x160 leeg met deur | A16 - Arm 950x300x160 vide sans porte | A16 Wall Cabinet 1PW6R PC2 IP44 | A16 Wall Cabinet 1PW6R PC2 IP44
2CPX052026R9999 | A26 | Active | 4011617520269 | 319.41 | 1 | 1 | stuk | ComfortLine A | BE31192 | SF (LUCA,HAF&Striebel) | stuk | A26 - Kast 950x550x160 leeg met deur | A26 - Arm 950x550x160 vide sans porte | A26 Wall Cabinet 2PW6R PC2 IP44 | A26 Wall Cabinet 2PW6R PC2 IP44
2CPX052027R9999 | A36 | Active | 4011617520276 | 439.95 | 1 | 1 | stuk | ComfortLine A | BE31192 | SF (LUCA,HAF&Striebel) | stuk | A36 - Kast 950x800x160 leeg met deur | A36 - Arm 950x800x160 vide sans porte | A36 Wall Cabinet 3PW6R PC2 IP44 | A36 Wall Cabinet 3PW6R PC2 IP44
2CPX052028R9999 | A46 | Active | 4011617520283 | 545.14 | 1 | 1 | stuk | ComfortLine A | BE31192 | SF (LUCA,HAF&Striebel) | stuk | A46 - Kast 950x1050x160 leeg met deur | A46 - Arm 950x1050x160 vide sans porte | A46 Wall Cabinet 4PW6R PC2 IP44 | A46 Wall Cabinet 4PW6R PC2 IP44
2CPX052029R9999 | A56 | Active | 4011617520290 | 684.13 | 1 | 1 | stuk | ComfortLine A | BE31192 | SF (LUCA,HAF&Striebel) | stuk | A56 - Kast 950x1300x160 leeg met deur | A56 - Arm 950x1300x160 vide sans porte | A56 Wall Cabinet 5PW6R PC2 IP44 | A56 Wall Cabinet 5PW6R PC2 IP44
2CPX052030R9999 | A17 | Active | 4011617520306 | 287.93 | 1 | 1 | stuk | ComfortLine A | BE31192 | SF (LUCA,HAF&Striebel) | stuk | A17 - Kast 1100x300x160 leeg met deur | A17 - Arm 1100x300x160 vide sans porte | A17 Wall Cabinet 1PW7R PC2 IP44 | A17 Wall Cabinet 1PW7R PC2 IP44
2CPX052031R9999 | A27 | Active | 4011617520313 | 362.42 | 1 | 1 | stuk | ComfortLine A | BE31192 | SF (LUCA,HAF&Striebel) | stuk | A27 - Kast 1100x550x160 leeg met deur | A27 - Arm 1100x550x160 vide sans porte | A27 Wall Cabinet 2PW7R PC2 IP44 | A27 Wall Cabinet 2PW7R PC2 IP44
2CPX052032R9999 | A37 | Active | 4011617520320 | 496.79 | 1 | 1 | stuk | ComfortLine A | BE31192 | SF (LUCA,HAF&Striebel) | stuk | A37 - Kast 1100x800x160 leeg met deur | A37 - Arm 1100x800x160 vide sans porte | A37 Wall Cabinet 3PW7R PC2 IP44 | A37 Wall Cabinet 3PW7R PC2 IP44
2CPX052033R9999 | A47 | Active | 4011617520337 | 616.56 | 1 | 1 | stuk | ComfortLine A | BE31192 | SF (LUCA,HAF&Striebel) | stuk | A47 - Kast 1100x1050x160 leeg met deur | A47 - Arm 1100x1050x160 vide sans porte | A47 Wall Cabinet 4PW7R PC2 IP44 | A47 Wall Cabinet 4PW7R PC2 IP44
2CPX052034R9999 | A57 | Active | 4011617520344 | 767.05 | 1 | 1 | stuk | ComfortLine A | BE31192 | SF (LUCA,HAF&Striebel) | stuk | A57 - Kast 1100x1300x160 leeg met deur | A57 - Arm 1100x1300x160 vide sans porte | A57 Wall Cabinet 5PW7R PC2 IP44 | A57 Wall Cabinet 5PW7R PC2 IP44
2CPX052035R9999 | A18 | Active | 4011617520351 | 297.14 | 1 | 1 | stuk | ComfortLine A | BE31192 | SF (LUCA,HAF&Striebel) | stuk | A18 - Kast 1250x300x160 leeg met deur | A18 - Arm 1250x300x160 vide sans porte | A18 Wall Cabinet 1PW8R PC2 IP44 | A18 Wall Cabinet 1PW8R PC2 IP44
2CPX052036R9999 | A28 | Active | 4011617520368 | 396.95 | 1 | 1 | stuk | ComfortLine A | BE31192 | SF (LUCA,HAF&Striebel) | stuk | A28 - Kast 1250x550x160 leeg met deur | A28 - Arm 1250x550x160 vide sans porte | A28 Wall Cabinet 2PW8R PC2 IP44 | A28 Wall Cabinet 2PW8R PC2 IP44
2CPX052037R9999 | A38 | Active | 4011617520375 | 553.59 | 1 | 1 | stuk | ComfortLine A | BE31192 | SF (LUCA,HAF&Striebel) | stuk | A38 - Kast 1250x800x160 leeg met deur | A38 - Arm 1250x800x160 vide sans porte | A38 Wall Cabinet 3PW8R PC2 IP44 | A38 Wall Cabinet 3PW8R PC2 IP44
2CPX052038R9999 | A48 | Active | 4011617520382 | 664.93 | 1 | 1 | stuk | ComfortLine A | BE31192 | SF (LUCA,HAF&Striebel) | stuk | A48 - Kast 1250x1050x160 leeg met deur | A48 - Arm 1250x1050x160 vide sans porte | A48 Wall Cabinet 4PW8R PC2 IP44 | A48 Wall Cabinet 4PW8R PC2 IP44
2CPX052039R9999 | A58 | Active | 4011617520399 | 796.97 | 1 | 1 | stuk | ComfortLine A | BE31192 | SF (LUCA,HAF&Striebel) | stuk | A58 - Kast 1250x1300x160 leeg met deur | A58 - Arm 1250x1300x160 vide sans porte | A58 Wall Cabinet 5PW8R PC2 IP44 | A58 Wall Cabinet 5PW8R PC2 IP44
2CPX052040R9999 | A19 | Active | 4011617520405 | 330.15 | 1 | 1 | stuk | ComfortLine A | BE31192 | SF (LUCA,HAF&Striebel) | stuk | A19 - Kast 1400x300x160 leeg met deur | A19 - Arm 1400x300x160 vide sans porte | A19 Wall Cabinet 1PW9R PC2 IP44 | A19 Wall Cabinet 1PW9R PC2 IP44
2CPX052041R9999 | A29 | Active | 4011617520412 | 430.73 | 1 | 1 | stuk | ComfortLine A | BE31192 | SF (LUCA,HAF&Striebel) | stuk | A29 - Kast 1400x550x160 leeg met deur | A29 - Arm 1400x550x160 vide sans porte | A29 Wall Cabinet 2PW9R PC2 IP44 | A29 Wall Cabinet 2PW9R PC2 IP44
2CPX052042R9999 | A39 | Active | 4011617520429 | 592.74 | 1 | 1 | stuk | ComfortLine A | BE31192 | SF (LUCA,HAF&Striebel) | stuk | A39 - Kast 1400x800x160 leeg met deur | A39 - Arm 1400x800x160 vide sans porte | A39 Wall Cabinet 3PW9R PC2 IP44 | A39 Wall Cabinet 3PW9R PC2 IP44
2CPX052043R9999 | A49 | Active | 4011617520436 | 695.64 | 1 | 1 | stuk | ComfortLine A | BE31192 | SF (LUCA,HAF&Striebel) | stuk | A49 - Kast 1400x1050x160 leeg met deur | A49 - Arm 1400x1050x160 vide sans porte | A49 Wall Cabinet 4PW9R PC2 IP44 | A49 Wall Cabinet 4PW9R PC2 IP44
2CPX052044R9999 | A59 | Active | 4011617520443 | 873 | 1 | 1 | stuk | ComfortLine A | BE31192 | SF (LUCA,HAF&Striebel) | stuk | A59 - Kast 1400x1300x160 leeg met deur | A59 - Arm 1400x1300x160 vide sans porte | A59 Wall Cabinet 5PW9R PC2 IP44 | A59 Wall Cabinet 5PW9R PC2 IP44
2CPX052050R9999 | B13 | Active | 4011617520504 | 190.42 | 1 | 1 | stuk | ComfortLine B | BE31192 | SF (LUCA,HAF&Striebel) | stuk | B13 - Kast 500x300x160 leeg met deur | B13 - Arm 500x300x160 vide avec porte | B13 Wall Cabinet 1PW3R PC1 IP44 | B13 Wall Cabinet 1PW3R PC1 IP44
2CPX052051R9999 | B23 | Active | 4011617520511 | 219.61 | 1 | 1 | stuk | ComfortLine B | BE31192 | SF (LUCA,HAF&Striebel) | stuk | B23 - Kast 500x550x160 leeg met deur | B23 - Arm 500x550x160 vide avec porte | B23 Wall Cabinet 2PW3R PC1 IP44 | B23 Wall Cabinet 2PW3R PC1 IP44
2CPX052052R9999 | B33 | Active | 4011617520528 | 299.45 | 1 | 1 | stuk | ComfortLine B | BE31192 | SF (LUCA,HAF&Striebel) | stuk | B33 - Kast 500x800x160 leeg met deur | B33 - Arm 500x800x160 vide avec porte | B33 Wall Cabinet 3PW3R PC1 IP44 | B33 Wall Cabinet 3PW3R PC1 IP44
2CPX052053R9999 | B14 | Active | 4011617520535 | 205.77 | 1 | 1 | stuk | ComfortLine B | BE31192 | SF (LUCA,HAF&Striebel) | stuk | B14 - Kast 650x300x160 leeg met deur | B14 - Arm 650x300x160 vide avec porte | B14 Wall Cabinet 1PW4R PC1 IP44 | B14 Wall Cabinet 1PW4R PC1 IP44
2CPX052054R9999 | B24 | Active | 4011617520542 | 238.01 | 1 | 1 | stuk | ComfortLine B | BE31192 | SF (LUCA,HAF&Striebel) | stuk | B24 - Kast 650x550x160 leeg met deur | B24 - Arm 650x550x160 vide avec porte | B24 Wall Cabinet 2PW4R PC1 IP44 | B24 Wall Cabinet 2PW4R PC1 IP44
2CPX052055R9999 | B34 | Active | 4011617520559 | 337.84 | 1 | 1 | stuk | ComfortLine B | BE31192 | SF (LUCA,HAF&Striebel) | stuk | B34 - Kast 650x800x160 leeg met deur | B34 - Arm 650x800x160 vide avec porte | B34 Wall Cabinet 3PW4R PC1 IP44 | B34 Wall Cabinet 3PW4R PC1 IP44
2CPX052056R9999 | B44 | Active | 4011617520566 | 396.95 | 1 | 1 | stuk | ComfortLine B | BE31192 | SF (LUCA,HAF&Striebel) | stuk | B44 - Kast 650x1050x160 leeg met deur | B44 - Arm 650x1050x160 vide avec porte | B44 Wall Cabinet 4PW4R PC1 IP44 | B44 Wall Cabinet 4PW4R PC1 IP44
2CPX052057R9999 | B54 | Active | 4011617520573 | 493.71 | 1 | 1 | stuk | ComfortLine B | BE31192 | SF (LUCA,HAF&Striebel) | stuk | B54 - Kast 650x1300x160 leeg met deur | B54 - Arm 650x1300x160 vide avec porte | B54 Wall Cabinet 5PW4R PC1 IP44 | B54 Wall Cabinet 5PW4R PC1 IP44
2CPX052058R9999 | B15 | Active | 4011617520580 | 218.05 | 1 | 1 | stuk | ComfortLine B | BE31192 | SF (LUCA,HAF&Striebel) | stuk | B15 - Kast 800x300x160 leeg met deur | B15 - Arm 800x300x160 vide avec porte | B15 Wall Cabinet 1PW5R PC1 IP44 | B15 Wall Cabinet 1PW5R PC1 IP44
2CPX052059R9999 | B25 | Active | 4011617520597 | 253.39 | 1 | 1 | stuk | ComfortLine B | BE31192 | SF (LUCA,HAF&Striebel) | stuk | B25 - Kast 800x550x160 leeg met deur | B25 - Arm 800x550x160 vide avec porte | B25 Wall Cabinet 2PW5R PC1 IP44 | B25 Wall Cabinet 2PW5R PC1 IP44
2CPX052060R9999 | B35 | Active | 4011617520603 | 355.49 | 1 | 1 | stuk | ComfortLine B | BE31192 | SF (LUCA,HAF&Striebel) | stuk | B35 - Kast 800x800x160 leeg met deur | B35 - Arm 800x800x160 vide avec porte | B35 Wall Cabinet 3PW5R PC1 IP44 | B35 Wall Cabinet 3PW5R PC1 IP44
2CPX052061R9999 | B45 | Active | 4011617520610 | 428.43 | 1 | 1 | stuk | ComfortLine B | BE31192 | SF (LUCA,HAF&Striebel) | stuk | B45 - Kast 800x1050x160 leeg met deur | B45 - Arm 800x1050x160 vide avec porte | B45 Wall Cabinet 4PW5R PC1 IP44 | B45 Wall Cabinet 4PW5R PC1 IP44
2CPX052062R9999 | B55 | Active | 4011617520627 | 508.28 | 1 | 1 | stuk | ComfortLine B | BE31192 | SF (LUCA,HAF&Striebel) | stuk | B55 - Kast 800x1300x160 leeg met deur | B55 - Arm 800x1300x160 vide avec porte | B55 Wall Cabinet 5PW5R PC1 IP44 | B55 Wall Cabinet 5PW5R PC1 IP44
2CPX052063R9999 | B16 | Active | 4011617520634 | 228.05 | 1 | 1 | stuk | ComfortLine B | BE31192 | SF (LUCA,HAF&Striebel) | stuk | B16 - Kast 950x300x160 leeg met deur | B16 - Arm 950x300x160 vide avec porte | B16 Wall Cabinet 1PW6R PC1 IP44 | B16 Wall Cabinet 1PW6R PC1 IP44
2CPX052064R9999 | B26 | Active | 4011617520641 | 273.34 | 1 | 1 | stuk | ComfortLine B | BE31192 | SF (LUCA,HAF&Striebel) | stuk | B26 - Kast 950x550x160 leeg met deur | B26 - Arm 950x550x160 vide avec porte | B26 Wall Cabinet 2PW6R PC1 IP44 | B26 Wall Cabinet 2PW6R PC1 IP44
2CPX052065R9999 | B36 | Active | 4011617520658 | 378.54 | 1 | 1 | stuk | ComfortLine B | BE31192 | SF (LUCA,HAF&Striebel) | stuk | B36 - Kast 950x800x160 leeg met deur | B36 - Arm 950x800x160 vide avec porte | B36 Wall Cabinet 3PW6R PC1 IP44 | B36 Wall Cabinet 3PW6R PC1 IP44
2CPX052066R9999 | B46 | Active | 4011617520665 | 445.34 | 1 | 1 | stuk | ComfortLine B | BE31192 | SF (LUCA,HAF&Striebel) | stuk | B46 - Kast 950x1050x160 leeg met deur | B46 - Arm 950x1050x160 vide avec porte | B46 Wall Cabinet 4PW6R PC1 IP44 | B46 Wall Cabinet 4PW6R PC1 IP44
2CPX052067R9999 | B56 | Active | 4011617520672 | 531.32 | 1 | 1 | stuk | ComfortLine B | BE31192 | SF (LUCA,HAF&Striebel) | stuk | B56 - Kast 950x1300x160 leeg met deur | B56 - Arm 950x1300x160 vide avec porte | B56 Wall Cabinet 5PW6R PC1 IP44 | B56 Wall Cabinet 5PW6R PC1 IP44
2CPX052068R9999 | B17 | Active | 4011617520689 | 244.94 | 1 | 1 | stuk | ComfortLine B | BE31192 | SF (LUCA,HAF&Striebel) | stuk | B17 - Kast 1100x300x160 leeg met deur | B17 - Arm 1100x300x160 vide avec porte | B17 Wall Cabinet 1PW7R PC1 IP44 | B17 Wall Cabinet 1PW7R PC1 IP44
2CPX052069R9999 | B27 | Active | 4011617520696 | 301.76 | 1 | 1 | stuk | ComfortLine B | BE31192 | SF (LUCA,HAF&Striebel) | stuk | B27 - Kast 1100x550x160 leeg met deur | B27 - Arm 1100x550x160 vide avec porte | B27 Wall Cabinet 2PW7R PC1 IP44 | B27 Wall Cabinet 2PW7R PC1 IP44
2CPX052070R9999 | B37 | Active | 4011617520702 | 416.91 | 1 | 1 | stuk | ComfortLine B | BE31192 | SF (LUCA,HAF&Striebel) | stuk | B37 - Kast 1100x800x160 leeg met deur | B37 - Arm 1100x800x160 vide avec porte | B37 Wall Cabinet 3PW7R PC1 IP44 | B37 Wall Cabinet 3PW7R PC1 IP44
2CPX052071R9999 | B47 | Active | 4011617520719 | 489.86 | 1 | 1 | stuk | ComfortLine B | BE31192 | SF (LUCA,HAF&Striebel) | stuk | B47 - Kast 1100x1050x160 leeg met deur | B47 - Arm 1100x1050x160 vide avec porte | B47 Wall Cabinet 4PW7R PC1 IP44 | B47 Wall Cabinet 4PW7R PC1 IP44
2CPX052072R9999 | B57 | Active | 4011617520726 | 581.98 | 1 | 1 | stuk | ComfortLine B | BE31192 | SF (LUCA,HAF&Striebel) | stuk | B57 - Kast 1100x1300x160 leeg met deur | B57 - Arm 1100x1300x160 vide avec porte | B57 Wall Cabinet 5PW7R PC1 IP44 | B57 Wall Cabinet 5PW7R PC1 IP44
2CPX052073R9999 | B18 | Active | 4011617520733 | 256.45 | 1 | 1 | stuk | ComfortLine B | BE31192 | SF (LUCA,HAF&Striebel) | stuk | B18 - Kast 1250x300x160 leeg met deur | B18 - Arm 1250x300x160 vide avec porte | B18 Wall Cabinet 1PW8R PC1 IP44 | B18 Wall Cabinet 1PW8R PC1 IP44
2CPX052074R9999 | B28 | Active | 4011617520740 | 327.85 | 1 | 1 | stuk | ComfortLine B | BE31192 | SF (LUCA,HAF&Striebel) | stuk | B28 - Kast 1250x550x160 leeg met deur | B28 - Arm 1250x550x160 vide avec porte | B28 Wall Cabinet 2PW8R PC1 IP44 | B28 Wall Cabinet 2PW8R PC1 IP44
2CPX052075R9999 | B38 | Active | 4011617520757 | 449.94 | 1 | 1 | stuk | ComfortLine B | BE31192 | SF (LUCA,HAF&Striebel) | stuk | B38 - Kast 1250x800x160 leeg met deur | B38 - Arm 1250x800x160 vide avec porte | B38 Wall Cabinet 3PW8R PC1 IP44 | B38 Wall Cabinet 3PW8R PC1 IP44
2CPX052076R9999 | B48 | Active | 4011617520764 | 539 | 1 | 1 | stuk | ComfortLine B | BE31192 | SF (LUCA,HAF&Striebel) | stuk | B48 - Kast 1250x1050x160 leeg met deur | B48 - Arm 1250x1050x160 vide avec porte | B48 Wall Cabinet 4PW8R PC1 IP44 | B48 Wall Cabinet 4PW8R PC1 IP44
2CPX052077R9999 | B58 | Active | 4011617520771 | 641.89 | 1 | 1 | stuk | ComfortLine B | BE31192 | SF (LUCA,HAF&Striebel) | stuk | B58 - Kast 1250x1300x160 leeg met deur | B58 - Arm 1250x1300x160 vide avec porte | B58 Wall Cabinet 5PW8R PC1 IP44 | B58 Wall Cabinet 5PW8R PC1 IP44
2CPX052078R9999 | B19 | Active | 4011617520788 | 284.09 | 1 | 1 | stuk | ComfortLine B | BE31192 | SF (LUCA,HAF&Striebel) | stuk | B19 - Kast 1400x300x160 leeg met deur | B19 - Arm 1400x300x160 vide avec porte | B19 Wall Cabinet 1PW9R PC1 IP44 | B19 Wall Cabinet 1PW9R PC1 IP44
2CPX052079R9999 | B29 | Active | 4011617520795 | 357.8 | 1 | 1 | stuk | ComfortLine B | BE31192 | SF (LUCA,HAF&Striebel) | stuk | B29 - Kast 1400x550x160 leeg met deur | B29 - Arm 1400x550x160 vide avec porte | B29 Wall Cabinet 2PW9R PC1 IP44 | B29 Wall Cabinet 2PW9R PC1 IP44
2CPX052080R9999 | B39 | Active | 4011617520801 | 494.46 | 1 | 1 | stuk | ComfortLine B | BE31192 | SF (LUCA,HAF&Striebel) | stuk | B39 - Kast 1400x800x160 leeg met deur | B39 - Arm 1400x800x160 vide avec porte | B39 Wall Cabinet 3PW9R PC1 IP44 | B39 Wall Cabinet 3PW9R PC1 IP44
2CPX052081R9999 | B49 | Active | 4011617520818 | 595.81 | 1 | 1 | stuk | ComfortLine B | BE31192 | SF (LUCA,HAF&Striebel) | stuk | B49 - Kast 1400x1050x160 leeg met deur | B49 - Arm 1400x1050x160 vide avec porte | B49 Wall Cabinet 4PW9R PC1 IP44 | B49 Wall Cabinet 4PW9R PC1 IP44
2CPX052082R9999 | B59 | Active | 4011617520825 | 706.38 | 1 | 1 | stuk | ComfortLine B | BE31192 | SF (LUCA,HAF&Striebel) | stuk | B59 - Kast 1400x1300x160 leeg met deur | B59 - Arm 1400x1300x160 vide avec porte | B59 Wall Cabinet 5PW9R PC1 IP44 | B59 Wall Cabinet 5PW9R PC1 IP44
2CPX052083R9999 | A17B | Active | 4011617520832 | 234.19 | 1 | 1 | stuk | ComfortLine A | BE31192 | SF (LUCA,HAF&Striebel) | stuk | A17B - Kast 1100x300x160 leeg z deur | A17B - Arm 1100x300x160 vide s porte | A17B Wall Cab.1PW7R basic w/o door | A17B Wall Cab.1PW7R basic w/o door
2CPX052084R9999 | A27B | Active | 4011617520849 | 289.47 | 1 | 1 | stuk | ComfortLine A | BE31192 | SF (LUCA,HAF&Striebel) | stuk | A27B - Kast 1100x550x160 leeg z deur | A27B - Arm 1100x550x160 vide s porte | A27B Wall Cab.2PW7R basic w/o door | A27B Wall Cab.2PW7R basic w/o door
2CPX052085R9999 | A37B | Active | 4011617520856 | 367.78 | 1 | 1 | stuk | ComfortLine A | BE31192 | SF (LUCA,HAF&Striebel) | stuk | A37B - Kast 1100x800x160 leeg z deur | A37B - Arm 1100x800x160 vide s porte | A37B Wall Cab.3PW7R basic w/o door | A37B Wall Cab.3PW7R basic w/o door
2CPX052086R9999 | A47B | Active | 4011617520863 | 460.68 | 1 | 1 | stuk | ComfortLine A | BE31192 | SF (LUCA,HAF&Striebel) | stuk | A47B - Kast 1100x1050x160 leeg z deur | A47B - Arm 1100x1050x160 vide s porte | A47B Wall Cab.4PW7R basic w/o door | A47B Wall Cab.4PW7R basic w/o door
2CPX052087R9999 | A57B | Active | 4011617520870 | 576.64 | 1 | 1 | stuk | ComfortLine A | BE31192 | SF (LUCA,HAF&Striebel) | stuk | A57B - Kast 1100x1300x160 leeg z deur | A57B - Arm 1100x1300x160 vide s porte | A57B Wall Cab.5PW7R basic w/o door | A57B Wall Cab.5PW7R basic w/o door
2CPX052088R9999 | A19B | Active | 4011617520887 | 267.97 | 1 | 1 | stuk | ComfortLine A | BE31192 | SF (LUCA,HAF&Striebel) | stuk | A19B - Kast 1400x300x160 leeg z deur | A19B - Arm 1400x300x160 vide s porte | A19B Wall Cab.1PW9R basic w/o door | A19B Wall Cab.1PW9R basic w/o door
2CPX052089R9999 | A29B | Active | 4011617520894 | 337.07 | 1 | 1 | stuk | ComfortLine A | BE31192 | SF (LUCA,HAF&Striebel) | stuk | A29B - Kast 1400x550x160 leeg z deur | A29B - Arm 1400x550x160 vide s porte | A29B Wall Cab.2PW9R basic w/o door | A29B Wall Cab.2PW9R basic w/o door
2CPX052090R9999 | A39B | Active | 4011617520900 | 431.51 | 1 | 1 | stuk | ComfortLine A | BE31192 | SF (LUCA,HAF&Striebel) | stuk | A39B - Kast 1400x800x160 leeg z deur | A39B - Arm 1400x800x160 vide s porte | A39B Wall Cab.3PW9R basic w/o door | A39B Wall Cab.3PW9R basic w/o door
2CPX052091R9999 | A49B | Active | 4011617520917 | 505.22 | 1 | 1 | stuk | ComfortLine A | BE31192 | SF (LUCA,HAF&Striebel) | stuk | A49B - Kast 1400x1050x160 leeg z deur | A49B - Arm 1400x1050x160 vide s porte | A49B Wall Cab.4PW9R basic w/o door | A49B Wall Cab.4PW9R basic w/o door
2CPX052092R9999 | A59B | Active | 4011617520924 | 637.28 | 1 | 1 | stuk | ComfortLine A | BE31192 | SF (LUCA,HAF&Striebel) | stuk | A59B - Kast 1400x1300x160 leeg z deur | A59B - Arm 1400x1300x160 vide s porte | A59B Wall Cab.5PW9R basic w/o door | A59B Wall Cab.5PW9R basic w/o door
2CPX052142R9999 | CA13 | Active | 4011617521426 | 152.02 | 1 | 1 | stuk | ComfortLine Compact CA | BE31192 | SF (LUCA,HAF&Striebel) | stuk | CA13 - Kast 500x300x160 leeg met deur | CA13 - Arm 500x300x160 vide avec porte | CA13 Comp.DB 1PW 3R empty w.door | CA13 Comp.DB 1PW 3R empty w.door
2CPX052143R9999 | CA14 | Active | 4011617521433 | 155.47 | 1 | 1 | stuk | ComfortLine Compact CA | BE31192 | SF (LUCA,HAF&Striebel) | stuk | CA14 - Kast 650x300x160 leeg met deur | CA14 - Arm 650x300x160 vide avec porte | CA14 Comp.DB 1PW 4R empty w.door | CA14 Comp.DB 1PW 4R empty w.door
2CPX052144R9999 | CA15 | Active | 4011617521440 | 165.09 | 1 | 1 | stuk | ComfortLine Compact CA | BE31192 | SF (LUCA,HAF&Striebel) | stuk | CA15 - Kast 800x300x160 leeg met deur | CA15 - Arm 800x300x160 vide avec porte | CA15 Comp.DB 1PW 5R empty w.door | CA15 Comp.DB 1PW 5R empty w.door
2CPX052145R9999 | CA16 | Active | 4011617521457 | 183.11 | 1 | 1 | stuk | ComfortLine Compact CA | BE31192 | SF (LUCA,HAF&Striebel) | stuk | CA16 - Kast 950x300x160 leeg met deur | CA16 - Arm 950x300x160 vide avec porte | CA16 Comp.DB 1PW 6R empty w.door | CA16 Comp.DB 1PW 6R empty w.door
2CPX052146R9999 | CA17 | Active | 4011617521464 | 198.87 | 1 | 1 | stuk | ComfortLine Compact CA | BE31192 | SF (LUCA,HAF&Striebel) | stuk | CA17 - Kast 1100x300x160 leeg met deur | CA17 - Arm 1100x300x160 vide avec porte | CA17 Comp.DB 1PW 7R empty w.door | CA17 Comp.DB 1PW 7R empty w.door
2CPX052147R9999 | CA18 | Active | 4011617521471 | 215.76 | 1 | 1 | stuk | ComfortLine Compact CA | BE31192 | SF (LUCA,HAF&Striebel) | stuk | CA18 - Kast 1250x300x160 leeg met deur | CA18 - Arm 1250x300x160 vide avec porte | CA18 Comp.DB 1PW 8R empty w.door | CA18 Comp.DB 1PW 8R empty w.door
2CPX052148R9999 | CA23 | Active | 4011617521488 | 233.42 | 1 | 1 | stuk | ComfortLine Compact CA | BE31192 | SF (LUCA,HAF&Striebel) | stuk | CA23 - Kast 500x550x160 leeg met deur | CA23 - Arm 500x550x160 vide avec porte | CA23 Comp.DB 2PW 3R empty w.door | CA23 Comp.DB 2PW 3R empty w.door
2CPX052149R9999 | CA24 | Active | 4011617521495 | 254.53 | 1 | 1 | stuk | ComfortLine Compact CA | BE31192 | SF (LUCA,HAF&Striebel) | stuk | CA24 - Kast 650x550x160 leeg met deur | CA24 - Arm 650x550x160 vide avec porte | CA24 Comp.DB 2PW 4R empty w.door | CA24 Comp.DB 2PW 4R empty w.door
2CPX052150R9999 | CA25 | Active | 4011617521501 | 302.52 | 1 | 1 | stuk | ComfortLine Compact CA | BE31192 | SF (LUCA,HAF&Striebel) | stuk | CA25 - Kast 800x550x160 leeg met deur | CA25 - Arm 800x550x160 vide avec porte | CA25 Comp.DB 2PW 5R empty w.door | CA25 Comp.DB 2PW 5R empty w.door
2CPX052151R9999 | CA26 | Active | 4011617521518 | 327.46 | 1 | 1 | stuk | ComfortLine Compact CA | BE31192 | SF (LUCA,HAF&Striebel) | stuk | CA26 - Kast 950x550x160 leeg met deur | CA26 - Arm 950x550x160 vide avec porte | CA26 Comp.DB 2PW 6R empty w.door | CA26 Comp.DB 2PW 6R empty w.door
2CPX052152R9999 | CA27 | Active | 4011617521525 | 361.24 | 1 | 1 | stuk | ComfortLine Compact CA | BE31192 | SF (LUCA,HAF&Striebel) | stuk | CA27 - Kast 1100x550x160 leeg met deur | CA27 - Arm 1100x550x160 vide avec porte | CA27 Comp.DB 2PW 7R empty w.door | CA27 Comp.DB 2PW 7R empty w.door
2CPX052153R9999 | CA28 | Active | 4011617521532 | 393.12 | 1 | 1 | stuk | ComfortLine Compact CA | BE31192 | SF (LUCA,HAF&Striebel) | stuk | CA28 - Kast 1250x550x160 leeg met deur | CA28 - Arm 1250x550x160 vide avec porte | CA28 Comp.DB 2PW 8R empty w.door | CA28 Comp.DB 2PW 8R empty w.door
2CPX052154R9999 | CA34 | Active | 4011617521549 | 366.24 | 1 | 1 | stuk | ComfortLine Compact CA | BE31192 | SF (LUCA,HAF&Striebel) | stuk | CA34 - Kast 650x800x160 leeg met deur | CA34 - Arm 650x800x160 vide avec porte | CA34 Comp.DB 3PW 4R empty w.door | CA34 Comp.DB 3PW 4R empty w.door
2CPX052155R9999 | CA35 | Active | 4011617521556 | 397.35 | 1 | 1 | stuk | ComfortLine Compact CA | BE31192 | SF (LUCA,HAF&Striebel) | stuk | CA35 - Kast 800x800x160 leeg met deur | CA35 - Arm 800x800x160 vide avec porte | CA35 Comp.DB 3PW 5R empty w.door | CA35 Comp.DB 3PW 5R empty w.door
2CPX052156R9999 | CA36 | Active | 4011617521563 | 416.15 | 1 | 1 | stuk | ComfortLine Compact CA | BE31192 | SF (LUCA,HAF&Striebel) | stuk | CA36 - Kast 950x800x160 leeg met deur | CA36 - Arm 950x800x160 vide avec porte | CA36 Comp.DB 3PW 6R empty w.door | CA36 Comp.DB 3PW 6R empty w.door
2CPX052157R9999 | CA37 | Active | 4011617521570 | 471.81 | 1 | 1 | stuk | ComfortLine Compact CA | BE31192 | SF (LUCA,HAF&Striebel) | stuk | CA37 - Kast 1100x800x160 leeg met deur | CA37 - Arm 1100x800x160 vide avec porte | CA37 Comp.DB 3PW 7R empty w.door | CA37 Comp.DB 3PW 7R empty w.door
2CPX052158R9999 | CA38 | Active | 4011617521587 | 532.86 | 1 | 1 | stuk | ComfortLine Compact CA | BE31192 | SF (LUCA,HAF&Striebel) | stuk | CA38 - Kast 1250x800x160 leeg met deur | CA38 - Arm 1250x800x160 vide avec porte | CA38 Comp.DB 3PW 8R empty w.door | CA38 Comp.DB 3PW 8R empty w.door
2CPX052159R9999 | CA45 | Active | 4011617521594 | 512.49 | 1 | 1 | stuk | ComfortLine Compact CA | BE31192 | SF (LUCA,HAF&Striebel) | stuk | CA45 - Kast 800x1050x160 leeg met deur | CA45 - Arm 800x1050x160 vide avec porte | CA45 Comp.DB 4PW 5R empty w.door | CA45 Comp.DB 4PW 5R empty w.door
2CPX052160R9999 | CA46 | Active | 4011617521600 | 533.22 | 1 | 1 | stuk | ComfortLine Compact CA | BE31192 | SF (LUCA,HAF&Striebel) | stuk | CA46 - Kast 950x1050x160 leeg met deur | CA46 - Arm 950x1050x160 vide avec porte | CA46 Comp.DB 4PW 6R empty w.door | CA46 Comp.DB 4PW 6R empty w.door
2CPX052161R9999 | CA13B | Active | 4011617521617 | 73.33 | 1 | 1 | stuk | ComfortLine Compact CA | BE31192 | SF (LUCA,HAF&Striebel) | stuk | CA13B - Kast 500x300x160 leeg z deur | CA13B - Arm 500x300x160 vide sans porte | CA13B Comp.DB 1PW 3R empty wo.door | CA13B Comp.DB 1PW 3R empty wo.door
2CPX052162R9999 | CA14B | Active | 4011617521624 | 74.87 | 1 | 1 | stuk | ComfortLine Compact CA | BE31192 | SF (LUCA,HAF&Striebel) | stuk | CA14B - Kast 650x300x160 leeg z deur | CA14B - Arm 650x300x160 vide sans porte | CA14B Comp.DB 1PW 4R empty wo.door | CA14B Comp.DB 1PW 4R empty wo.door
2CPX052163R9999 | CA15B | Active | 4011617521631 | 97.11 | 1 | 1 | stuk | ComfortLine Compact CA | BE31192 | SF (LUCA,HAF&Striebel) | stuk | CA15B - Kast 800x300x160 leeg z deur | CA15B - Arm 800x300x160 vide sans porte | CA15B Comp.DB 1PW 5R empty wo.door | CA15B Comp.DB 1PW 5R empty wo.door
2CPX052164R9999 | CA16B | Active | 4011617521648 | 111.73 | 1 | 1 | stuk | ComfortLine Compact CA | BE31192 | SF (LUCA,HAF&Striebel) | stuk | CA16B - Kast 950x300x160 leeg z deur | CA16B - Arm 950x300x160 vide sans porte | CA16B Comp.DB 1PW 6R empty wo.door | CA16B Comp.DB 1PW 6R empty wo.door
2CPX052165R9999 | CA17B | Active | 4011617521655 | 128.61 | 1 | 1 | stuk | ComfortLine Compact CA | BE31192 | SF (LUCA,HAF&Striebel) | stuk | CA17B - Kast 1100x300x160 leeg z deur | CA17B - Arm 1100x300x160 vide sans porte | CA17B Comp.DB 1PW 7R empty wo.door | CA17B Comp.DB 1PW 7R empty wo.door
2CPX052166R9999 | CA18B | Active | 4011617521662 | 147.8 | 1 | 1 | stuk | ComfortLine Compact CA | BE31192 | SF (LUCA,HAF&Striebel) | stuk | CA18B - Kast 1250x300x160 leeg z deur | CA18B - Arm 1250x300x160 vide sans porte | CA18B Comp.DB 1PW 8R empty wo.door | CA18B Comp.DB 1PW 8R empty wo.door
2CPX052167R9999 | CA23B | Active | 4011617521679 | 135.12 | 1 | 1 | stuk | ComfortLine Compact CA | BE31192 | SF (LUCA,HAF&Striebel) | stuk | CA23B - Kast 500x550x160 leeg z deur | CA23B - Arm 500x550x160 vide sans porte | CA23B Comp.DB 2PW 3R empty wo.door | CA23B Comp.DB 2PW 3R empty wo.door
2CPX052168R9999 | CA24B | Active | 4011617521686 | 158.95 | 1 | 1 | stuk | ComfortLine Compact CA | BE31192 | SF (LUCA,HAF&Striebel) | stuk | CA24B - Kast 650x550x160 leeg z deur | CA24B - Arm 650x550x160 vide sans porte | CA24B Comp.DB 2PW 4R empty wo.door | CA24B Comp.DB 2PW 4R empty wo.door
2CPX052169R9999 | CA25B | Active | 4011617521693 | 205.38 | 1 | 1 | stuk | ComfortLine Compact CA | BE31192 | SF (LUCA,HAF&Striebel) | stuk | CA25B - Kast 800x550x160 leeg z deur | CA25B - Arm 800x550x160 vide sans porte | CA25B Comp.DB 2PW 5R empty wo.door | CA25B Comp.DB 2PW 5R empty wo.door
2CPX052170R9999 | CA26B | Active | 4011617521709 | 228.82 | 1 | 1 | stuk | ComfortLine Compact CA | BE31192 | SF (LUCA,HAF&Striebel) | stuk | CA26B - Kast 950x550x160 leeg z deur | CA26B - Arm 950x550x160 vide sans porte | CA26B Comp.DB 2PW 6R empty wo.door | CA26B Comp.DB 2PW 6R empty wo.door
2CPX052171R9999 | CA27B | Active | 4011617521716 | 254.15 | 1 | 1 | stuk | ComfortLine Compact CA | BE31192 | SF (LUCA,HAF&Striebel) | stuk | CA27B - Kast 1100x550x160 leeg z deur | CA27B - Arm 1100x550x160 vide sans porte | CA27B Comp.DB 2PW 7R empty wo.door | CA27B Comp.DB 2PW 7R empty wo.door
2CPX052172R9999 | CA28B | Active | 4011617521723 | 283.32 | 1 | 1 | stuk | ComfortLine Compact CA | BE31192 | SF (LUCA,HAF&Striebel) | stuk | CA28B - Kast 1250x550x160 leeg z deur | CA28B - Arm 1250x550x160 vide sans porte | CA28B Comp.DB 2PW 8R empty wo.door | CA28B Comp.DB 2PW 8R empty wo.door
2CPX052173R9999 | CA34B | Active | 4011617521730 | 208.83 | 1 | 1 | stuk | ComfortLine Compact CA | BE31192 | SF (LUCA,HAF&Striebel) | stuk | CA34B - Kast 650x800x160 leeg z deur | CA34B - Arm 650x800x160 vide sans porte | CA34B Comp.DB 3PW 4R empty wo.door | CA34B Comp.DB 3PW 4R empty wo.door
2CPX052174R9999 | CA35B | Active | 4011617521747 | 231.12 | 1 | 1 | stuk | ComfortLine Compact CA | BE31192 | SF (LUCA,HAF&Striebel) | stuk | CA35B - Kast 800x800x160 leeg z deur | CA35B - Arm 800x800x160 vide sans porte | CA35B Comp.DB 3PW 5R empty wo.door | CA35B Comp.DB 3PW 5R empty wo.door
2CPX052175R9999 | CA36B | Active | 4011617521754 | 244.94 | 1 | 1 | stuk | ComfortLine Compact CA | BE31192 | SF (LUCA,HAF&Striebel) | stuk | CA36B - Kast 950x800x160 leeg z deur | CA36B - Arm 950x800x160 vide sans porte | CA36B Comp.DB 3PW 6R empty wo.door | CA36B Comp.DB 3PW 6R empty wo.door
2CPX052176R9999 | CA37B | Active | 4011617521761 | 297.52 | 1 | 1 | stuk | ComfortLine Compact CA | BE31192 | SF (LUCA,HAF&Striebel) | stuk | CA37B - Kast 1100x800x160 leeg z deur | CA37B - Arm 1100x800x160 vide sans porte | CA37B Comp.DB 3PW 7R empty wo.door | CA37B Comp.DB 3PW 7R empty wo.door
2CPX052177R9999 | CA38B | Active | 4011617521778 | 361.64 | 1 | 1 | stuk | ComfortLine Compact CA | BE31192 | SF (LUCA,HAF&Striebel) | stuk | CA38B - Kast 1250x800x160 leeg z deur | CA38B - Arm 1250x800x160 vide sans porte | CA38B Comp.DB 3PW 8R empty wo.door | CA38B Comp.DB 3PW 8R empty wo.door
2CPX052178R9999 | CA45B | Active | 4011617521785 | 316.34 | 1 | 1 | stuk | ComfortLine Compact CA | BE31192 | SF (LUCA,HAF&Striebel) | stuk | CA45B - Kast 800x1050x160 leeg z deur | CA45B - Arm 800x1050x160 vide sans porte | CA45B Comp.DB 4PW 5R empty wo.door | CA45B Comp.DB 4PW 5R empty wo.door
2CPX052179R9999 | CA46B | Active | 4011617521792 | 330.15 | 1 | 1 | stuk | ComfortLine Compact CA | BE31192 | SF (LUCA,HAF&Striebel) | stuk | CA46B - Kast 950x1050x160 leeg z deur | CA46B - Arm 950x1050x160 vide sans porte | CA46B Comp.DB 4PW 6R empty wo.door | CA46B Comp.DB 4PW 6R empty wo.door
2CPX052180R9999 | CA13V | Active | 4011617521808 | 251.45 | 1 | 1 | stuk | ComfortLine Compact CA | BE31192 | SF (LUCA,HAF&Striebel) | stuk | CA13V - Kast 500x300x160 3R DIN125 | CA13V - Arm 500x300x160 3R DIN125 | CA13V Comp.DB 1PW 3R IP44 | CA13V Comp.DB 1PW 3R IP44
2CPX052181R9999 | CA14V | Active | 4011617521815 | 268.74 | 1 | 1 | stuk | ComfortLine Compact CA | BE31192 | SF (LUCA,HAF&Striebel) | stuk | CA14V - Kast 650x300x160 4R DIN125 | CA14V - Arm 650x300x160 4R DIN125 | CA14V Comp.DB 1PW 4R IP44 | CA14V Comp.DB 1PW 4R IP44
2CPX052182R9999 | CA15V | Active | 4011617521822 | 279.09 | 1 | 1 | stuk | ComfortLine Compact CA | BE31192 | SF (LUCA,HAF&Striebel) | stuk | CA15V - Kast 800x300x160 5R DIN125 | CA15V - Arm 800x300x160 5R DIN125 | CA15V Comp.DB 1PW 5R IP44 | CA15V Comp.DB 1PW 5R IP44
2CPX052183R9999 | CA16V | Active | 4011617521839 | 361.24 | 1 | 1 | stuk | ComfortLine Compact CA | BE31192 | SF (LUCA,HAF&Striebel) | stuk | CA16V - Kast 950x300x160 6R DIN125 | CA16V - Arm 950x300x160 6R DIN125 | CA16V Comp.DB 1PW 6R IP44 | CA16V Comp.DB 1PW 6R IP44
2CPX052184R9999 | CA23V | Active | 4011617521846 | 388.51 | 1 | 1 | stuk | ComfortLine Compact CA | BE31192 | SF (LUCA,HAF&Striebel) | stuk | CA23V - Kast 500x550x160 3R DIN125 | CA23V - Arm 500x550x160 3R DIN125 | CA23V Comp.DB 2PW 3R IP44 | CA23V Comp.DB 2PW 3R IP44
2CPX052185R9999 | CA24V | Active | 4011617521853 | 394.28 | 1 | 1 | stuk | ComfortLine Compact CA | BE31192 | SF (LUCA,HAF&Striebel) | stuk | CA24V - Kast 650x550x160 4R DIN125 | CA24V - Arm 650x550x160 4R DIN125 | CA24V Comp.DB 2PW 4R IP44 | CA24V Comp.DB 2PW 4R IP44
2CPX052186R9999 | CA25V | Active | 4011617521860 | 484.09 | 1 | 1 | stuk | ComfortLine Compact CA | BE31192 | SF (LUCA,HAF&Striebel) | stuk | CA25V - Kast 800x550x160 5R DIN125 | CA25V - Arm 800x550x160 5R DIN125 | CA25V Comp.DB 2PW 5R IP44 | CA25V Comp.DB 2PW 5R IP44
2CPX052187R9999 | CA26V | Active | 4011617521877 | 532.09 | 1 | 1 | stuk | ComfortLine Compact CA | BE31192 | SF (LUCA,HAF&Striebel) | stuk | CA26V - Kast 950x550x160 6R DIN125 | CA26V - Arm 950x550x160 6R DIN125 | CA26V Comp.DB 2PW 6R IP44 | CA26V Comp.DB 2PW 6R IP44
2CPX052188R9999 | CA27V | Active | 4011617521884 | 591.58 | 1 | 1 | stuk | ComfortLine Compact CA | BE31192 | SF (LUCA,HAF&Striebel) | stuk | CA27V - Kast 1100x550x160 7R DIN125 | CA27V - Arm 1100x550x160 7R DIN125 | CA27V Comp.DB 2PW 7R IP44 | CA27V Comp.DB 2PW 7R IP44
2CPX052189R9999 | CA28V | Active | 4011617521891 | 653.78 | 1 | 1 | stuk | ComfortLine Compact CA | BE31192 | SF (LUCA,HAF&Striebel) | stuk | CA28V - Kast 1250x550x160 8R DIN125 | CA28V - Arm 1250x550x160 8R DIN125 | CA28V Comp.DB 2PW 8R IP44 | CA28V Comp.DB 2PW 8R IP44
2CPX052191R9999 | CA35V | Active | 4011617521914 | 659.15 | 1 | 1 | stuk | ComfortLine Compact CA | BE31192 | SF (LUCA,HAF&Striebel) | stuk | CA35V - Kast 800x800x160 5R DIN125 | CA35V - Arm 800x800x160 5R DIN125 | CA35V Comp.DB 3PW 5R IP44 | CA35V Comp.DB 3PW 5R IP44
2CPX052192R9999 | CA36V | Active | 4011617521921 | 761.66 | 1 | 1 | stuk | ComfortLine Compact CA | BE31192 | SF (LUCA,HAF&Striebel) | stuk | CA36V - Kast 950x800x160 6R DIN125 | CA36V - Arm 950x800x160 6R DIN125 | CA36V Comp.DB 3PW 6R IP44 | CA36V Comp.DB 3PW 6R IP44
2CPX052193R9999 | CA37V | Active | 4011617521938 | 864.16 | 1 | 1 | stuk | ComfortLine Compact CA | BE31192 | SF (LUCA,HAF&Striebel) | stuk | CA37V - Kast 1100x800x160 7R DIN125 | CA37V - Arm 1100x800x160 7R DIN125 | CA37V Comp.DB 3PW 7R IP44 | CA37V Comp.DB 3PW 7R IP44
2CPX052194R9999 | CA38V | Active | 4011617521945 | 985.1 | 1 | 1 | stuk | ComfortLine Compact CA | BE31192 | SF (LUCA,HAF&Striebel) | stuk | CA38V - Kast 1250x800x160 8R DIN125 | CA38V - Arm 1250x800x160 8R DIN125 | CA38V Comp.DB 3PW 8R IP44 | CA38V Comp.DB 3PW 8R IP44
2CPX052195R9999 | CA45V | Active | 4011617521952 | 858.41 | 1 | 1 | stuk | ComfortLine Compact CA | BE31192 | SF (LUCA,HAF&Striebel) | stuk | CA45V - Kast 800x1050x160 5R DIN125 | CA45V - Arm 800x1050x160 5R DIN125 | CA45V Comp.DB 4PW 5R IP44 | CA45V Comp.DB 4PW 5R IP44
2CPX052196R9999 | CA24V2 | Active | 4011617521969 | 394.28 | 1 | 1 | stuk | ComfortLine Compact CA | BE31192 | SF (LUCA,HAF&Striebel) | stuk | CA24V - Kast 650x550x160 (2 afdekpl.) | CA24V - Arm 650x550x160 (2 caches) | CA24V2 Comp.DB 2PW 4R sep. covers | CA24V2 Comp.DB 2PW 4R sep. covers
2CPX052197R9999 | CA25V2 | Active | 4011617521976 | 489.49 | 1 | 1 | stuk | ComfortLine Compact CA | BE31192 | SF (LUCA,HAF&Striebel) | stuk | CA25V - Kast 800x550x160 (2 afdekpl.) | CA25V - Arm 800x550x160 (2 caches) | CA25V2 Comp.DB 2PW 5R sep. covers | CA25V2 Comp.DB 2PW 5R sep. covers
2CPX052198R9999 | CA14VT | Active | 4011617521983 | 318.96 | 1 | 1 | stuk | ComfortLine Compact CA | BE31192 | SF (LUCA,HAF&Striebel) | stuk | CA14V - Kast 650x300x160 4R D125 transp | CA14V - Arm 650x300x160 4R D125 transp | CA14VT Comp.DB 1PW 4R trans.door | CA14VT Comp.DB 1PW 4R trans.door
2CPX052199R9999 | CA15VT | Active | 4011617521990 | 345.82 | 1 | 1 | stuk | ComfortLine Compact CA | BE31192 | SF (LUCA,HAF&Striebel) | stuk | CA15V - Kast 800x300x160 5R D125 transp | CA15V - Arm 800x300x160 5R D125 transp | CA15VT Comp.DB 1PW 5R trans.door | CA15VT Comp.DB 1PW 5R trans.door
2CPX052200R9999 | CA16VT | Active | 4011617522003 | 422.57 | 1 | 1 | stuk | ComfortLine Compact CA | BE31192 | SF (LUCA,HAF&Striebel) | stuk | CA16V - Kast 950x300x160 6R D125 transp | CA16V - Arm 950x300x160 6R D125 transp | CA16VT Comp.DB 1PW 6R trans.door | CA16VT Comp.DB 1PW 6R trans.door
2CPX052201R9999 | CA23VT | Active | 4011617522010 | 430.02 | 1 | 1 | stuk | ComfortLine Compact CA | BE31192 | SF (LUCA,HAF&Striebel) | stuk | CA23V - Kast 500x550x160 3R D125 transp | CA23V - Arm 500x550x160 3R D125 transp | CA23VT Comp.DB 2PW 3R trans.door | CA23VT Comp.DB 2PW 3R trans.door
2CPX052202R9999 | CA24VT | Active | 4011617522027 | 443.95 | 1 | 1 | stuk | ComfortLine Compact CA | BE31192 | SF (LUCA,HAF&Striebel) | stuk | CA24V - Kast 650x550x160 4R D125 transp | CA24V - Arm 650x550x160 4R D125 transp | CA24VT Comp.DB 2PW 4R trans.door | CA24VT Comp.DB 2PW 4R trans.door
2CPX052203R9999 | CA25VT | Active | 4011617522034 | 541.09 | 1 | 1 | stuk | ComfortLine Compact CA | BE31192 | SF (LUCA,HAF&Striebel) | stuk | CA25V - Kast 800x550x160 5R D125 transp | CA25V - Arm 800x550x160 5R D125 transp | CA25VT Comp.DB 2PW 5R trans.door | CA25VT Comp.DB 2PW 5R trans.door
2CPX052204R9999 | CA26VT | Active | 4011617522041 | 594.2 | 1 | 1 | stuk | ComfortLine Compact CA | BE31192 | SF (LUCA,HAF&Striebel) | stuk | CA26V - Kast 950x550x160 6R D125 transp | CA26V - Arm 950x550x160 6R D125 transp | CA26VT Comp.DB 2PW 6R trans.door | CA26VT Comp.DB 2PW 6R trans.door
2CPX052205R9999 | CA23VM | Active | 4011617522058 | 381.98 | 1 | 1 | stuk | ComfortLine Compact CA | BE31192 | SF (LUCA,HAF&Striebel) | stuk | CA23VM - DIN125/Media 500x550x160 3R MD | CA23VM - DIN125/Media 500x550x160 3R PM | CA23VM Comp.DB 2PW 3R media | CA23VM Comp.DB 2PW 3R media
2CPX052206R9999 | CA24VM | Active | 4011617522065 | 431.51 | 1 | 1 | stuk | ComfortLine Compact CA | BE31192 | SF (LUCA,HAF&Striebel) | stuk | CA24VM - DIN125/Media 650x550x160 4R MD | CA24VM - DIN125/Media 650x550x160 4R PM | CA24VM Comp.DB 2PW 4R media | CA24VM Comp.DB 2PW 4R media
2CPX052207R9999 | CA25VM | Active | 4011617522072 | 524.42 | 1 | 1 | stuk | ComfortLine Compact CA | BE31192 | SF (LUCA,HAF&Striebel) | stuk | CA25VM - DIN125/Media 800x550x160 5R MD | CA25VM - DIN125/Media 800x550x160 5R PM | CA25VM Comp.DB 2PW 5R media | CA25VM Comp.DB 2PW 5R media
2CPX052208R9999 | CA26VM | Active | 4011617522089 | 555.49 | 1 | 1 | stuk | ComfortLine Compact CA | BE31192 | SF (LUCA,HAF&Striebel) | stuk | CA26VM - DIN125/Media 950x550x160 6R MD | CA26VM - DIN125/Media 950x550x160 6R PM | CA26VM Comp.DB 2PW 6R media | CA26VM Comp.DB 2PW 6R media
2CPX052209R9999 | CA27VM | Active | 4011617522096 | 638.81 | 1 | 1 | stuk | ComfortLine Compact CA | BE31192 | SF (LUCA,HAF&Striebel) | stuk | CA27VM - DIN125/Media 1100x550x160 7R MD | CA27VM - DIN125/Media 1100x550x160 7R PM | CA27VM Comp.DB 2PW 7R media | CA27VM Comp.DB 2PW 7R media
2CPX052210R9999 | CA28VM | Active | 4011617522102 | 734.78 | 1 | 1 | stuk | ComfortLine Compact CA | BE31192 | SF (LUCA,HAF&Striebel) | stuk | CA28VM - DIN125/Media 1250x550x160 8R MD | CA28VM - DIN125/Media 1250x550x160 8R PM | CA28VM Comp.DB 2PW 8R media | CA28VM Comp.DB 2PW 8R media
2CPX052211R9999 | CA24VML | Active | 4011617522119 | 403.87 | 1 | 1 | stuk | ComfortLine Compact CA | BE31192 | SF (LUCA,HAF&Striebel) | stuk | CA24VM - DIN125/Media 650x550x160 4R VD | CA24VM - DIN125/Media 650x550x160 4R PV | CA24VML Comp.DB 2PW 4R media vent. | CA24VML Comp.DB 2PW 4R media vent.
2CPX052212R9999 | CA25VML | Active | 4011617522126 | 504.05 | 1 | 1 | stuk | ComfortLine Compact CA | BE31192 | SF (LUCA,HAF&Striebel) | stuk | CA25VM - DIN125/Media 800x550x160 5R VD | CA25VM - DIN125/Media 800x550x160 5R PV | CA25VML Comp.DB 2PW 5R media vent. | CA25VML Comp.DB 2PW 5R media vent.
2CPX052213R9999 | CA26VML | Active | 4011617522133 | 544.77 | 1 | 1 | stuk | ComfortLine Compact CA | BE31192 | SF (LUCA,HAF&Striebel) | stuk | CA26VM - DIN125/Media 950x550x160 6R VD | CA26VM - DIN125/Media 950x550x160 6R PV | CA26VML Comp.DB 2PW 6R media vent. | CA26VML Comp.DB 2PW 6R media vent.
2CPX052214R9999 | CA27VML | Active | 4011617522140 | 624.61 | 1 | 1 | stuk | ComfortLine Compact CA | BE31192 | SF (LUCA,HAF&Striebel) | stuk | CA27VM - DIN125/Media 1100x550x160 7R VD | CA27VM - DIN125/Media 1100x550x160 7R PV | CA27VML Comp.DB 2PW 7R media vent. | CA27VML Comp.DB 2PW 7R media vent.
2CPX052215R9999 | CA28VML | Active | 4011617522157 | 718.28 | 1 | 1 | stuk | ComfortLine Compact CA | BE31192 | SF (LUCA,HAF&Striebel) | stuk | CA28VM - DIN125/Media 1250x550x160 8R VD | CA28VM - DIN125/Media 1250x550x160 8R PV | CA28VML Comp.DB 2PW 8R media vent. | CA28VML Comp.DB 2PW 8R media vent.
2CPX052216R9999 | CA35VML | Active | 4011617522164 | 675.66 | 1 | 1 | stuk | ComfortLine Compact CA | BE31192 | SF (LUCA,HAF&Striebel) | stuk | CA35VM - DIN125/Media 800x800x160 5R VD | CA35VM - DIN125/Media 800x800x160 5R PV | CA35VML Comp.DB 3PW 5R media vent. | CA35VML Comp.DB 3PW 5R media vent.
2CPX052217R9999 | CA36VML | Active | 4011617522171 | 780.48 | 1 | 1 | stuk | ComfortLine Compact CA | BE31192 | SF (LUCA,HAF&Striebel) | stuk | CA36VM - DIN125/Media 950x800x160 6R VD | CA36VM - DIN125/Media 950x800x160 6R PV | CA36VML Comp.DB 3PW 6R media vent. | CA36VML Comp.DB 3PW 6R media vent.
2CPX052218R9999 | CA37VML | Active | 4011617522188 | 909.09 | 1 | 1 | stuk | ComfortLine Compact CA | BE31192 | SF (LUCA,HAF&Striebel) | stuk | CA37VM - DIN125/Media 1100x800x160 7R VD | CA37VM - DIN125/Media 1100x800x160 7R PV | CA37VML Comp.DB 3PW 7R media vent. | CA37VML Comp.DB 3PW 7R media vent.
2CPX052219R9999 | CA38VML | Active | 4011617522195 | 1059.19 | 1 | 1 | stuk | ComfortLine Compact CA | BE31192 | SF (LUCA,HAF&Striebel) | stuk | CA38VM - DIN125/Media 1250x800x160 8R VD | CA38VM - DIN125/Media 1250x800x160 8R PV | CA38VML Comp.DB 3PW 8R media vent. | CA38VML Comp.DB 3PW 8R media vent.
2CPX052220R9999 | CA24VMW | Active | 4011617522201 | 426.9 | 1 | 1 | stuk | ComfortLine Compact CA | BE31192 | SF (LUCA,HAF&Striebel) | stuk | CA24VM - DIN125/Media 650x550x160 4R WD | CA24VM - DIN125/Media 650x550x160 4R PW | CA24VMW Comp.DB 2PW 4R media WiFi | CA24VMW Comp.DB 2PW 4R media WiFi
2CPX052221R9999 | CA25VMW | Active | 4011617522218 | 548.59 | 1 | 1 | stuk | ComfortLine Compact CA | BE31192 | SF (LUCA,HAF&Striebel) | stuk | CA25VM - DIN125/Media 800x550x160 5R WD | CA25VM - DIN125/Media 800x550x160 5R PW | CA25VMW Comp.DB 2PW 5R media WiFi | CA25VMW Comp.DB 2PW 5R media WiFi
2CPX052222R9999 | CA26VMW | Active | 4011617522225 | 604.26 | 1 | 1 | stuk | ComfortLine Compact CA | BE31192 | SF (LUCA,HAF&Striebel) | stuk | CA26VM - DIN125/Media 950x550x160 6R WD | CA26VM - DIN125/Media 950x550x160 6R PW | CA26VMW Comp.DB 2PW 6R media WiFi | CA26VMW Comp.DB 2PW 6R media WiFi
2CPX052223R9999 | CA27VMW | Active | 4011617522232 | 694.86 | 1 | 1 | stuk | ComfortLine Compact CA | BE31192 | SF (LUCA,HAF&Striebel) | stuk | CA27VM - DIN125/Media 1100x550x160 7R WD | CA27VM - DIN125/Media 1100x550x160 7R PW | CA27VMW Comp.DB 2PW 7R media WiFi | CA27VMW Comp.DB 2PW 7R media WiFi
2CPX052224R9999 | CA28VMW | Active | 4011617522249 | 799.29 | 1 | 1 | stuk | ComfortLine Compact CA | BE31192 | SF (LUCA,HAF&Striebel) | stuk | CA28VM - DIN125/Media 1250x550x160 8R WD | CA28VM - DIN125/Media 1250x550x160 8R PW | CA28VMW Comp.DB 2PW 8R media WiFi | CA28VMW Comp.DB 2PW 8R media WiFi
2CPX052225R9999 | CA35VMW | Active | 4011617522256 | 720.21 | 1 | 1 | stuk | ComfortLine Compact CA | BE31192 | SF (LUCA,HAF&Striebel) | stuk | CA35VM - DIN125/Media 800x800x160 5R WD | CA35VM - DIN125/Media 800x800x160 5R PW | CA35VMW Comp.DB 3PW 5R media WiFi | CA35VMW Comp.DB 3PW 5R media WiFi
2CPX052226R9999 | CA36VMW | Active | 4011617522263 | 839.98 | 1 | 1 | stuk | ComfortLine Compact CA | BE31192 | SF (LUCA,HAF&Striebel) | stuk | CA36VM - DIN125/Media 950x800x160 6R WD | CA36VM - DIN125/Media 950x800x160 6R PW | CA36VMW Comp.DB 3PW 6R media WiFi | CA36VMW Comp.DB 3PW 6R media WiFi
2CPX052227R9999 | CA37VMW | Active | 4011617522270 | 978.56 | 1 | 1 | stuk | ComfortLine Compact CA | BE31192 | SF (LUCA,HAF&Striebel) | stuk | CA37VM - DIN125/Media 1100x800x160 7R WD | CA37VM - DIN125/Media 1100x800x160 7R PW | CA37VMW Comp.DB 3PW 7R media WiFi | CA37VMW Comp.DB 3PW 7R media WiFi
2CPX052228R9999 | CA38VMW | Active | 4011617522287 | 1140.18 | 1 | 1 | stuk | ComfortLine Compact CA | BE31192 | SF (LUCA,HAF&Striebel) | stuk | CA38VM - DIN125/Media 1250x800x160 8R WD | CA38VM - DIN125/Media 1250x800x160 8R PW | CA38VMW Comp.DB 3PW 8R media WiFi | CA38VMW Comp.DB 3PW 8R media WiFi
2CPX052229R9999 | CA14R | Active | 4011617522294 | 273.72 | 1 | 1 | stuk | ComfortLine Compact CA | BE31192 | SF (LUCA,HAF&Striebel) | stuk | CA14R - Kast 650x300x160 4R DIN150 | CA14R - Arm 650x300x160 4R DIN150 | CA14R Comp.DB 1PW 3R IP44 | CA14R Comp.DB 1PW 3R IP44
2CPX052230R9999 | CA15R | Active | 4011617522300 | 281.03 | 1 | 1 | stuk | ComfortLine Compact CA | BE31192 | SF (LUCA,HAF&Striebel) | stuk | CA15R - Kast 800x300x160 5R DIN150 | CA15R - Arm 800x300x160 5R DIN150 | CA15R Comp.DB 1PW 4R IP44 | CA15R Comp.DB 1PW 4R IP44
2CPX052231R9999 | CA16R | Active | 4011617522317 | 379.3 | 1 | 1 | stuk | ComfortLine Compact CA | BE31192 | SF (LUCA,HAF&Striebel) | stuk | CA16R - Kast 950x300x160 6R DIN150 | CA16R - Arm 950x300x160 6R DIN150 | CA16R Comp.DB 1PW 5R IP44 | CA16R Comp.DB 1PW 5R IP44
2CPX052232R9999 | CA17R | Active | 4011617522324 | 455.31 | 1 | 1 | stuk | ComfortLine Compact CA | BE31192 | SF (LUCA,HAF&Striebel) | stuk | CA17R - Kast 1100x300x160 7R DIN150 | CA17R - Arm 1100x300x160 7R DIN150 | CA17R Comp.DB 1PW 6R IP44 | CA17R Comp.DB 1PW 6R IP44
2CPX052233R9999 | CA18R | Active | 4011617522331 | 546.29 | 1 | 1 | stuk | ComfortLine Compact CA | BE31192 | SF (LUCA,HAF&Striebel) | stuk | CA18R - Kast 1250x300x160 8R DIN150 | CA18R - Arm 1250x300x160 8R DIN150 | CA18R Comp.DB 1PW 7R IP44 | CA18R Comp.DB 1PW 7R IP44
2CPX052234R9999 | CA23R | Active | 4011617522348 | 416.54 | 1 | 1 | stuk | ComfortLine Compact CA | BE31192 | SF (LUCA,HAF&Striebel) | stuk | CA23R - Kast 500x550x160 3R DIN150 | CA23R - Arm 500x550x160 3R DIN150 | CA23R Comp.DB 2PW 2R IP44 | CA23R Comp.DB 2PW 2R IP44
2CPX052235R9999 | CA24R | Active | 4011617522355 | 426.51 | 1 | 1 | stuk | ComfortLine Compact CA | BE31192 | SF (LUCA,HAF&Striebel) | stuk | CA24R - Kast 650x550x160 4R DIN150 | CA24R - Arm 650x550x160 4R DIN150 | CA24R Comp.DB 2PW 3R IP44 | CA24R Comp.DB 2PW 3R IP44
2CPX052236R9999 | CA25R | Active | 4011617522362 | 514.43 | 1 | 1 | stuk | ComfortLine Compact CA | BE31192 | SF (LUCA,HAF&Striebel) | stuk | CA25R - Kast 800x550x160 5R DIN150 | CA25R - Arm 800x550x160 5R DIN150 | CA25R Comp.DB 2PW 4R IP44 | CA25R Comp.DB 2PW 4R IP44
2CPX052237R9999 | CA26R | Active | 4011617522379 | 564.71 | 1 | 1 | stuk | ComfortLine Compact CA | BE31192 | SF (LUCA,HAF&Striebel) | stuk | CA26R - Kast 950x550x160 6R DIN150 | CA26R - Arm 950x550x160 6R DIN150 | CA26R Comp.DB 2PW 5R IP44 | CA26R Comp.DB 2PW 5R IP44
2CPX052238R9999 | CA27R | Active | 4011617522386 | 623.45 | 1 | 1 | stuk | ComfortLine Compact CA | BE31192 | SF (LUCA,HAF&Striebel) | stuk | CA27R - Kast 1100x550x160 7R DIN150 | CA27R - Arm 1100x550x160 7R DIN150 | CA27R Comp.DB 2PW 6R IP44 | CA27R Comp.DB 2PW 6R IP44
2CPX052239R9999 | CA28R | Active | 4011617522393 | 685.65 | 1 | 1 | stuk | ComfortLine Compact CA | BE31192 | SF (LUCA,HAF&Striebel) | stuk | CA28R - Kast 1250x550x160 8R DIN150 | CA28R - Arm 1250x550x160 8R DIN150 | CA28R Comp.DB 2PW 7R IP44 | CA28R Comp.DB 2PW 7R IP44
2CPX052240R9999 | CA34R | Active | 4011617522409 | 661.46 | 1 | 1 | stuk | ComfortLine Compact CA | BE31192 | SF (LUCA,HAF&Striebel) | stuk | CA34R - Kast 650x800x160 4R DIN150 | CA34R - Arm 650x800x160 4R DIN150 | CA34R Comp.DB 3PW 3R IP44 | CA34R Comp.DB 3PW 3R IP44
2CPX052241R9999 | CA35R | Active | 4011617522416 | 681.43 | 1 | 1 | stuk | ComfortLine Compact CA | BE31192 | SF (LUCA,HAF&Striebel) | stuk | CA35R - Kast 800x800x160 5R DIN150 | CA35R - Arm 800x800x160 5R DIN150 | CA35R Comp.DB 3PW 4R IP44 | CA35R Comp.DB 3PW 4R IP44
2CPX052242R9999 | CA36R | Active | 4011617522423 | 793.92 | 1 | 1 | stuk | ComfortLine Compact CA | BE31192 | SF (LUCA,HAF&Striebel) | stuk | CA36R - Kast 950x800x160 6R DIN150 | CA36R - Arm 950x800x160 6R DIN150 | CA36R Comp.DB 3PW 5R IP44 | CA36R Comp.DB 3PW 5R IP44
2CPX052243R9999 | CA37R | Active | 4011617522430 | 948.23 | 1 | 1 | stuk | ComfortLine Compact CA | BE31192 | SF (LUCA,HAF&Striebel) | stuk | CA37R - Kast 1100x800x160 7R DIN150 | CA37R - Arm 1100x800x160 7R DIN150 | CA37R Comp.DB 3PW 6R IP44 | CA37R Comp.DB 3PW 6R IP44
2CPX052244R9999 | CA38R | Active | 4011617522447 | 1128.3 | 1 | 1 | stuk | ComfortLine Compact CA | BE31192 | SF (LUCA,HAF&Striebel) | stuk | CA38R - Kast 1250x800x160 8R DIN150 | CA38R - Arm 1250x800x160 8R DIN150 | CA38R Comp.DB 3PW 7R IP44 | CA38R Comp.DB 3PW 7R IP44
2CPX052245R9999 | CA45R | Active | 4011617522454 | 828.06 | 1 | 1 | stuk | ComfortLine Compact CA | BE31192 | SF (LUCA,HAF&Striebel) | stuk | CA45R - Kast 800x1050x160 5R DIN150 | CA45R - Arm 800x1050x160 5R DIN150 | CA45R Comp.DB 4PW 4R IP44 | CA45R Comp.DB 4PW 4R IP44
2CPX052246R9999 | CA14RT | Active | 4011617522461 | 381.98 | 1 | 1 | stuk | ComfortLine Compact CA | BE31192 | SF (LUCA,HAF&Striebel) | stuk | CA14RT - Kast 650x300x160 4R D150 transp | CA14RT - Arm 650x300x160 4R D150 transp | CA14RT Comp.DB 1PW 3R trans.door | CA14RT Comp.DB 1PW 3R trans.door
2CPX052247R9999 | CA15RT | Active | 4011617522478 | 422.68 | 1 | 1 | stuk | ComfortLine Compact CA | BE31192 | SF (LUCA,HAF&Striebel) | stuk | CA15RT - Kast 800x300x160 5R D150 transp | CA15RT - Arm 800x300x160 5R D150 transp | CA15RT Comp.DB 1PW 4R trans.door | CA15RT Comp.DB 1PW 4R trans.door
2CPX052248R9999 | CA16RT | Active | 4011617522485 | 513.67 | 1 | 1 | stuk | ComfortLine Compact CA | BE31192 | SF (LUCA,HAF&Striebel) | stuk | CA16RT - Kast 950x300x160 6R D150 transp | CA16RT - Arm 950x300x160 6R D150 transp | CA16RT Comp.DB 1PW 5R trans.door | CA16RT Comp.DB 1PW 5R trans.door
2CPX052249R9999 | CA17RT | Active | 4011617522492 | 616.56 | 1 | 1 | stuk | ComfortLine Compact CA | BE31192 | SF (LUCA,HAF&Striebel) | stuk | CA17RT -Kast 1100x300x160 7R D150 transp | CA17RT - Arm 1100x300x160 7R D150 transp | CA17RT Comp.DB 1PW 6R trans.door | CA17RT Comp.DB 1PW 6R trans.door
2CPX052250R9999 | CA18RT | Active | 4011617522508 | 740.16 | 1 | 1 | stuk | ComfortLine Compact CA | BE31192 | SF (LUCA,HAF&Striebel) | stuk | CA18RT -Kast 1250x300x160 8R D150 transp | CA18RT - Arm 1250x300x160 8R D150 transp | CA18RT Comp.DB 1PW 7R trans.door | CA18RT Comp.DB 1PW 7R trans.door
2CPX052251R9999 | CA23RT | Active | 4011617522515 | 509.83 | 1 | 1 | stuk | ComfortLine Compact CA | BE31192 | SF (LUCA,HAF&Striebel) | stuk | CA23RT - Kast 500x550x160 3R D150 transp | CA23RT - Arm 500x550x160 3R D150 transp | CA23RT Comp.DB 2PW 2R trans.door | CA23RT Comp.DB 2PW 2R trans.door
2CPX052252R9999 | CA24RT | Active | 4011617522522 | 557.8 | 1 | 1 | stuk | ComfortLine Compact CA | BE31192 | SF (LUCA,HAF&Striebel) | stuk | CA24RT - Kast 650x550x160 4R D150 transp | CA24RT - Arm 650x550x160 4R D150 transp | CA24RT Comp.DB 2PW 3R trans.door | CA24RT Comp.DB 2PW 3R trans.door
2CPX052253R9999 | CA25RT | Active | 4011617522539 | 644.95 | 1 | 1 | stuk | ComfortLine Compact CA | BE31192 | SF (LUCA,HAF&Striebel) | stuk | CA25RT - Kast 800x550x160 5R D150 transp | CA25RT - Arm 800x550x160 5R D150 transp | CA25RT Comp.DB 2PW 4R trans.door | CA25RT Comp.DB 2PW 4R trans.door
2CPX052254R9999 | CA26RT | Active | 4011617522546 | 712.15 | 1 | 1 | stuk | ComfortLine Compact CA | BE31192 | SF (LUCA,HAF&Striebel) | stuk | CA26RT - Kast 950x550x160 6R D150 transp | CA26RT - Arm 950x550x160 6R D150 transp | CA26RT Comp.DB 2PW 5R trans.door | CA26RT Comp.DB 2PW 5R trans.door
2CPX052255R9999 | CA27RT | Active | 4011617522553 | 784.31 | 1 | 1 | stuk | ComfortLine Compact CA | BE31192 | SF (LUCA,HAF&Striebel) | stuk | CA27RT -Kast 1100x550x160 7R D150 transp | CA27RT - Arm 1100x550x160 7R D150 transp | CA27RT Comp.DB 2PW 6R trans.door | CA27RT Comp.DB 2PW 6R trans.door
2CPX052256R9999 | CA28RT | Active | 4011617522560 | 862.62 | 1 | 1 | stuk | ComfortLine Compact CA | BE31192 | SF (LUCA,HAF&Striebel) | stuk | CA28RT -Kast 1250x550x160 8R D150 transp | CA28RT - Arm 1250x550x160 8R D150 transp | CA28RT Comp.DB 2PW 7R trans.door | CA28RT Comp.DB 2PW 7R trans.door
2CPX052257R9999 | CA34RT | Active | 4011617522577 | 858.78 | 1 | 1 | stuk | ComfortLine Compact CA | BE31192 | SF (LUCA,HAF&Striebel) | stuk | CA34RT - Kast 650x800x160 4R D150 transp | CA34RT - Arm 650x800x160 4R D150 transp | CA34RT Comp.DB 3PW 3R trans.door | CA34RT Comp.DB 3PW 3R trans.door
2CPX052258R9999 | CA35RT | Active | 4011617522584 | 890.25 | 1 | 1 | stuk | ComfortLine Compact CA | BE31192 | SF (LUCA,HAF&Striebel) | stuk | CA35RT - Kast 800x800x160 5R D150 transp | CA35RT - Arm 800x800x160 5R D150 transp | CA35RT Comp.DB 3PW 4R trans.door | CA35RT Comp.DB 3PW 4R trans.door
2CPX052259R9999 | CA36RT | Active | 4011617522591 | 1006.2 | 1 | 1 | stuk | ComfortLine Compact CA | BE31192 | SF (LUCA,HAF&Striebel) | stuk | CA36RT - Kast 950x800x160 6R D150 transp | CA36RT - Arm 950x800x160 6R D150 transp | CA36RT Comp.DB 3PW 5R trans.door | CA36RT Comp.DB 3PW 5R trans.door
2CPX052260R9999 | CA37RT | Active | 4011617522607 | 1096.8 | 1 | 1 | stuk | ComfortLine Compact CA | BE31192 | SF (LUCA,HAF&Striebel) | stuk | CA37RT -Kast 1100x800x160 7R D150 transp | CA37RT - Arm 1100x800x160 7R D150 transp | CA37RT Comp.DB 3PW 6R trans.door | CA37RT Comp.DB 3PW 6R trans.door
2CPX052261R9999 | CA38RT | Active | 4011617522614 | 1206.6 | 1 | 1 | stuk | ComfortLine Compact CA | BE31192 | SF (LUCA,HAF&Striebel) | stuk | CA38RT -Kast 1250x800x160 8R D150 transp | CA38RT - Arm 1250x800x160 8R D150 transp | CA38RT Comp.DB 3PW 7R trans.door | CA38RT Comp.DB 3PW 7R trans.door
2CPX052262R9999 | CA45RT | Active | 4011617522621 | 999.3 | 1 | 1 | stuk | ComfortLine Compact CA | BE31192 | SF (LUCA,HAF&Striebel) | stuk | CA45RT -Kast 800x1050x160 5R D150 transp | CA45RT - Arm 800x1050x160 5R D150 transp | CA45RT Comp.DB 4PW 4R trans.door | CA45RT Comp.DB 4PW 4R trans.door
2CPX052277R9999 | CA14RZ1 | Active | 4011617522775 | 305.21 | 1 | 1 | stuk | ComfortLine Compact CA | BE31192 | SF (LUCA,HAF&Striebel) | stuk | CA14RZ1-Kast 650x300x160 3R D150 schr kl | CA14RZ1-650x300x160 3R D150 bornes à vis | Comp.DB 1PW 3R IE | CA14RZ1 Comp.DB 1PW 3R IE
2CPX052278R9999 | CA15RZ1 | Active | 4011617522782 | 311.36 | 1 | 1 | stuk | ComfortLine Compact CA | BE31192 | SF (LUCA,HAF&Striebel) | stuk | CA15RZ1-Kast 800x300x160 4R D150 schr kl | CA15RZ1-800x300x160 4R D150 bornes à vis | Comp.DB 1PW 4R IE | CA15RZ1 Comp.DB 1PW 4R IE
2CPX052279R9999 | CA16RZ1 | Active | 4011617522799 | 401.56 | 1 | 1 | stuk | ComfortLine Compact CA | BE31192 | SF (LUCA,HAF&Striebel) | stuk | CA16RZ1-Kast 950x300x160 5R D150 schr kl | CA16RZ1-950x300x160 5R D150 bornes à vis | Comp.DB 1PW 5R IE | CA16RZ1 Comp.DB 1PW 5R IE
2CPX052280R9999 | CA23RZ1 | Active | 4011617522805 | 431.91 | 1 | 1 | stuk | ComfortLine Compact CA | BE31192 | SF (LUCA,HAF&Striebel) | stuk | CA23RZ1-Kast 500x550x160 2R D150 schr kl | CA23RZ1-500x550x160 2R D150 bornes à vis | Comp.DB 2PW 2R IE | CA23RZ1 Comp.DB 2PW 2R IE
2CPX052281R9999 | CA24RZ1 | Active | 4011617522812 | 437.65 | 1 | 1 | stuk | ComfortLine Compact CA | BE31192 | SF (LUCA,HAF&Striebel) | stuk | CA24RZ1-Kast 650x550x160 3R D150 schr kl | CA24RZ1-650x550x160 3R D150 bornes à vis | Comp.DB 2PW 3R IE | CA24RZ1 Comp.DB 2PW 3R IE
2CPX052282R9999 | CA25RZ1 | Active | 4011617522829 | 524.42 | 1 | 1 | stuk | ComfortLine Compact CA | BE31192 | SF (LUCA,HAF&Striebel) | stuk | CA25RZ1-Kast 800x550x160 4R D150 schr kl | CA25RZ1-800x550x160 4R D150 bornes à vis | Comp.DB 2PW 4R IE | CA25RZ1 Comp.DB 2PW 4R IE
2CPX052283R9999 | CA26RZ1 | Active | 4011617522836 | 568.94 | 1 | 1 | stuk | ComfortLine Compact CA | BE31192 | SF (LUCA,HAF&Striebel) | stuk | CA26RZ1-Kast 950x550x160 5R D150 schr kl | CA26RZ1-950x550x160 5R D150 bornes à vis | Comp.DB 2PW 5R IE | CA26RZ1 Comp.DB 2PW 5R IE
2CPX052285R9999 | CA34RZ1 | Active | 4011617522850 | 675.3 | 1 | 1 | stuk | ComfortLine Compact CA | BE31192 | SF (LUCA,HAF&Striebel) | stuk | CA34RZ1-Kast 650x800x160 3R D150 schr kl | CA34RZ1-650x800x160 3R D150 bornes à vis | Comp.DB 3PW 3R IE | CA34RZ1 Comp.DB 3PW 3R IE
2CPX052286R9999 | CA35RZ1 | Active | 4011617522867 | 698.71 | 1 | 1 | stuk | ComfortLine Compact CA | BE31192 | SF (LUCA,HAF&Striebel) | stuk | CA35RZ1-Kast 800x800x160 4R D150 schr kl | CA35RZ1-800x800x160 4R D150 bornes à vis | Comp.DB 3PW 4R IE | CA35RZ1 Comp.DB 3PW 4R IE
2CPX052287R9999 | CA36RZ1 | Active | 4011617522874 | 793.92 | 1 | 1 | stuk | ComfortLine Compact CA | BE31192 | SF (LUCA,HAF&Striebel) | stuk | CA36RZ1-Kast 950x800x160 5R D150 schr kl | CA36RZ1-950x800x160 5R D150 bornes à vis | Comp.DB 3PW 5R IE | CA36RZ1 Comp.DB 3PW 5R IE
2CPX052288R9999 | CA37RZ1 | Active | 4011617522881 | 944.8 | 1 | 1 | stuk | ComfortLine Compact CA | BE31192 | SF (LUCA,HAF&Striebel) | stuk | CA37RZ1-Kast 1100x800x160 6R D150 schrkl | CA37RZ1-1100x800x160 6R D150 bornes à vis | Comp.DB 3PW 6R IE | CA37RZ1 Comp.DB 3PW 6R IE
2CPX052289R9999 | CA45RZ1 | Active | 4011617522898 | 844.58 | 1 | 1 | stuk | ComfortLine Compact CA | BE31192 | SF (LUCA,HAF&Striebel) | stuk | CA45RZ1-Kast 800x1050x160 4R D150 schrkl | CA45RZ1-800x1050x160 4R D150 bornes à vis | Comp.DB 4PW 4R IE | CA45RZ1 Comp.DB 4PW 4R IE
2CPX052290R9999 | CA25K | Active | 4011617522904 | 485.26 | 1 | 1 | stuk | ComfortLine Compact CA | BE31192 | SF (LUCA,HAF&Striebel) | stuk | CA25K -Kast 800x550x160 3R D125 speciaal | CA25K - Arm 800x550x160 3R D125 speciaal | CA25K Comp.DB 2PW 5R term.space | CA25K Comp.DB 2PW 5R term.space
2CPX052291R9999 | CA26K | Active | 4011617522911 | 539 | 1 | 1 | stuk | ComfortLine Compact CA | BE31192 | SF (LUCA,HAF&Striebel) | stuk | CA26K -Kast 950x550x160 4R D125 speciaal | CA26K - Arm 950x550x160 4R D125 speciaal | CA26K Comp.DB 2PW 6R term.space | CA26K Comp.DB 2PW 6R term.space
2CPX052292R9999 | CA27K | Active | 4011617522928 | 586.59 | 1 | 1 | stuk | ComfortLine Compact CA | BE31192 | SF (LUCA,HAF&Striebel) | stuk | CA27K-Kast 1100x550x160 4R D125 speciaal | CA27K -Arm 1100x550x160 4R D125 speciaal | CA27K Comp.DB 2PW 7R term.space | CA27K Comp.DB 2PW 7R term.space
2CPX052293R9999 | CA28K | Active | 4011617522935 | 638.06 | 1 | 1 | stuk | ComfortLine Compact CA | BE31192 | SF (LUCA,HAF&Striebel) | stuk | CA28K-Kast 1250x550x160 5R D125 speciaal | CA28K -Arm 1250x550x160 5R D125 speciaal | CA28K Comp.DB 2PW 8R term.space | CA28K Comp.DB 2PW 8R term.space
2CPX052294R9999 | CA35K | Active | 4011617522942 | 618.47 | 1 | 1 | stuk | ComfortLine Compact CA | BE31192 | SF (LUCA,HAF&Striebel) | stuk | CA35K -Kast 800x800x160 3R D125 speciaal | CA35K - Arm 800x800x160 3R D125 speciaal | CA35K Comp.DB 3PW 5R term.space | CA35K Comp.DB 3PW 5R term.space
2CPX052295R9999 | CA36K | Active | 4011617522959 | 746.3 | 1 | 1 | stuk | ComfortLine Compact CA | BE31192 | SF (LUCA,HAF&Striebel) | stuk | CA36K -Kast 950x800x160 4R D125 speciaal | CA36K - Arm 950x800x160 4R D125 speciaal | CA36K Comp.DB 3PW 6R term.space | CA36K Comp.DB 3PW 6R term.space
2CPX052296R9999 | CA37K | Active | 4011617522966 | 850.72 | 1 | 1 | stuk | ComfortLine Compact CA | BE31192 | SF (LUCA,HAF&Striebel) | stuk | CA37K-Kast 1100x800x160 4R D125 speciaal | CA37K -Arm 1100x800x160 4R D125 speciaal | CA37K Comp.DB 3PW 7R term.space | CA37K Comp.DB 3PW 7R term.space
2CPX052297R9999 | CA38K | Active | 4011617522973 | 978.18 | 1 | 1 | stuk | ComfortLine Compact CA | BE31192 | SF (LUCA,HAF&Striebel) | stuk | CA38K-Kast 1250x800x160 5R D125 speciaal | CA38K -Arm 1250x800x160 5R D125 speciaal | CA38K Comp.DB 3PW 8R term.space | CA38K Comp.DB 3PW 8R term.space
2CPX052298R9999 | CA45K | Active | 4011617522980 | 840.75 | 1 | 1 | stuk | ComfortLine Compact CA | BE31192 | SF (LUCA,HAF&Striebel) | stuk | CA45K-Kast 800x1050x160 3R D125 speciaal | CA45K -Arm 800x1050x160 3R D125 speciaal | CA45K Comp.DB 4PW 5R term.space | CA45K Comp.DB 4PW 5R term.space
2CPX052299R9999 | CA46K | Active | 4011617522997 | 908.3 | 1 | 1 | stuk | ComfortLine Compact CA | BE31192 | SF (LUCA,HAF&Striebel) | stuk | CA46K-Kast 950x1050x160 4R D125 speciaal | CA46K -Arm 950x1050x160 4R D125 speciaal | CA46K Comp.DB 4PW 6R term.space | CA46K Comp.DB 4PW 6R term.space
2CPX052300R9999 | CA24VP | Active | 4011617523000 | 402.71 | 1 | 1 | stuk | ComfortLine Compact CA | BE31192 | SF (LUCA,HAF&Striebel) | stuk | CA24V -Kast 650x550x160 4R D125 speciaal | CA24V - Arm 650x550x160 4R D125 speciaal | CA24VP Comp.DB 2PW 4R mount.plate | CA24VP Comp.DB 2PW 4R mount.plate
2CPX052301R9999 | CA35VP | Active | 4011617523017 | 642.27 | 1 | 1 | stuk | ComfortLine Compact CA | BE31192 | SF (LUCA,HAF&Striebel) | stuk | CA35V -Kast 800x800x160 5R D125 speciaal | CA35V - Arm 800x800x160 5R D125 speciaal | CA35VP Comp.DB 3PW 5R mount.plate | CA35VP Comp.DB 3PW 5R mount.plate
2CPX052302R9999 | 1MM4 | Active | 4011617523024 | 128.24 | 1 | 1 | stuk | ComfortLine Mediapanel | BE31192 | SF (LUCA,HAF&Striebel) | stuk | 1MM4 Media panel 1 pw 8 row | 1MM4 Panneau media 1PW 8GU | 1MM4 Media panel 1 pw 8 row | 1MM4 Media panel 1 pw 8 row
2CPX052303R9999 | 2MM4 | Active | 4011617523031 | 191.18 | 1 | 1 | stuk | Compact Distribution Boards | BE31192 | SF (LUCA,HAF&Striebel) | stuk | 2MM4 Media panel 2 pw 8 row | 2MM4 Panneau media 2PW 8GU Comfortline | 2MM4 Media panel 2 pw 8 row | 2MM4 Media panel 2 pw 8 row
2CPX052304R9999 | CTB13 | Active | 4011617523048 | 64.5 | 1 | 1 | stuk | Accessories ComfortLine | BE31192 | SF (LUCA,HAF&Striebel) | stuk | CTB13 Volle deur 1PW 3R Comfortline | CTB13 Porte pleine 1PW 3R | CTB13 Sheet Steel Door 1PW3R | CTB13 Sheet Steel Door 1PW3R
2CPX052305R9999 | CTB23 | Active | 4011617523055 | 81.4 | 1 | 1 | stuk | Accessories ComfortLine | BE31192 | SF (LUCA,HAF&Striebel) | stuk | CTB23 Volle deur 2PW 3R Comfortline | CTB23 Porte pleine 2PW 3R | CTB23 Sheet Steel Door 2PW3R | CTB23 Sheet Steel Door 2PW3R
2CPX052306R9999 | CTB14 | Active | 4011617523062 | 67.56 | 1 | 1 | stuk | Accessories ComfortLine | BE31192 | SF (LUCA,HAF&Striebel) | stuk | CTB14 Volle deur 1PW 4R Comfortline | CTB14 Porte pleine1PW 4R | CTB14 Sheet Steel Door 1PW4R | CTB14 Sheet Steel Door 1PW4R
2CPX052307R9999 | CTB24 | Active | 4011617523079 | 86 | 1 | 1 | stuk | Accessories ComfortLine | BE31192 | SF (LUCA,HAF&Striebel) | stuk | CTB24Metalen deur 2PW 4GU z.slot | CTB24 Porte pleine 2PW 4GU s. serr. | CTB24 Sheet Steel Door 2PW4R | CTB24 Sheet Steel Door 2PW4R
2CPX052308R9999 | CTB15 | Active | 4011617523086 | 70.63 | 1 | 1 | stuk | Accessories ComfortLine | BE31192 | SF (LUCA,HAF&Striebel) | stuk | CTB15 Volle deur 1PW 5R Comfortline | CTB15 Porte pleine 1PW 5R | CTB15 Sheet Steel Door 1PW5R | CTB15 Sheet Steel Door 1PW5R
2CPX052309R9999 | CTB25 | Active | 4011617523093 | 93.69 | 1 | 1 | stuk | Accessories ComfortLine | BE31192 | SF (LUCA,HAF&Striebel) | stuk | CTB25 Volle deur 2PW 5R Comfortline | CTB25 Porte pleine 2PW 5R | CTB25 Sheet Steel Door 2PW5R | CTB25 Sheet Steel Door 2PW5R
2CPX052310R9999 | CTB16 | Active | 4011617523109 | 75.25 | 1 | 1 | stuk | Accessories ComfortLine | BE31192 | SF (LUCA,HAF&Striebel) | stuk | CTB16 Volle deur 1PW 6R Comfortline | CTB16 Porte pleine 1PW 6R | CTB16 Sheet Steel Door 1PW6R | CTB16 Sheet Steel Door 1PW6R
2CPX052311R9999 | CTB26 | Active | 4011617523116 | 102.12 | 1 | 1 | stuk | Accessories ComfortLine | BE31192 | SF (LUCA,HAF&Striebel) | stuk | CTB26 Volle deur 2PW 6R Comfortline | CTB26 Porte pleine 2PW 6R | CTB26 Sheet Steel Door 2PW6R | CTB26 Sheet Steel Door 2PW6R
2CPX052312R9999 | CTB17 | Active | 4011617523123 | 80.62 | 1 | 1 | stuk | Accessories ComfortLine | BE31192 | SF (LUCA,HAF&Striebel) | stuk | CTB17 Volle deur 1PW 7R Comfortline | CTB17 Porte pleine 1PW 7R | CTB17 Sheet Steel Door 1PW7R | CTB17 Sheet Steel Door 1PW7R
2CPX052313R9999 | CTB27 | Active | 4011617523130 | 110.57 | 1 | 1 | stuk | Accessories ComfortLine | BE31192 | SF (LUCA,HAF&Striebel) | stuk | CTB27Metalen deur 2PW 7GU z.slot | CTB27 Porte pleine 2PW 7GU s. serr. | CTB27 Sheet Steel Door 2PW7R | CTB27 Sheet Steel Door 2PW7R
2CPX052314R9999 | CTB18 | Active | 4011617523147 | 89.06 | 1 | 1 | stuk | Accessories ComfortLine | BE31192 | SF (LUCA,HAF&Striebel) | stuk | CTB18 Volle deur 1PW 8R Comfortline | CTB18 Porte pleine 1PW 8R | CTB18 Sheet Steel Door 1PW8R | CTB18 Sheet Steel Door 1PW8R
2CPX052315R9999 | CTB28 | Active | 4011617523154 | 120.54 | 1 | 1 | stuk | Accessories ComfortLine | BE31192 | SF (LUCA,HAF&Striebel) | stuk | CTB28Metalen deur 2PW 8GU z.slot | CTB28 Porte pleine 2PW 8GU s. serr. | CTB28 Sheet Steel Door 2PW8R | CTB28 Sheet Steel Door 2PW8R
2CPX052316R9999 | CTB19 | Active | 4011617523161 | 99.83 | 1 | 1 | stuk | Accessories ComfortLine | BE31192 | SF (LUCA,HAF&Striebel) | stuk | CTB19 Volle deur 1PW 9R Comfortline | CTB19 Porte pleine 1PW 9R | CTB19 Sheet Steel Door 1PW9R | CTB19 Sheet Steel Door 1PW9R
2CPX052317R9999 | CTB29 | Active | 4011617523178 | 132.06 | 1 | 1 | stuk | Accessories ComfortLine | BE31192 | SF (LUCA,HAF&Striebel) | stuk | CTB29 Volle deur 2PW 9R | CTB29 Porte pleine 2PW 9R | CTB29 Sheet Steel Door 2PW9R | CTB29 Sheet Steel Door 2PW9R
2CPX052318R9999 | CTB13S | Active | 4011617523185 | 73.7 | 1 | 1 | stuk | Accessories ComfortLine | BE31192 | SF (LUCA,HAF&Striebel) | stuk | CTB13SMetalen deur 1PW 3GUslot | CTB13S Porte pleine 1PW 3GU +serr. | CTB13S Sheet Steel Door 1PW3R w.lock | CTB13S Sheet Steel Door 1PW3R w.lock
2CPX052319R9999 | CTB23S | Active | 4011617523192 | 97.51 | 1 | 1 | stuk | Accessories ComfortLine | BE31192 | SF (LUCA,HAF&Striebel) | stuk | CTB23SMetalen deur 2PW 3GUslot | CTB23S Porte pleine 2PW 3GU +serr. | CTB23S Sheet Steel Door 2PW3R w.lock | CTB23S Sheet Steel Door 2PW3R w.lock
2CPX052320R9999 | CTB33S | Active | 4011617523208 | 122.84 | 1 | 1 | stuk | Accessories ComfortLine | BE31192 | SF (LUCA,HAF&Striebel) | stuk | CTB33SMetalen deur 3PW 3GUslot | CTB33S Porte pleine 3PW 3GU +serr. | CTB33S Sheet Steel Door 3PW3R w.lock | CTB33S Sheet Steel Door 3PW3R w.lock
2CPX052321R9999 | CTB14S | Active | 4011617523215 | 79.85 | 1 | 1 | stuk | Accessories ComfortLine | BE31192 | SF (LUCA,HAF&Striebel) | stuk | CTB14SMetalen deur 1PW 4GUslot | CTB14S Porte pleine 1PW 4GU +serr. | CTB14S Sheet Steel Door 1PW4R w.lock | CTB14S Sheet Steel Door 1PW4R w.lock
2CPX052322R9999 | CTB24S | Active | 4011617523222 | 103.66 | 1 | 1 | stuk | Accessories ComfortLine | BE31192 | SF (LUCA,HAF&Striebel) | stuk | CTB24SMetalen deur 2PW 4GUslot | CTB24S Porte pleine 2PW 4GU +serr. | CTB24S Sheet Steel Door 2PW4R w.lock | CTB24S Sheet Steel Door 2PW4R w.lock
2CPX052323R9999 | CTB34S | Active | 4011617523239 | 132.06 | 1 | 1 | stuk | Accessories ComfortLine | BE31192 | SF (LUCA,HAF&Striebel) | stuk | CTB34SMetalen deur 3PW 4GUslot | CTB34S Porte pleine 3PW 4GU +serr. | CTB34S Sheet Steel Door 3PW4R w.lock | CTB34S Sheet Steel Door 3PW4R w.lock
2CPX052324R9999 | CTB15S | Active | 4011617523246 | 86 | 1 | 1 | stuk | Accessories ComfortLine | BE31192 | SF (LUCA,HAF&Striebel) | stuk | CTB15SMetalen deur 1PW 5GUslot | CTB15S Porte pleine 1PW 5GU +serr. | CTB15S Sheet Steel Door 1PW5R w.lock | CTB15S Sheet Steel Door 1PW5R w.lock
2CPX052325R9999 | CTB25S | Active | 4011617523253 | 108.27 | 1 | 1 | stuk | Accessories ComfortLine | BE31192 | SF (LUCA,HAF&Striebel) | stuk | CTB25SMetalen deur 2PW 5GUslot | CTB25S Porte pleine 2PW 5GU +serr. | CTB25S Sheet Steel Door 2PW5R w.lock | CTB25S Sheet Steel Door 2PW5R w.lock
2CPX052326R9999 | CTB35S | Active | 4011617523260 | 142.82 | 1 | 1 | stuk | Accessories ComfortLine | BE31192 | SF (LUCA,HAF&Striebel) | stuk | CTB35SMetalen deur 3PW 5GUslot | CTB35S Porte pleine 3PW 5GU +serr. | CTB35S Sheet Steel Door 3PW5R w.lock | CTB35S Sheet Steel Door 3PW5R w.lock
2CPX052327R9999 | CTB16S | Active | 4011617523277 | 91.38 | 1 | 1 | stuk | Accessories ComfortLine | BE31192 | SF (LUCA,HAF&Striebel) | stuk | CTB16SMetalen deur 1PW 6GUslot | CTB16S Porte pleine 1PW 6GU +serr. | CTB16S Sheet Steel Door 1PW6R w.lock | CTB16S Sheet Steel Door 1PW6R w.lock
2CPX052328R9999 | CTB26S | Active | 4011617523284 | 112.1 | 1 | 1 | stuk | Accessories ComfortLine | BE31192 | SF (LUCA,HAF&Striebel) | stuk | CTB26SMetalen deur 2PW 6GUslot | CTB26S Porte pleine 2PW 6GU +serr. | CTB26S Sheet Steel Door 2PW6R w.lock | CTB26S Sheet Steel Door 2PW6R w.lock
2CPX052329R9999 | CTB36S | Active | 4011617523291 | 149.73 | 1 | 1 | stuk | Accessories ComfortLine | BE31192 | SF (LUCA,HAF&Striebel) | stuk | CTB36SMetalen deur 3PW 6GUslot | CTB36S Porte pleine 3PW 6GU +serr. | CTB36S Sheet Steel Door 3PW6R w.lock | CTB36S Sheet Steel Door 3PW6R w.lock
2CPX052330R9999 | CTB17S | Active | 4011617523307 | 99.83 | 1 | 1 | stuk | Accessories ComfortLine | BE31192 | SF (LUCA,HAF&Striebel) | stuk | CTB17SMetalen deur 1PW 7GUslot | CTB17S Porte pleine 1PW 7GU +serr. | CTB17S Sheet Steel Door 1PW7R w.lock | CTB17S Sheet Steel Door 1PW7R w.lock
2CPX052331R9999 | CTB27S | Active | 4011617523314 | 116.71 | 1 | 1 | stuk | Accessories ComfortLine | BE31192 | SF (LUCA,HAF&Striebel) | stuk | CTB27SMetalen deur 2PW 7GUslot | CTB27S Porte pleine 2PW 7GU +serr. | CTB27S Sheet Steel Door 2PW7R w.lock | CTB27S Sheet Steel Door 2PW7R w.lock
2CPX052332R9999 | CTB37S | Active | 4011617523321 | 156.63 | 1 | 1 | stuk | Accessories ComfortLine | BE31192 | SF (LUCA,HAF&Striebel) | stuk | CTB37SMetalen deur 3PW 7GUslot | CTB37S Porte pleine 3PW 7GU +serr. | CTB37S Sheet Steel Door 3PW7R w.lock | CTB37S Sheet Steel Door 3PW7R w.lock
2CPX052333R9999 | CTB18S | Active | 4011617523338 | 112.1 | 1 | 1 | stuk | Accessories ComfortLine | BE31192 | SF (LUCA,HAF&Striebel) | stuk | CTB18SMetalen deur 1PW 8GUslot | CTB18S Porte pleine 1PW 8GU +serr. | CTB18S Sheet Steel Door 1PW8R w.lock | CTB18S Sheet Steel Door 1PW8R w.lock
2CPX052334R9999 | CTB28S | Active | 4011617523345 | 125.92 | 1 | 1 | stuk | Accessories ComfortLine | BE31192 | SF (LUCA,HAF&Striebel) | stuk | CTB28SMetalen deur 2PW 8GUslot | CTB28S Porte pleine 2PW 8GU +serr. | CTB28S Sheet Steel Door 2PW8R w.lock | CTB28S Sheet Steel Door 2PW8R w.lock
2CPX052335R9999 | CTB38S | Active | 4011617523352 | 171.23 | 1 | 1 | stuk | Accessories ComfortLine | BE31192 | SF (LUCA,HAF&Striebel) | stuk | CTB38SMetalen deur 3PW 8GUslot | CTB38S Porte pleine 3PW 8GU +serr. | CTB38S Sheet Steel Door 3PW8R w.lock | CTB38S Sheet Steel Door 3PW8R w.lock
2CPX052336R9999 | CTB19S | Active | 4011617523369 | 122.09 | 1 | 1 | stuk | Accessories ComfortLine | BE31192 | SF (LUCA,HAF&Striebel) | stuk | CTB19SMetalen deur 1PW 9GUslot | CTB19S Porte pleine 1PW 9GU +serr. | CTB19S Sheet Steel Door 1PW9R w.lock | CTB19S Sheet Steel Door 1PW9R w.lock
2CPX052337R9999 | CTB29S | Active | 4011617523376 | 132.06 | 1 | 1 | stuk | Accessories ComfortLine | BE31192 | SF (LUCA,HAF&Striebel) | stuk | CTB29SMetalen deur 2PW 9GUslot | CTB29S Porte pleine 2PW 9GU +serr. | CTB29S Sheet Steel Door 2PW9R w.lock | CTB29S Sheet Steel Door 2PW9R w.lock
2CPX052338R9999 | CTB39S | Active | 4011617523383 | 188.12 | 1 | 1 | stuk | Accessories ComfortLine | BE31192 | SF (LUCA,HAF&Striebel) | stuk | CTB39SMetalen deur 3PW 9GUslot | CTB39S Porte pleine 3PW 9GU +serr. | CTB39S Sheet Steel Door 3PW9R w.lock | CTB39S Sheet Steel Door 3PW9R w.lock
2CPX052339R9999 | CTT13 | Active | 4011617523390 | 107.5 | 1 | 1 | stuk | Accessories ComfortLine | BE31192 | SF (LUCA,HAF&Striebel) | stuk | CTT13 transp.e deur 1PW 3R | CTT13 Doorzichtige deur 1PW 3R | CTT13 Transp.Door 1PW3R | CTT13 Transp.Door 1PW3R
2CPX052340R9999 | CTT23 | Active | 4011617523406 | 130.54 | 1 | 1 | stuk | Accessories ComfortLine | BE31192 | SF (LUCA,HAF&Striebel) | stuk | CTT23 transp.e deur 2PW 3R | CTT23 Porte transparante 2PW 3R | CTT23 Transp.Door 2PW3R | CTT23 Transp.Door 2PW3R
2CPX052341R9999 | CTT14 | Active | 4011617523413 | 119.03 | 1 | 1 | stuk | Accessories ComfortLine | BE31192 | SF (LUCA,HAF&Striebel) | stuk | CTT14 transp.e deur 1PW 4R | CTT14 Porte transparente 1PW 4R | CTT14 Transp.Door 1PW4R | CTT14 Transp.Door 1PW4R
2CPX052342R9999 | CTT24 | Active | 4011617523420 | 146.66 | 1 | 1 | stuk | Accessories ComfortLine | BE31192 | SF (LUCA,HAF&Striebel) | stuk | CTT24 Doorz.deur 2PW 4GU z.slot | CTT24 Porte transp. 2PW 4GU s. serr. | CTT24 Transp.Door 2PW4R | CTT24 Transp.Door 2PW4R
2CPX052343R9999 | CTT15 | Active | 4011617523437 | 132.06 | 1 | 1 | stuk | Accessories ComfortLine | BE31192 | SF (LUCA,HAF&Striebel) | stuk | CTT15 transp.e deur 1PW 5R | CTT15 Porte transparante 1PW 5R | CTT15 Transp.Door 1PW5R | CTT15 Transp.Door 1PW5R
2CPX052344R9999 | CTT25 | Active | 4011617523444 | 165.09 | 1 | 1 | stuk | Accessories ComfortLine | BE31192 | SF (LUCA,HAF&Striebel) | stuk | CTT25 Doorz.deur 2PW 5GU z.slot | CTT25 Porte transp. 2PW 5GU s. serr. | CTT25 Transp.Door 2PW5R | CTT25 Transp.Door 2PW5R
2CPX052345R9999 | CTT16 | Active | 4011617523451 | 145.89 | 1 | 1 | stuk | Accessories ComfortLine | BE31192 | SF (LUCA,HAF&Striebel) | stuk | CTT16 transp.e deur 1PW 6R | CTT16 Porte transparente 1PW 6R | CTT16 Transp.Door 1PW6R | CTT16 Transp.Door 1PW6R
2CPX052346R9999 | CTT26 | Active | 4011617523468 | 184.28 | 1 | 1 | stuk | Accessories ComfortLine | BE31192 | SF (LUCA,HAF&Striebel) | stuk | CTT26 transp.e deur 2PW 6R | CTT26 Porte transparente 2PW 6R | CTT26 Transp.Door 2PW6R | CTT26 Transp.Door 2PW6R
2CPX052347R9999 | CTT17 | Active | 4011617523475 | 154.33 | 1 | 1 | stuk | Accessories ComfortLine | BE31192 | SF (LUCA,HAF&Striebel) | stuk | CTT17 Transp.deur 1PW7R | CTT17 Transp.Door 1PW7R | CTT17 Transp.Door 1PW7R | CTT17 Transp.Door 1PW7R
2CPX052348R9999 | CTT27 | Active | 4011617523482 | 200.4 | 1 | 1 | stuk | Accessories ComfortLine | BE31192 | SF (LUCA,HAF&Striebel) | stuk | CTT27 transp.e deur 2PW 7R | CTT27 Porte transparante 2PW 7R | CTT27 Transp.Door 2PW7R | CTT27 Transp.Door 2PW7R
2CPX052349R9999 | CTT18 | Active | 4011617523499 | 169.7 | 1 | 1 | stuk | Accessories ComfortLine | BE31192 | SF (LUCA,HAF&Striebel) | stuk | CTT18 transp.e Deur 1PW 8R | CTT18 Porte transparente 1PW 8R | CTT18 Transp.Door 1PW8R | CTT18 Transp.Door 1PW8R
2CPX052350R9999 | CTT28 | Active | 4011617523505 | 221.9 | 1 | 1 | stuk | Accessories ComfortLine | BE31192 | SF (LUCA,HAF&Striebel) | stuk | CTT28 Transp.Deur 2PW8R | CTT28 Transp.Door 2PW8R | CTT28 Transp.Door 2PW8R | CTT28 Transp.Door 2PW8R
2CPX052351R9999 | CTT19 | Active | 4011617523512 | 184.28 | 1 | 1 | stuk | Accessories ComfortLine | BE31192 | SF (LUCA,HAF&Striebel) | stuk | CTT19 Transp.Deur 1PW9R | CTT19 Transp.Door 1PW9R | CTT19 Transp.Door 1PW9R | CTT19 Transp.Door 1PW9R
2CPX052352R9999 | CTT29 | Active | 4011617523529 | 241.09 | 1 | 1 | stuk | Accessories ComfortLine | BE31192 | SF (LUCA,HAF&Striebel) | stuk | CTT29 Doorz.deur 2PW 9GU z.slot | CTT29 Porte transp. 2PW 9GU s. serr. | CTT29 Transp.Door 2PW9R | CTT29 Transp.Door 2PW9R
2CPX052353R9999 | CTT13S | Active | 4011617523536 | 121.32 | 1 | 1 | stuk | Accessories ComfortLine | BE31192 | SF (LUCA,HAF&Striebel) | stuk | CTT13S Doorz.deur 1PW 3GUslot | CTT13S Porte transp. 1PW 3GU +serr. | CTT13S Transp.Door 1PW3R w.lock | CTT13S Transp.Door 1PW3R w.lock
2CPX052354R9999 | CTT23S | Active | 4011617523543 | 128.98 | 1 | 1 | stuk | Accessories ComfortLine | BE31192 | SF (LUCA,HAF&Striebel) | stuk | CTT23S Doorz.deur 2PW 3GUslot | CTT23S Porte transp. 2PW 3GU +serr. | CTT23S Transp.Door 2PW3R w.lock | CTT23S Transp.Door 2PW3R w.lock
2CPX052355R9999 | CTT33S | Active | 4011617523550 | 138.21 | 1 | 1 | stuk | Accessories ComfortLine | BE31192 | SF (LUCA,HAF&Striebel) | stuk | CTT33S Doorz.deur 3PW 3GUslot | CTT33S Porte transp. 3PW 3GU +serr. | CTT33S Transp.Door 3PW3R w.lock | CTT33S Transp.Door 3PW3R w.lock
2CPX052356R9999 | CTT14S | Active | 4011617523567 | 127.47 | 1 | 1 | stuk | Accessories ComfortLine | BE31192 | SF (LUCA,HAF&Striebel) | stuk | CTT14S Doorz.deur 1PW 4GUslot | CTT14S Porte transp. 1PW 4GU +serr. | CTT14S Transp.Door 1PW4R w.lock | CTT14S Transp.Door 1PW4R w.lock
2CPX052357R9999 | CTT24S | Active | 4011617523574 | 146.66 | 1 | 1 | stuk | Accessories ComfortLine | BE31192 | SF (LUCA,HAF&Striebel) | stuk | CTT24S Doorz.deur 2PW 4GUslot | CTT24S Porte transp. 2PW 4GU +serr. | CTT24S Transp.Door 2PW4R w.lock | CTT24S Transp.Door 2PW4R w.lock
2CPX052358R9999 | CTT34S | Active | 4011617523581 | 167.39 | 1 | 1 | stuk | Accessories ComfortLine | BE31192 | SF (LUCA,HAF&Striebel) | stuk | CTT34S Doorz.deur 3PW 4GUslot | CTT34S Porte transp. 3PW 4GU +serr. | CTT34S Transp.Door 3PW4R w.lock | CTT34S Transp.Door 3PW4R w.lock
2CPX052359R9999 | CTT15S | Active | 4011617523598 | 150.5 | 1 | 1 | stuk | Accessories ComfortLine | BE31192 | SF (LUCA,HAF&Striebel) | stuk | CTT15S Doorz.deur 1PW 5GUslot | CTT15S Porte transp. 1PW 5GU +serr. | CTT15S Transp.Door 1PW5R w.lock | CTT15S Transp.Door 1PW5R w.lock
2CPX052360R9999 | CTT25S | Active | 4011617523604 | 173.53 | 1 | 1 | stuk | Accessories ComfortLine | BE31192 | SF (LUCA,HAF&Striebel) | stuk | CTT25S Doorz.deur 2PW 5GUslot | CTT25S Porte transp. 2PW 5GU +serr. | CTT25S Transp.Door 2PW5R w.lock | CTT25S Transp.Door 2PW5R w.lock
2CPX052361R9999 | CTT35S | Active | 4011617523611 | 195.79 | 1 | 1 | stuk | Accessories ComfortLine | BE31192 | SF (LUCA,HAF&Striebel) | stuk | CTT35S Doorz.deur 3PW 5GUslot | CTT35S Porte transp. 3PW 5GU +serr. | CTT35S Transp.Door 3PW5R w.lock | CTT35S Transp.Door 3PW5R w.lock
2CPX052362R9999 | CTT16S | Active | 4011617523628 | 164.31 | 1 | 1 | stuk | Accessories ComfortLine | BE31192 | SF (LUCA,HAF&Striebel) | stuk | CTT16S Doorz.deur 1PW 6GUslot | CTT16S Porte transp. 1PW 6GU +serr. | CTT16S Transp.Door 1PW6R w.lock | CTT16S Transp.Door 1PW6R w.lock
2CPX052363R9999 | CTT26S | Active | 4011617523635 | 193.47 | 1 | 1 | stuk | Accessories ComfortLine | BE31192 | SF (LUCA,HAF&Striebel) | stuk | CTT26S Doorz.deur 2PW 6GUslot | CTT26S Porte transp. 2PW 6GU +serr. | CTT26S Transp.Door 2PW6R w.lock | CTT26S Transp.Door 2PW6R w.lock
2CPX052364R9999 | CTT36S | Active | 4011617523642 | 221.12 | 1 | 1 | stuk | Accessories ComfortLine | BE31192 | SF (LUCA,HAF&Striebel) | stuk | CTT36S Doorz.deur 3PW 6GUslot | CTT36S Porte transp. 3PW 6GU +serr. | CTT36S Transp.Door 3PW6R w.lock | CTT36S Transp.Door 3PW6R w.lock
2CPX052365R9999 | CTT17S | Active | 4011617523659 | 176.6 | 1 | 1 | stuk | Accessories ComfortLine | BE31192 | SF (LUCA,HAF&Striebel) | stuk | CTT17S Doorz.deur 1PW 7GUslot | CTT17S Porte transp. 1PW 7GU +serr. | CTT17S Transp.Door 1PW7R w.lock | CTT17S Transp.Door 1PW7R w.lock
2CPX052366R9999 | CTT27S | Active | 4011617523666 | 207.31 | 1 | 1 | stuk | Accessories ComfortLine | BE31192 | SF (LUCA,HAF&Striebel) | stuk | CTT27S Doorz.deur 2PW 7GUslot | CTT27S Porte transp. 2PW 7GU +serr. | CTT27S Transp.Door 2PW7R w.lock | CTT27S Transp.Door 2PW7R w.lock
2CPX052367R9999 | CTT37S | Active | 4011617523673 | 244.16 | 1 | 1 | stuk | Accessories ComfortLine | BE31192 | SF (LUCA,HAF&Striebel) | stuk | CTT37S Doorz.deur 3PW 7GUslot | CTT37S Porte transp. 3PW 7GU +serr. | CTT37S Transp.Door 3PW7R w.lock | CTT37S Transp.Door 3PW7R w.lock
2CPX052368R9999 | CTT18S | Active | 4011617523680 | 185.82 | 1 | 1 | stuk | Accessories ComfortLine | BE31192 | SF (LUCA,HAF&Striebel) | stuk | CTT18S Doorz.deur 1PW 8GUslot | CTT18S Porte transp. 1PW 8GU +serr. | CTT18S Transp.Door 1PW8R w.lock | CTT18S Transp.Door 1PW8R w.lock
2CPX052369R9999 | CTT28S | Active | 4011617523697 | 221.12 | 1 | 1 | stuk | Accessories ComfortLine | BE31192 | SF (LUCA,HAF&Striebel) | stuk | CTT28S Doorz.deur 2PW 8GUslot | CTT28S Porte transp. 2PW 8GU +serr. | CTT28S Transp.Door 2PW8R w.lock | CTT28S Transp.Door 2PW8R w.lock
2CPX052370R9999 | CTT38S | Active | 4011617523703 | 267.19 | 1 | 1 | stuk | Accessories ComfortLine | BE31192 | SF (LUCA,HAF&Striebel) | stuk | CTT38S Doorz.deur 3PW 8GUslot | CTT38S Porte transp. 3PW 8GU +serr. | CTT38S Transp.Door 3PW8R w.lock | CTT38S Transp.Door 3PW8R w.lock
2CPX052371R9999 | CTT19S | Active | 4011617523710 | 193.47 | 1 | 1 | stuk | Accessories ComfortLine | BE31192 | SF (LUCA,HAF&Striebel) | stuk | CTT19S Doorz.deur 1PW 9GUslot | CTT19S Porte transp. 1PW 9GU +serr. | CTT19S Transp.Door 1PW9R w.lock | CTT19S Transp.Door 1PW9R w.lock
2CPX052372R9999 | CTT29S | Active | 4011617523727 | 234.19 | 1 | 1 | stuk | Accessories ComfortLine | BE31192 | SF (LUCA,HAF&Striebel) | stuk | CTT29S Doorz.deur 2PW 9GUslot | CTT29S Porte transp. 2PW 9GU +serr. | CTT29S Transp.Door 2PW9R w.lock | CTT29S Transp.Door 2PW9R w.lock
2CPX052373R9999 | CTT39S | Active | 4011617523734 | 289.47 | 1 | 1 | stuk | Accessories ComfortLine | BE31192 | SF (LUCA,HAF&Striebel) | stuk | CTT39S Doorz.deur 3PW 9GUslot | CTT39S Porte transp. 3PW 9GU +serr. | CTT39S Transp.Door 3PW9R w.lock | CTT39S Transp.Door 3PW9R w.lock
2CPX052374R9999 | CTL13S | Active | 4011617523741 | 77.55 | 1 | 1 | stuk | Accessories ComfortLine | BE31192 | SF (LUCA,HAF&Striebel) | stuk | CTL13S Gevent.deur 1PW 3GUslot | CTL13S Porte vent. 1PW 3GU +serr. | CTL13S Ventilated Door 1PW3R w. lock | CTL13S Ventilated Door 1PW3R w. lock
2CPX052375R9999 | CTL23S | Active | 4011617523758 | 112.88 | 1 | 1 | stuk | Accessories ComfortLine | BE31192 | SF (LUCA,HAF&Striebel) | stuk | CTL23S Gevent.deur 2PW 3GUslot | CTL23S Porte vent. 2PW 3GU +serr. | CTL23S Ventilated Door 2PW3R w. lock | CTL23S Ventilated Door 2PW3R w. lock
2CPX052376R9999 | CTL14S | Active | 4011617523765 | 82.16 | 1 | 1 | stuk | Accessories ComfortLine | BE31192 | SF (LUCA,HAF&Striebel) | stuk | CTL14S Gevent.deur 1PW 4GUslot | CTL14S Porte vent. 1PW 4GU +serr. | CTL14S Ventilated Door 1PW4R w. lock | CTL14S Ventilated Door 1PW4R w. lock
2CPX052377R9999 | CTL24S | Active | 4011617523772 | 119.03 | 1 | 1 | stuk | Accessories ComfortLine | BE31192 | SF (LUCA,HAF&Striebel) | stuk | CTL24S Gevent.deur 2PW 4GUslot | CTL24S Porte vent. 2PW 4GU +serr. | CTL24S Ventilated Door 2PW4R w. lock | CTL24S Ventilated Door 2PW4R w. lock
2CPX052378R9999 | CTL15S | Active | 4011617523789 | 87.54 | 1 | 1 | stuk | Accessories ComfortLine | BE31192 | SF (LUCA,HAF&Striebel) | stuk | CTL15S Gevent.deur 1PW 5GUslot | CTL15S Porte vent. 1PW 5GU +serr. | CTL15S Ventilated Door 1PW5R w. lock | CTL15S Ventilated Door 1PW5R w. lock
2CPX052379R9999 | CTL25S | Active | 4011617523796 | 125.17 | 1 | 1 | stuk | Accessories ComfortLine | BE31192 | SF (LUCA,HAF&Striebel) | stuk | CTL25S Gevent.deur 2PW 5GUslot | CTL25S Porte vent. 2PW 5GU +serr. | CTL25S Ventilated Door 2PW5R w. lock | CTL25S Ventilated Door 2PW5R w. lock
2CPX052380R9999 | CTL16S | Active | 4011617523802 | 95.2 | 1 | 1 | stuk | Accessories ComfortLine | BE31192 | SF (LUCA,HAF&Striebel) | stuk | CTL16S Gevent.deur 1PW 6GUslot | CTL16S Porte vent. 1PW 6GU +serr. | CTL16S Ventilated Door 1PW6R w. lock | CTL16S Ventilated Door 1PW6R w. lock
2CPX052381R9999 | CTL26S | Active | 4011617523819 | 131.31 | 1 | 1 | stuk | Accessories ComfortLine | BE31192 | SF (LUCA,HAF&Striebel) | stuk | CTL26S Gevent.deur 2PW 6GUslot | CTL26S Porte vent. 2PW 6GU +serr. | CTL26S Ventilated Door 2PW6R w. lock | CTL26S Ventilated Door 2PW6R w. lock
2CPX052382R9999 | CTL17S | Active | 4011617523826 | 103.66 | 1 | 1 | stuk | Accessories ComfortLine | BE31192 | SF (LUCA,HAF&Striebel) | stuk | CTL17S Gevent.deur 1PW 7GUslot | CTL17S Porte vent. 1PW 7GU +serr. | CTL17S Ventilated Door 1PW7R w. lock | CTL17S Ventilated Door 1PW7R w. lock
2CPX052383R9999 | CTL27S | Active | 4011617523833 | 137.43 | 1 | 1 | stuk | Accessories ComfortLine | BE31192 | SF (LUCA,HAF&Striebel) | stuk | CTL27S Gevent.deur 2PW 7GUslot | CTL27S Porte vent. 2PW 7GU +serr. | CTL27S Ventilated Door 2PW7R w. lock | CTL27S Ventilated Door 2PW7R w. lock
2CPX052384R9999 | CTL37S | Active | 4011617523840 | 164.31 | 1 | 1 | stuk | Accessories ComfortLine | BE31192 | SF (LUCA,HAF&Striebel) | stuk | CTL37S Gevent.deur 3PW 7GUslot | CTL37S Porte vent. 3PW 7GU +serr. | CTL37S Ventilated Door 3PW7R w. lock | CTL37S Ventilated Door 3PW7R w. lock
2CPX052385R9999 | CTL19S | Active | 4011617523857 | 125.17 | 1 | 1 | stuk | Accessories ComfortLine | BE31192 | SF (LUCA,HAF&Striebel) | stuk | CTL19S Gevent.deur 1PW 9GUslot | CTL19S Porte vent. 1PW 9GU +serr. | CTL19S Ventilated Door 1PW9R w. lock | CTL19S Ventilated Door 1PW9R w. lock
2CPX052386R9999 | CTL29S | Active | 4011617523864 | 154.33 | 1 | 1 | stuk | Accessories ComfortLine | BE31192 | SF (LUCA,HAF&Striebel) | stuk | CTL29S Gevent.deur 2PW 9GUslot | CTL29S Porte vent. 2PW 9GU +serr. | CTL29S Ventilated Door 2PW9R w. lock | CTL29S Ventilated Door 2PW9R w. lock
2CPX052387R9999 | CTL39S | Active | 4011617523871 | 188.12 | 1 | 1 | stuk | Accessories ComfortLine | BE31192 | SF (LUCA,HAF&Striebel) | stuk | CTL39S Gevent.deur 3PW 9GUslot | CTL39S Porte vent. 3PW 9GU +serr. | CTL39S Ventilated Door 3PW9R w. lock | CTL39S Ventilated Door 3PW9R w. lock
2CPX052388R9999 | CTW13S | Active | 4011617523888 | 122.09 | 1 | 1 | stuk | Accessories ComfortLine | BE31192 | SF (LUCA,HAF&Striebel) | stuk | CTW13S WiFi deur 1PW 3GUslot | CTW13S Porte WiFi 1PW 3GU +serr. | CTW13S WiFi Door 1PW3R w. lock | CTW13S WiFi Door 1PW3R w. lock
2CPX052389R9999 | CTW23S | Active | 4011617523895 | 134.37 | 1 | 1 | stuk | Accessories ComfortLine | BE31192 | SF (LUCA,HAF&Striebel) | stuk | CTW23S WiFi deur 2PW 3GUslot | CTW23S Porte WiFi 2PW 3GU +serr. | CTW23S WiFi Door 2PW3R w. lock | CTW23S WiFi Door 2PW3R w. lock
2CPX052390R9999 | CTW14S | Active | 4011617523901 | 128.24 | 1 | 1 | stuk | Accessories ComfortLine | BE31192 | SF (LUCA,HAF&Striebel) | stuk | CTW14S WiFi deur 1PW 4GUslot | CTW14S Porte WiFi 1PW 4GU +serr. | CTW14S WiFi Door 1PW4R w. lock | CTW14S WiFi Door 1PW4R w. lock
2CPX052391R9999 | CTW24S | Active | 4011617523918 | 141.28 | 1 | 1 | stuk | Accessories ComfortLine | BE31192 | SF (LUCA,HAF&Striebel) | stuk | CTW24S WiFi deur 2PW 4GUslot | CTW24S Porte WiFi 2PW 4GU +serr. | CTW24S WiFi Door 1PW4R w. lock | CTW24S WiFi Door 1PW4R w. lock
2CPX052392R9999 | CTW15S | Active | 4011617523925 | 138.21 | 1 | 1 | stuk | Accessories ComfortLine | BE31192 | SF (LUCA,HAF&Striebel) | stuk | CTW15S WiFi deur 1PW 5GUslot | CTW15S Porte WiFi 1PW 5GU +serr. | CTW15S WiFi Door 1PW5R w. lock | CTW15S WiFi Door 1PW5R w. lock
2CPX052393R9999 | CTW25S | Active | 4011617523932 | 152.81 | 1 | 1 | stuk | Accessories ComfortLine | BE31192 | SF (LUCA,HAF&Striebel) | stuk | CTW25S WiFi deur 2PW 5GUslot | CTW25S Porte WiFi 2PW 5GU +serr. | CTW25S WiFi Door 2PW5R w. lock | CTW25S WiFi Door 2PW5R w. lock
2CPX052394R9999 | CTW16S | Active | 4011617523949 | 148.96 | 1 | 1 | stuk | Accessories ComfortLine | BE31192 | SF (LUCA,HAF&Striebel) | stuk | CTW16S WiFi deur 1PW 6GUslot | CTW16S Porte WiFi 1PW 6GU +serr. | CTW16S WiFi Door 1PW6R w. lock | CTW16S WiFi Door 1PW6R w. lock
2CPX052395R9999 | CTW26S | Active | 4011617523956 | 165.84 | 1 | 1 | stuk | Accessories ComfortLine | BE31192 | SF (LUCA,HAF&Striebel) | stuk | CTW26S WiFi deur 2PW 6GUslot | CTW26S Porte WiFi 2PW 6GU +serr. | CTW26S WiFi Door 2PW6R w. lock | CTW26S WiFi Door 2PW6R w. lock
2CPX052396R9999 | CTW17S | Active | 4011617523963 | 164.31 | 1 | 1 | stuk | Accessories ComfortLine | BE31192 | SF (LUCA,HAF&Striebel) | stuk | CTW17S WiFi deur 1PW 7GUslot | CTW17S Porte WiFi 1PW 7GU +serr. | CTW17S WiFi Door 1PW7R w. lock | CTW17S WiFi Door 1PW7R w. lock
2CPX052397R9999 | CTW27S | Active | 4011617523970 | 184.28 | 1 | 1 | stuk | Accessories ComfortLine | BE31192 | SF (LUCA,HAF&Striebel) | stuk | CTW27S WiFi deur 2PW 7GUslot | CTW27S Porte WiFi 2PW 7GU +serr. | CTW27S WiFi Door 2PW7R w. lock | CTW27S WiFi Door 2PW7R w. lock
2CPX052398R9999 | CTW37S | Active | 4011617523987 | 224.2 | 1 | 1 | stuk | Accessories ComfortLine | BE31192 | SF (LUCA,HAF&Striebel) | stuk | CTW37S WiFi deur 3PW 7GUslot | CTW37S Porte WiFi 3PW 7GU +serr. | CTW37S WiFi Door 1PW7R w. lock | CTW37S WiFi Door 1PW7R w. lock
2CPX052399R9999 | CTW19S | Active | 4011617523994 | 208.83 | 1 | 1 | stuk | Accessories ComfortLine | BE31192 | SF (LUCA,HAF&Striebel) | stuk | CTW19S WiFi deur 1PW 9GUslot | CTW19S Porte WiFi 1PW 9GU +serr. | CTW19S WiFi Door 1PW9R w. lock | CTW19S WiFi Door 1PW9R w. lock
2CPX052400R9999 | CTW29S | Active | 4011617524007 | 235.71 | 1 | 1 | stuk | Accessories ComfortLine | BE31192 | SF (LUCA,HAF&Striebel) | stuk | CTW29S WiFi deur 2PW 9GUslot | CTW29S Porte WiFi 2PW 9GU +serr. | CTW29S WiFi Door 2PW9R w. lock | CTW29S WiFi Door 2PW9R w. lock
2CPX052401R9999 | CTW39S | Active | 4011617524014 | 293.31 | 1 | 1 | stuk | Accessories ComfortLine | BE31192 | SF (LUCA,HAF&Striebel) | stuk | CTW39S WiFi deur 3PW 9GUslot | CTW39S Porte WiFi 3PW 9GU +serr. | CTW39S WiFi Door 1PW9R w. lock | CTW39S WiFi Door 1PW9R w. lock
2CPX052402R9999 | CR17 | Active | 4011617524021 | 121.18 | 1 | 1 | stuk | Accessories ComfortLine | BE31192 | SF (LUCA,HAF&Striebel) | stuk | CR17 Afwerkingskader 1PW7R +toeb. | CR17 Trim Frame 1PW7R +mount.mat. | CR17 Trim Frame 1PW7R +mount.mat. | CR17 Trim Frame 1PW7R +mount.mat.
2CPX052403R9999 | CR27 | Active | 4011617524038 | 129.41 | 1 | 1 | stuk | Accessories ComfortLine | BE31192 | SF (LUCA,HAF&Striebel) | stuk | CR27 Afwerkingskader 2PW7R +toeb. | CR27 Trim Frame 2PW7R +mount.mat. | CR27 Trim Frame 2PW7R +mount.mat. | CR27 Trim Frame 2PW7R +mount.mat.
2CPX052404R9999 | CR37 | Active | 4011617524045 | 135.37 | 1 | 1 | stuk | Accessories ComfortLine | BE31192 | SF (LUCA,HAF&Striebel) | stuk | CR37 Afwerkingskader 3PW7R +toeb. | CR37 Trim Frame 3PW7R +mount.mat. | CR37 Trim Frame 3PW7R +mount.mat. | CR37 Trim Frame 3PW7R +mount.mat.
2CPX052405R9999 | CR47 | Active | 4011617524052 | 162.57 | 1 | 1 | stuk | Accessories ComfortLine | BE31192 | SF (LUCA,HAF&Striebel) | stuk | CR47 Afwerkingskader 4PW7R +toeb. | CR47 Trim Frame 4PW7R +mount.mat. | CR47 Trim Frame 4PW7R +mount.mat. | CR47 Trim Frame 4PW7R +mount.mat.
2CPX052406R9999 | CR57 | Active | 4011617524069 | 182.3 | 1 | 1 | stuk | Accessories ComfortLine | BE31192 | SF (LUCA,HAF&Striebel) | stuk | CR57 Afwerkingskader 5PW7R +toeb. | CR57 Trim Frame 5PW7R +mount.mat. | CR57 Trim Frame 5PW7R +mount.mat. | CR57 Trim Frame 5PW7R +mount.mat.
2CPX052407R9999 | CR19 | Active | 4011617524076 | 135.37 | 1 | 1 | stuk | Accessories ComfortLine | BE31192 | SF (LUCA,HAF&Striebel) | stuk | CR19 Afwerkingskader 1PW9R +toeb. | CR19 Trim Frame 1PW9R +mount.mat. | CR19 Trim Frame 1PW9R +mount.mat. | CR19 Trim Frame 1PW9R +mount.mat.
2CPX052408R9999 | CR29 | Active | 4011617524083 | 141.26 | 1 | 1 | stuk | Accessories ComfortLine | BE31192 | SF (LUCA,HAF&Striebel) | stuk | CR29 Afwerkingskader 2PW9R +toeb. | CR29 Trim Frame 2PW9R +mount.mat. | CR29 Trim Frame 2PW9R +mount.mat. | CR29 Trim Frame 2PW9R +mount.mat.
2CPX052409R9999 | CR39 | Active | 4011617524090 | 148.35 | 1 | 1 | stuk | Accessories ComfortLine | BE31192 | SF (LUCA,HAF&Striebel) | stuk | CR39 Afwerkingskader 3PW9R +toeb. | CR39 Trim Frame 3PW9R +mount.mat. | CR39 Trim Frame 3PW9R +mount.mat. | CR39 Trim Frame 3PW9R +mount.mat.
2CPX052410R9999 | CR49 | Active | 4011617524106 | 176 | 1 | 1 | stuk | Accessories ComfortLine | BE31192 | SF (LUCA,HAF&Striebel) | stuk | CR49 Afwerkingskader 4PW9R +toeb. | CR49 Trim Frame 4PW9R +mount.mat. | CR49 Trim Frame 4PW9R +mount.mat. | CR49 Trim Frame 4PW9R +mount.mat.
2CPX052411R9999 | CR59 | Active | 4011617524113 | 195.34 | 1 | 1 | stuk | Accessories ComfortLine | BE31192 | SF (LUCA,HAF&Striebel) | stuk | CR59 Afwerkingskader 5PW9R +toeb. | CR59 Trim Frame 5PW9R +mount.mat. | CR59 Trim Frame 5PW9R +mount.mat. | CR59 Trim Frame 5PW9R +mount.mat.
2CPX052412R9999 | CZT2 | Active | 4011617524120 | 26.1 | 1 | 1 | stuk | Accessories ComfortLine | BE31192 | SF (LUCA,HAF&Striebel) | stuk | CZT2 Veiligheidsslot | CZT2 Serrure de sécurité | CZT2 Closure with lock | CZT2 Closure with lock
2CPX052413R9999 | CZT1 | Active | 4011617524137 | 9.99 | 1 | 1 | stuk | Accessories ComfortLine | BE31192 | SF (LUCA,HAF&Striebel) | stuk | CZT1 st,. Slot | CZT1 Serrure standard | CZT1 Standard Closure | CZT1 Standard Closure
2CPX052414R9999 | CZT60 | Active | 4011617524144 | 11.53 | 1 | 1 | stuk | Accessories ComfortLine | BE31192 | SF (LUCA,HAF&Striebel) | stuk | CZT60 Set te gebruikenTZ50x | CZT60 Set pour utilisat. avec TZ50x | CZT60 Install.Set f.Special Closure | CZT60 Set For Mounting TZ507,TZ508
2CPX052415R9999 | CZT10 | Active | 4011617524151 | 13.05 | 1 | 1 | stuk | Accessories ComfortLine | BE31192 | SF (LUCA,HAF&Striebel) | stuk | CZT10 Scharnieren v.kast A&B | CZT10 Charnières pour armoires A&B | CZT10 Door hinges f. A,B,CDB | CZT10 Door hinges f. A,B,K
2CPX052416R9999 | CZT23H | Active | 4011617524168 | 19.19 | 1 | 1 | stuk | Accessories ComfortLine | BE31192 | SF (LUCA,HAF&Striebel) | stuk | CZT23H Espagnolet sluit.asymm.3GU | CZT23H Espagnolet asymm. 3GU | CZT23H Espagnolette Clos.Asymmetr.3R | CZT23H Espagnolette Closure Sw.H. 3R
2CPX052417R9999 | CZT24H | Active | 4011617524175 | 19.59 | 1 | 1 | stuk | Accessories ComfortLine | BE31192 | SF (LUCA,HAF&Striebel) | stuk | CZT24H Espagnolet sluit.asymm.4GU | CZT24H Espagnolet asymm. 4GU | CZT24H Espagnolette Clos.Asymmetr.4R | CZT24H Espagnolette Closure Sw.H. 4R
2CPX052418R9999 | CZT25H | Active | 4011617524182 | 19.98 | 1 | 1 | stuk | Accessories ComfortLine | BE31192 | SF (LUCA,HAF&Striebel) | stuk | CZT25H Espagnolet sluit.asymm.5GU | CZT25H Espagnolet asymm. 5GU | CZT25H Espagnolette Clos.Asymmetr.5R | CZT25H Espagnolette Closure Sw.H. 5R
2CPX052419R9999 | CZT26H | Active | 4011617524199 | 20.34 | 1 | 1 | stuk | Accessories ComfortLine | BE31192 | SF (LUCA,HAF&Striebel) | stuk | CZT26H Espagnolet sluit.asymm.6GU | CZT26H Espagnolet asymm. 6GU | CZT26H Espagnolette Clos.Asymmetr.6R | CZT26H Espagnolette Closure Sw.H. 6R
2CPX052420R9999 | CZT27H | Active | 4011617524205 | 20.74 | 1 | 1 | stuk | Accessories ComfortLine | BE31192 | SF (LUCA,HAF&Striebel) | stuk | CZT27H Espagnolet sluit.asymm.7GU | CZT27H Espagnolet asymm. 7GU | CZT27H Espagnolette Clos.Asymmetr.7R | CZT27H Espagnolette Closure Sw.H. 7R
2CPX052421R9999 | CZT28H | Active | 4011617524212 | 21.12 | 1 | 1 | stuk | Accessories ComfortLine | BE31192 | SF (LUCA,HAF&Striebel) | stuk | CZT28H Espagnolet sluit.asymm.8GU | CZT28H Espagnolet asymm. 8GU | CZT28H Espagnolette Clos.Asymmetr.8R | CZT28H Espagnolette Closure Sw.H. 8R
2CPX052422R9999 | CZT29H | Active | 4011617524229 | 21.5 | 1 | 1 | stuk | Accessories ComfortLine | BE31192 | SF (LUCA,HAF&Striebel) | stuk | CZT29H Espagnolet sluit.asymm.9GU | CZT29H Espagnolet asymm. 9GU | CZT29H Espagnolette Clos.Asymmetr.9R | CZT29H Espagnolette Closure Sw.H. 9R
2CPX052423R9999 | CZT23 | Active | 4011617524236 | 36.47 | 1 | 1 | stuk | Accessories ComfortLine | BE31192 | SF (LUCA,HAF&Striebel) | stuk | CZT23 Espagnolet sluit.st,.3GU | CZT23 Espagnolet stand. 3GU | CZT23 Espagnolette Clos.Standard 3R | CZT23 Espagnolette Closure 3R
2CPX052424R9999 | CZT24 | Active | 4011617524243 | 36.86 | 1 | 1 | stuk | Accessories ComfortLine | BE31192 | SF (LUCA,HAF&Striebel) | stuk | CZT24 Espagnolet sluit.st,.4GU | CZT24 Espagnolet stand. 4GU | CZT24 Espagnolette Clos.Standard 4R | CZT24 Espagnolette Closure 4R
2CPX052425R9999 | CZT25 | Active | 4011617524250 | 37.62 | 1 | 1 | stuk | Accessories ComfortLine | BE31192 | SF (LUCA,HAF&Striebel) | stuk | CZT25 Espagnolet sluit.st,.5GU | CZT25 Espagnolet stand. 5GU | CZT25 Espagnolette Clos.Standard 5R | CZT25 Espagnolette Closure 5R
2CPX052426R9999 | CZT26 | Active | 4011617524267 | 38.4 | 1 | 1 | stuk | Accessories ComfortLine | BE31192 | SF (LUCA,HAF&Striebel) | stuk | CZT26 Espagnolet sluit.st,.6GU | CZT26 Espagnolet stand. 6GU | CZT26 Espagnolette Clos.Standard 6R | CZT26 Espagnolette Closure 6R
2CPX052427R9999 | CZT27 | Active | 4011617524274 | 39.18 | 1 | 1 | stuk | Accessories ComfortLine | BE31192 | SF (LUCA,HAF&Striebel) | stuk | CZT27 Espagnolet sluit.st,.7GU | CZT27 Espagnolet stand. 7GU | CZT27 Espagnolette Clos.Standard 7R | CZT27 Espagnolette Closure 7R
2CPX052428R9999 | CZT28 | Active | 4011617524281 | 39.53 | 1 | 1 | stuk | Accessories ComfortLine | BE31192 | SF (LUCA,HAF&Striebel) | stuk | CZT28 Espagnolet sluit.st,.8GU | CZT28 Espagnolet stand. 8GU | CZT28 Espagnolette Clos.Standard 8R | CZT28 Espagnolette Closure 8R
2CPX052429R9999 | CZT29 | Active | 4011617524298 | 40.7 | 1 | 1 | stuk | Accessories ComfortLine | BE31192 | SF (LUCA,HAF&Striebel) | stuk | CZT29 Espagnolet sluit.st,.9GU | CZT29 Espagnolet stand. 9GU | CZT29 Espagnolette Clos.Standard 9R | CZT29 Espagnolette Closure 9R
2CPX052430R9999 | CZT6 | Active | 4011617524304 | 95.2 | 1 | 1 | stuk | Accessories ComfortLine | BE31192 | SF (LUCA,HAF&Striebel) | stuk | CZT6 Zwenkhevel (EO 12) | CZT6 Poignée pivotante (EO 12) | CZT6 Swivel Handle f.closure E0 12 | CZT6 Swivel Handle f.closure E0 12
2CPX052431R9999 | CZT7 | Active | 4011617524311 | 157.41 | 1 | 1 | stuk | Accessories ComfortLine | BE31192 | SF (LUCA,HAF&Striebel) | stuk | CZT7 Zwenkhevel (Berlin) | CZT7 Poignée pivotante (Berlin) | CZT7 Swivel Handle f.Senats.Berlin | CZT7 Swivel Handle f.Senats.Berlin
2CPX052435R9999 | CZF1 | Active | 4011617524359 | 15.36 | 1 | 1 | stuk | Accessories ComfortLine | BE31192 | SF (LUCA,HAF&Striebel) | stuk | CZF1Membraan wartelplaat onderk. | CZF1 Pl. passe câble membrane supp. | CZF1 Diaphragm flange bottom | CZF1 Diaphragm flange bottom
2CPX052436R9999 | CZF2 | Active | 4011617524366 | 16.13 | 1 | 1 | stuk | Accessories ComfortLine | BE31192 | SF (LUCA,HAF&Striebel) | stuk | CZF2Membraan wartelplaat bovenk. | CZF2 Pl. passe câble membrane inf. | CZF2 Diaphragm flange top | CZF2 Diaphragm flange top
2CPX052437R9999 | CZF3 | Active | 4011617524373 | 15.36 | 1 | 1 | stuk | Accessories ComfortLine | BE31192 | SF (LUCA,HAF&Striebel) | stuk | CZF3 Volle wartelplaat | CZF3 Plaq. passe câble pleine | CZF3 Flange closed | CZF3 Flange closed
2CPX052438R9999 | CZF4 | Active | 4011617524380 | 17.66 | 1 | 1 | stuk | Accessories ComfortLine | BE31192 | SF (LUCA,HAF&Striebel) | stuk | CZF4 Wartelplaat v.Metr.wartels | CZF4 Plaq. passe câble métr. | CZF4 Flange for conduits | CZF4 Flange for conduits top
2CPX052440R9999 | CZF10 | Active | 4011617524403 | 16.18 | 1 | 1 | stuk | Accessories ComfortLine | BE31192 | SF (LUCA,HAF&Striebel) | stuk | CZF10 WartelplaatMetaal | CZF10 Metal flange | CZF10 Metal flange | CZF10 Metal flange
2CPX052441R9999 | CZF11 | Active | 4011617524410 | 17.37 | 1 | 1 | stuk | Accessories ComfortLine | BE31192 | SF (LUCA,HAF&Striebel) | stuk | CZF11 WartelplaatM.uitbreekpoorten | CZF11 Metal flange with knock-outs | CZF11 Metal flange with knock-outs | CZF11 Metal flange with knock-outs
2CPX052442R9999 | CZF12 | Active | 4011617524427 | 17.37 | 1 | 1 | stuk | Accessories ComfortLine | BE31192 | SF (LUCA,HAF&Striebel) | stuk | CZF12 WartelplaatM.uitbreekpoorten | CZF12 Metal flange with knock-outs | CZF12 Metal flange with knock-outs | CZF12 Metal flange with knock-outs
2CPX052443R9999 | CZF13 | Active | 4011617524434 | 17.37 | 1 | 1 | stuk | Accessories ComfortLine | BE31192 | SF (LUCA,HAF&Striebel) | stuk | CZF13 WartelplaatM.uitbreekpoorten | CZF13 Metal flange with knock-outs | CZF13 Metal flange with knock-outs | CZF13 Metal flange with knock-outs
2CPX052444R9999 | CZF14 | Active | 4011617524441 | 14.63 | 1 | 1 | stuk | Accessories ComfortLine | BE31192 | SF (LUCA,HAF&Striebel) | stuk | CZF14 WartelplaatM.uitbreekpoorten | CZF14 Metal flange with knock-outs | CZF14 Metal flange with knock-outs | CZF14 Metal flange with knock-outs
2CPX052447R9999 | CZF1B | Active | 4011617524472 | 19.75 | 1 | 1 | stuk | Accessories ComfortLine | BE31192 | SF (LUCA,HAF&Striebel) | stuk | CZF1B Set A cabinet | CZF1B Set A cabinet | CZF1B Set A cabinet | CZF1B Set A cabinet
2CPX052448R9999 | CZL60 | Active | 4011617524489 | 15.02 | 1 | 1 | stuk | Accessories ComfortLine | BE31192 | SF (LUCA,HAF&Striebel) | stuk | CZL60 Aardingsset B | CZL60 Earthing Set B cabinet | CZL60 Earthing Set B cabinet | CZL60 Earthing Set B cabinet |  | 5.14
2CPX052449R9999 | CZL61 | Active | 4011617524496 | 12.68 | 1 | 1 | stuk | Compact Distribution Boards | BE31192 | SF (LUCA,HAF&Striebel) | stuk | Comfortline CZL61 Aardingsset CA | CZL61 Set de mise à la terre CA Comfortline | CZL61 Earthing Set CDB wall-mount. | CZL61 Earthing Set CDB wall-mount. |  | 5.14
2CPX052450R9999 | CZB113 | Active | 4011617524502 | 5.74 | 1 | 1 | stuk | Compact Distribution Boards | BE31192 | SF (LUCA,HAF&Striebel) | stuk | CZB113 Verpartitions 3R | CZB113 vertical partitions 3R | CZB113 vertical partition 3R 160mm | CZB113 vertical partitions 3R
2CPX052451R9999 | CZB114 | Active | 4011617524519 | 6.33 | 1 | 1 | stuk | Compact Distribution Boards | BE31192 | SF (LUCA,HAF&Striebel) | stuk | CZB114 Verpartitions 4R | CZB114 vertical partitions 4R | CZB114 vertical partition 4R 160mm | CZB114 vertical partitions 4R
2CPX052452R9999 | CZB115 | Active | 4011617524526 | 8.07 | 1 | 1 | stuk | Compact Distribution Boards | BE31192 | SF (LUCA,HAF&Striebel) | stuk | CZB115 Verpartitions 5R | CZB115 vertical partitions 5R | CZB115 vertical partition 5R 160mm | CZB115 vertical partitions 5R
2CPX052453R9999 | CZB116 | Active | 4011617524533 | 9.4 | 1 | 1 | stuk | Compact Distribution Boards | BE31192 | SF (LUCA,HAF&Striebel) | stuk | CZB116 Verpartitions 6R | CZB116 vertical partitions 6R | CZB116 vertical partition 6R 160mm | CZB116 vertical partitions 6R
2CPX052454R9999 | CZB117 | Active | 4011617524540 | 10.66 | 1 | 1 | stuk | Compact Distribution Boards | BE31192 | SF (LUCA,HAF&Striebel) | stuk | CZB117 Verpartitions 7R | CZB117 vertical partitions 7R | CZB117 vertical partition 7R 160mm | CZB117 vertical partitions 7R
2CPX052455R9999 | CZB118 | Active | 4011617524557 | 11.91 | 1 | 1 | stuk | Compact Distribution Boards | BE31192 | SF (LUCA,HAF&Striebel) | stuk | CZB118 Verpartitions 8R | CZB118 vertical partitions 8R | CZB118 vertical partition 8R 160mm | CZB118 vertical partitions 8R
2CPX052456R9999 | ZK19 | Active | 4011617524564 | 2.85 | 1 | 1 | stuk | Compact Distribution Boards | BE31192 | SF (LUCA,HAF&Striebel) | stuk | Comfortline ZK19Mont.beugel v.N/PE | ZK19 Support pour bornes N/PE Comfortline | ZK19 Mounting carrier f.N/PE ter.b | ZK19 Mounting carrier f.N/PE ter.bl |  | 5.14
2CPX052457R9999 | ZK221 | Active | 4011617524571 | 23.46 | 1 | 1 | stuk | Accessoiries Consumer Units (A3xx/A6xx/UKxxx/AN/AI/UA) | BE31192 | SF (LUCA,HAF&Striebel) | stuk | aansluitklem AT/U ZK221 quick-terminals | ZK221 Support - bornes N/P inclus | ZK221 Quick-terminals set f.Comp.DB | ZK221 Quick-terminals set f.Comp.DB |  | 5.14
2CPX052458R9999 | ZK225T | Active | 4011617524588 | 48.54 | 1 | 1 | stuk | Accessoiries Consumer Units (A3xx/A6xx/UKxxx/AN/AI/UA) | BE31192 | SF (LUCA,HAF&Striebel) | stuk | aansluitklem ZK N/PE N=44p PE=46p | ZK225T N/PE f.Dist.-pan.N=44p,PE=46p | ZK225T N/PE f.Dist.-pan.N=44p,PE=46p | ZK225T N/PE f.Dist.-pan.N=44p,PE=46p |  | 5.14
2CPX052459R9999 | CZ1P4 | Active | 4011617524595 | 23.05 | 1 | 1 | pak | Accessories ComfortLine | BE31192 | SF (LUCA,HAF&Striebel) | pak | CZ1P4 W,bevestigings (4st) | CZ1P4 Support fixation murale (4pc) | CZ1P4 Ext.mount.brackets (4pcs) | CZ1P4 Ext.mount.brackets (4pcs)
2CPX052460R9999 | CZ2 | Active | 4011617524601 | 9.21 | 1 | 1 | stuk | Accessories ComfortLine | BE31192 | SF (LUCA,HAF&Striebel) | stuk | CZ2 Koppelset kast | CZ2 Accessoire de connection | CZ2 Cabinet connecting screws | CZ2 Cabinet connecting screws
2CPX052461R9999 | CZ3 | Active | 4011617524618 | 14.2 | 1 | 1 | stuk | Accessories ComfortLine | BE31192 | SF (LUCA,HAF&Striebel) | stuk | CZ3 Isolatiekader zijdelinks | CZ3 Cadre d'isolation latérale | CZ3 Insulating Frame lateral | CZ3 Insulating Frame lateral
2CPX052462R9999 | CZ4 | Active | 4011617524625 | 14.2 | 1 | 1 | stuk | Accessories ComfortLine | BE31192 | SF (LUCA,HAF&Striebel) | stuk | CZ3 Isolatiekader boven/onder | CZ3 Cadre d'isolation inf./supp. | CZ4 Insulating Frame top/bottom | CZ4 Insulating Frame top/bottom
2CPX052463R9999 | CZ5 | Active | 4011617524632 | 2.79 | 1 | 1 | stuk | Accessories ComfortLine | BE31192 | SF (LUCA,HAF&Striebel) | stuk | CZ3 Isolatiekader RfZ | CZ5 Insulating Frame RfZ | CZ5 Insulating Frame RfZ | CZ5 Insulating Frame RfZ
2CPX052464R9999 | CZ6 | Active | 4011617524649 | 4.23 | 1 | 1 | stuk | Accessories ComfortLine | BE31192 | SF (LUCA,HAF&Striebel) | stuk | CZ6 Kader v.zijdelinkse wartelpl. | CZ6 Cadre de mont. pl. passe câble Comfortline | CZ6 Latching Frame f.lat.flanges | CZ6 Latching Frame f.lat.flanges
2CPX052465R9999 | CZ8P4 | Active | 4011617524656 | 25.27 | 1 | 1 | pak | Accessories ComfortLine | BE31192 | SF (LUCA,HAF&Striebel) | pak | CZ8P4Mont.beugel | CZ8P4 Mount.brackets f.flush-mount. | CZ8P4 Mount.brackets f.flush-mount. | CZ8P4 Mount.brackets f.flush-mount.
2CPX052466R9999 | CZC4 | Active | 4011617524663 | 49.73 | 1 | 1 | stuk | Sub Distribution Boards - Meterboards | BE31192 | SF (LUCA,HAF&Striebel) | stuk | Sub Distribution Boards - Meterboards CZC4 | CZC4 Busbar Connect.5p.12x5 | CZC4 Busbar Connect.5p.12x5 | CZC4 Busbar Connect.5p.12x5 |  | 5.14
2CPX052467R9999 | CZC14 | Active | 4011617524670 | 76.56 | 1 | 1 | stuk | Sub Distribution Boards - Meterboards | BE31192 | SF (LUCA,HAF&Striebel) | stuk | Sub Distribution Boards - Meterboards CZC14 | CZC14 Busbar Connect. 5p.12x5x2 | CZC14 Busbar Connect. 5p.12x5x2 | CZC14 Busbar Connect. 5p.12x5x2 |  | 5.14
2CPX052468R9999 | CZC8 | Active | 4011617524687 | 468 | 1 | 1 | stuk | Sub Distribution Boards - Meterboards | BE31192 | SF (LUCA,HAF&Striebel) | stuk | Railstel ComfortLine CZC8 Railstel verb.hoek 250A | CZC8 Busbar Corner Connect.250A | CZC8 Busbar Corner Connect.250A | CZC8 Busbar Corner Connect.250A |  | 5.14
2CPX052470R9999 | CZE220 | Active | 4011617524700 | 53.64 | 1 | 1 | stuk | ComfortLine A | BE31192 | SF (LUCA,HAF&Striebel) | stuk | CZE220 Incoming box 165Mm | CZE220 Incoming box 165 mm | CZE220 Incoming box 165 mm | CZE220 Incoming box 165 mm
2CPX052471R9999 | CZE230 | Active | 4011617524717 | 284.13 | 1 | 1 | stuk | ComfortLine A | BE31192 | SF (LUCA,HAF&Striebel) | stuk | CZE230 Incoming box 165Mm rail | CZE230 Incoming box 165 mm busbar | CZE230 Incoming box 165 mm busbar | CZE230 Incoming box 165 mm busbar
2CPX052472R9999 | CZE130 | Active | 4011617524724 | 332.27 | 1 | 1 | stuk | ComfortLine A | BE31192 | SF (LUCA,HAF&Striebel) | stuk | CZE130 Incoming box 215Mm | CZE130 Incoming box 215 mm | CZE130 Incoming box 215 mm | CZE130 Incoming box 215 mm
2CPX052473R9999 | CZE130US | Active | 4011617524731 | 395.37 | 1 | 1 | stuk | ComfortLine A | BE31192 | SF (LUCA,HAF&Striebel) | stuk | CZE130US Incoming box 215Mm SPD | CZE130US Incoming box 215 mm SPD | CZE130US Incoming box 215 mm SPD | CZE130US Incoming box 215 mm SPD
2CPX052474R9999 | CZE11 | Active | 4011617524748 | 477.46 | 1 | 1 | stuk | ComfortLine A | BE31192 | SF (LUCA,HAF&Striebel) | stuk | CZE11Main fuse cabinet 2xNH00(A13) | CZE11 Main fuse cabinet 2xNH00(A13) | CZE11 Main fuse cabinet 2xNH00(A13) | CZE11 Main fuse cabinet 2xNH00(A13)
2CPX052475R9999 | CZE12 | Active | 4011617524755 | 603.75 | 1 | 1 | stuk | ComfortLine A | BE31192 | SF (LUCA,HAF&Striebel) | stuk | CZE12Main fuse cabinet 2xNH00(A23) | CZE12 Main fuse cabinet 2xNH00(A23) | CZE12 Main fuse cabinet 2xNH00(A23) | CZE12 Main fuse cabinet 2xNH00(A23)
2CPX052477R9999 | CZE30 | Active | 4011617524779 | 1050.42 | 1 | 1 | stuk | ComfortLine A | BE31192 | SF (LUCA,HAF&Striebel) | stuk | CZE30 Incoming cabinet lat.4 GU | CZE30 Incoming cabinet lat.4 GU | CZE30 Incoming cabinet lat.4 GU | CZE30 Incoming cabinet lat.4 GU
2CPX052478R9999 | CZE32 | Active | 4011617524786 | 1611.54 | 1 | 1 | stuk | ComfortLine A | BE31192 | SF (LUCA,HAF&Striebel) | stuk | CZE32 Incoming cabinet lat.6 GU | CZE32 Incoming cabinet lat.6 GU | CZE32 Incoming cabinet lat.6 GU | CZE32 Incoming cabinet lat.6 GU
2CPX052479R9999 | CZE31 | Active | 4011617524793 | 1661.27 | 1 | 1 | stuk | ComfortLine A | BE31192 | SF (LUCA,HAF&Striebel) | stuk | CZE31 Incoming cabinet lat.6 GU NH1 | CZE31 Incoming cabinet lat.6 GU NH1 | CZE31 Incoming cabinet lat.6 GU NH1 | CZE31 Incoming cabinet lat.6 GU NH1
2CPX052481R9999 | CZE34 | Active | 4011617524816 | 1116.73 | 1 | 1 | stuk | ComfortLine A | BE31192 | SF (LUCA,HAF&Striebel) | stuk | CZE34 House Connection Cabinet 2PW | CZE34 House Connection Cabinet 2PW | CZE34 House Connection Cabinet 2PW | CZE34 House Connection Cabinet 2PW
2CPX052482R9999 | CZE33 | Active | 4011617524823 | 1487.65 | 1 | 1 | stuk | ComfortLine A | BE31192 | SF (LUCA,HAF&Striebel) | stuk | CZE33 House Connection Cabinet 1PW | CZE33 House Connection Cabinet 1PW | CZE33 House Connection Cabinet 1PW | CZE33 House Connection Cabinet 1PW
2CPX052484R9999 | CTL18S | Active | 4011617524847 | 114.4 | 1 | 1 | stuk | Accessories ComfortLine | BE31192 | SF (LUCA,HAF&Striebel) | stuk | CTL18S Gevent.deur 1PW 8GUslot | CTL18S Porte vent. 1PW 8GU +serr. | CTL18S Ventilated Door 1PW8R w. lock | CTL18S Ventilated Door 1PW8R w. lock
2CPX052485R9999 | CTL28S | Active | 4011617524854 | 145.89 | 1 | 1 | stuk | Accessories ComfortLine | BE31192 | SF (LUCA,HAF&Striebel) | stuk | CTL28S Gevent.deur 2PW 8GUslot | CTL28S Porte vent. 2PW 8GU +serr. | CTL28S Ventilated Door 2PW8R w. lock | CTL28S Ventilated Door 2PW8R w. lock
2CPX052486R9999 | CTW18S | Active | 4011617524861 | 188.12 | 1 | 1 | stuk | Accessories ComfortLine | BE31192 | SF (LUCA,HAF&Striebel) | stuk | CTW18S WiFi deur 1PW 8GUslot | CTW18S Porte WiFi 1PW 8GU +serr. | CTW18S WiFi Door 1PW8R w. lock | CTW18S WiFi Door 1PW8R w. lock
2CPX052487R9999 | CTW28S | Active | 4011617524878 | 211.17 | 1 | 1 | stuk | Accessories ComfortLine | BE31192 | SF (LUCA,HAF&Striebel) | stuk | CTW28S WiFi deur 2PW 8GUslot | CTW28S Porte WiFi 2PW 8GU +serr. | CTW28S WiFi Door 2PW8R w. lock | CTW28S WiFi Door 2PW8R w. lock
2CPX052488R9999 | CZT5 | Active | 4011617524885 | 50.68 | 1 | 1 | stuk | Accessories ComfortLine | BE31192 | SF (LUCA,HAF&Striebel) | stuk | CZT5 ZwenkhevelPRof.half cyl. | CZT5 Poignée pivot. demi-cylindre | CZT5 Swiv.Handle f.prof.half cyl. | CZT5 Swiv.Handle f.prof.half cyl.
2CPX052489R9999 | CZB23 | Active | 4011617524892 | 4.91 | 1 | 1 | stuk | Accessories ComfortLine | BE31192 | SF (LUCA,HAF&Striebel) | stuk | CZB23PRotection Guard f.meter pan. | CZB23 Protection Guard f.meter pan. | CZB23 Protection Guard f.meter pan. | CZB23 Protection Guard f.meter pan.
2CPX052490R9999 | CZE63 | Active | 4011617524908 | 12.14 | 1 | 1 | stuk | Accessories ComfortLine | BE31192 | SF (LUCA,HAF&Striebel) | stuk | CZE63 Cable strain relief | CZE63 Cable strain relief | CZE63 Cable strain relief | CZE63 Cable strain relief
2CPX052491R9999 | CZE60 | Active | 4011617524915 | 78.14 | 1 | 1 | stuk | Accessories ComfortLine | BE31192 | SF (LUCA,HAF&Striebel) | stuk | CZE60 Incoming connection | CZE60 Incoming connection | CZE60 Incoming connection | CZE60 Incoming connection |  | 5.14
2CPX052492R9999 | CZE64 | Active | 4011617524922 | 13.04 | 1 | 1 | stuk | Accessories ComfortLine | BE31192 | SF (LUCA,HAF&Striebel) | stuk | CZE64 Connecting parts CZE220 | CZE64 Connecting parts CZE220 | CZE64 Connecting parts CZE220 | CZE64 Connecting parts CZE220
2CPX052493R9999 | CZE62 | Active | 4011617524939 | 13.84 | 1 | 1 | stuk | Accessories ComfortLine | BE31192 | SF (LUCA,HAF&Striebel) | stuk | CZE62 Flang incoming box | CZE62 Flange for incoming box | CZE62 Flange for incoming box | CZE62 Flange for incoming box
2CPX052494R9999 | CZE56 | Active | 4011617524946 | 246.26 | 1 | 1 | stuk | Accessories ComfortLine | BE31192 | SF (LUCA,HAF&Striebel) | stuk | CZE56 Wire set incom.box 5/50sqmm | CZE56 Wire set incom.box 5/50sqmm | CZE56 Wire set incom.box 5/50sqmm | CZE56 Wire set incom.box 5/50sqmm |  | 5.14
2CPX052495R9999 | CZE57 | Active | 4011617524953 | 269.51 | 1 | 1 | stuk | Accessories ComfortLine | BE31192 | SF (LUCA,HAF&Striebel) | stuk | CZE57 Wire set incom.box 5/70sqmm | CZE57 Wire set incom.box 5/70sqmm | CZE57 Wire set incom.box 5/70sqmm | CZE57 Wire set incom.box 5/70sqmm |  | 5.14
2CPX052496R9999 | CZE58 | Active | 4011617524960 | 289.65 | 1 | 1 | stuk | Accessories ComfortLine | BE31192 | SF (LUCA,HAF&Striebel) | stuk | CZE58 Wire set incom.box 5/95sqmm | CZE58 Wire set incom.box 5/95sqmm | CZE58 Wire set incom.box 5/95sqmm | CZE58 Wire set incom.box 5/95sqmm |  | 5.14
2CPX052497R9999 | CZL62 | Active | 4011617524977 | 15.84 | 1 | 1 | stuk | Compact Distribution Boards | BE31192 | SF (LUCA,HAF&Striebel) | stuk | CZL62 Earthing Set CDB flush-mount. | CZL62 Earthing Set CDB flush-mount. | CZL62 Earthing Set CDB flush-mount. | CZL62 Earthing Set CDB flush-mount. |  | 5.14
2CPX052498R9999 | CZB213 | Active | 4011617524984 | 4.81 | 1 | 1 | stuk | Accessories ComfortLine | BE31192 | SF (LUCA,HAF&Striebel) | stuk | CZB213 Vert.scheidingsw, 3R 215mm | CZB213 vertical partition 3R | CZB213 vertical partition 3R 215mm | CZB213 vertical partition 3R
2CPX052499R9999 | CZB214 | Active | 4011617524991 | 6.03 | 1 | 1 | stuk | Accessories ComfortLine | BE31192 | SF (LUCA,HAF&Striebel) | stuk | CZB214 Vert.scheidingsw, 4R 215mm | CZB214 vertical partition 4R | CZB214 vertical partition 4R 215mm | CZB214 vertical partition 4R
2CPX052500R9999 | CZB215 | Active | 4011617525004 | 7.1 | 1 | 1 | stuk | Accessories ComfortLine | BE31192 | SF (LUCA,HAF&Striebel) | stuk | CZB215 Vert.scheidingsw, 5R 215mm | CZB215 vertical partition 5R | CZB215 vertical partition 5R 215mm | CZB215 vertical partition 5R
2CPX052501R9999 | CZB216 | Active | 4011617525011 | 8.6 | 1 | 1 | stuk | Accessories ComfortLine | BE31192 | SF (LUCA,HAF&Striebel) | stuk | CZB216 Vert.scheidingsw, 6R 215mm | CZB216 vertical partition 6R | CZB216 vertical partition 6R 215mm | CZB216 vertical partition 6R
2CPX052502R9999 | CZB217 | Active | 4011617525028 | 9.78 | 1 | 1 | stuk | Accessories ComfortLine | BE31192 | SF (LUCA,HAF&Striebel) | stuk | CZB217 Vert.scheidingsw, 7R 215mm | CZB217 vertical partition 7R | CZB217 vertical partition 7R 215mm | CZB217 vertical partition 7R
2CPX052503R9999 | CZB218 | Active | 4011617525035 | 11.61 | 1 | 1 | stuk | Accessories ComfortLine | BE31192 | SF (LUCA,HAF&Striebel) | stuk | CZB218 Vert.scheidingsw, 8R 215mm | CZB218 vertical partition 8R | CZB218 vertical partition 8R 215mm | CZB218 vertical partition 8R
2CPX052504R9999 | CZB219 | Active | 4011617525042 | 12.44 | 1 | 1 | stuk | Accessories ComfortLine | BE31192 | SF (LUCA,HAF&Striebel) | stuk | CZB219 Vert.scheidingsw, 9R 215mm | CZB219 vertical partition 9R | CZB219 vertical partition 9R 215mm | CZB219 vertical partition 9R
2CPX052552R9999 | CZ11 | Active | 4011617525523 | 4.11 | 1 | 1 | stuk | Accessories ComfortLine | BE31192 | SF (LUCA,HAF&Striebel) | stuk | EDF-Profiel bevestingsset set á 4 st. | CZ11 Panel fastening parts 4 piec. | EDF-Profile mounting set á 4PC | CZ11 Panel fastening parts 4 piec.
2CPX052553R9999 | CZ12 | Active | 4011617525530 | 1.42 | 1 | 1 | stuk | Accessories ComfortLine | BE31192 | SF (LUCA,HAF&Striebel) | stuk | CZ12 Diepte compensatie 2 st | CZ12 Compensation prof. 2 pc. | CZ12 Depth Level Comp. 2 piec. | CZ12 Depth Level Comp. 2 piec.
2CPX052554R9999 | CZ13 | Active | 4011617525547 | 1.66 | 1 | 1 | stuk | Accessories ComfortLine | BE31192 | SF (LUCA,HAF&Striebel) | stuk | CZ13 f.term.bridge 2 piec. | CZ13 Holder f. term.bridge 2 piec. | CZ13 Holder f. term.bridge 2 piec. | CZ13 Holder f. term.bridge 2 piec.
2CPX052555R9999 | CZF1D | Active | 4011617525554 | 3.94 | 1 | 1 | stuk | Accessories ComfortLine | BE31192 | SF (LUCA,HAF&Striebel) | stuk | CZF1D Diefstelbeveiliging CZF1 | CZF1D Protection vol CZF1 | CZF1D Theft protection for CZF1 | CZF1D Theft protection for CZF1
2CPX052556R9999 | CZ9P16 | Active | 4011617525561 | 3.16 | 1 | 1 | pak | ComfortLine | BE31192 | SF (LUCA,HAF&Striebel) | pak | CZ9P16 Kabelgeleider Compact CA Comfortline | CZ9P16 Guide câble Compact CA Comfortline | CZ9P16 Guide câble Compact CA Comfortline | CZ9P16 Guide câble Compact CA Comfortline
2CPX052559R9999 | CZ11P20 | Active | 4011617525592 | 56.04 | 1 | 1 | pak | Accessories ComfortLine | BE31192 | SF (LUCA,HAF&Striebel) | pak | CZ11P20 Panel fast.parts 20x 4 piec. | CZ11P20 Panel fast. parts 20x 4 piec. | CZ11P20 | CZ11P20 Panel fast. parts 20x 4 piec.
2CPX060005R9999 | ZK143 | Active | 4011617600053 | 6.48 | 1 | 1 | stuk | Assembly Modules - accessories | BE31192 | SF (LUCA,HAF&Striebel) | stuk | ZK143 Klem 22-28mm Comfortline | ZK143 Connection 22-28mm Comfortline | ZK143 Terminal 22-28mm | ZK143 Terminal 22-28mm |  | 5.14
2CPX060006R9999 | ZK144 | Active | 4011617600060 | 9.67 | 1 | 1 | stuk | Assembly Modules - accessories | BE31192 | SF (LUCA,HAF&Striebel) | stuk | ZK144 Klem 40-46mm Comfortline | ZK144 Connection 40-46mm Comfortline | ZK144 Terminal 40-46mm | ZK144 Terminal 40-46mm |  | 5.14
2CPX060007R9999 | ZK145 | Active | 4011617600077 | 17.61 | 1 | 1 | stuk | Assembly Modules - accessories | BE31192 | SF (LUCA,HAF&Striebel) | stuk | ZK145 Klem 64-70mm Comfortline | ZK145 Connection 64-70mm Comfortline | ZK145 Terminal 64-70mm | ZK145 Terminal 64-70mm |  | 5.14
2CPX060200R9999 | ZA8 | Active | 4011617602002 | 3.93 | 1 | 1 | stuk | Assembly Modules - accessories | BE31192 | SF (LUCA,HAF&Striebel) | stuk | Etikettenstrook AT/U 1F | Ruban d#étiquette AT/U 1F | Labelling Strip AT/U 1F | ZA8 Labelling Strip 1F
2CPX060201R9999 | ZA9 | Active | 4011617602019 | 6.85 | 1 | 1 | stuk | Assembly Modules - accessories | BE31192 | SF (LUCA,HAF&Striebel) | stuk | Etikettenstrook AT/U 2F | Ruban d#étiquette AT/U 2F | Labelling Strip AT/U 2F | ZA9 Labelling Strip 2F
2CPX060232R9999 | ZX172 | Active | 4011617602323 | 14.3 | 1 | 1 | stuk | Assembly Modules - accessories | BE31192 | SF (LUCA,HAF&Striebel) | stuk | ZX172 End Cover ZB5/ZX146 | ZX172 End Cover for ZB5 / ZX146 | End Cover For ZB5 | ZX172 End Cover for ZB5 / ZX146
2CPX060251R9999 | ZK1431P100 | Active | 4011617602514 | 158.46 | 1 | 1 | pak | Assembly Modules - accessories | BE31192 | SF (LUCA,HAF&Striebel) | pak | ZK1431P100 Klem 22-28mm (100st) | ZK1431P100 Connection 22-28mm (100pc) Comfortline | ZK1431P100 Terminal 22-28mm | ZK1431P100 Terminal 22-28mm
2CPX060252R9999 | ZK1441P100 | Active | 4011617602521 | 217.68 | 1 | 1 | pak | Assembly Modules - accessories | BE31192 | SF (LUCA,HAF&Striebel) | pak | ZK1441P100 Klem 40-46mm (100st) | ZK1441P100 Connection 40-46mm (100pc) Comfortline | ZK1441P100 Terminal 40-46mm | ZK1441P100 Terminal 40-46mm
2CPX060490R9999 | ZH130 | Active | 4011617604907 | 7.01 | 1 | 1 | stuk | Accessories (H&HS) | BE31192 | SF (LUCA,HAF&Striebel) | stuk | Set AT/U Werkingspil 3mm dubb.baard | ZH130 Mandrin 3mm double panneton Comfortline | Set AT/U Operating mandrel 3mm two-way | ZH130 Operating Mandrel 3mm two-
2CPX060491R9999 | ZH131 | Active | 4011617604914 | 6.9 | 1 | 1 | stuk | Accessories (H&HS) | BE31192 | SF (LUCA,HAF&Striebel) | stuk | Set AT/U Vorminzetstuk 5mm.dubb.baard | ZH131 Mandrin 5mm double panneton Comfortline | Operating Mandrel 5mm two- | ZH131 Operating Mandrel 5mm two-
2CPX060492R9999 | ZH132 | Active | 4011617604921 | 6.9 | 1 | 1 | stuk | Accessories (H&HS) | BE31192 | SF (LUCA,HAF&Striebel) | stuk | Set AT/U Vorminzetstuk 7mm.driehoek | ZH132 Mandrin 7mm triangulaire Comfortline | Operating Mandrel 7mm Tria | ZH132 Operating Mandrel 7mm Tria
2CPX060493R9999 | ZH133 | Active | 4011617604938 | 7.26 | 1 | 1 | stuk | Accessories (H&HS) | BE31192 | SF (LUCA,HAF&Striebel) | stuk | Set AT/U Vorminzetstuk 8mm.driehoek | ZH133 Mandrin 8mm triangulaire Comfortline | Operating Mandrel 8mm Tria | ZH133 Operating Mandrel 8mm Tria
2CPX060494R9999 | ZH134 | Active | 4011617604945 | 7.48 | 1 | 1 | stuk | Accessories (H&HS) | BE31192 | SF (LUCA,HAF&Striebel) | stuk | Set AT/U Vorminzetstuk 6mm.vierkant | ZH134 Mandrin 6mm carré Comfortline | Operating Mandrel 6mm Squa | ZH134 Operating Mandrel 6mm Squa
2CPX060495R9999 | ZH135 | Active | 4011617604952 | 7.48 | 1 | 1 | stuk | Accessories (H&HS) | BE31192 | SF (LUCA,HAF&Striebel) | stuk | Set AT/U Vorminzetstuk 7mm.vierkant | ZH135 Mandrin 7mm carré Comfortline | Operating Mandrel 7mm Squa | ZH135 Operating Mandrel 7mm Squa
2CPX060496R9999 | ZH136 | Active | 4011617604969 | 7.48 | 1 | 1 | stuk | Accessories (H&HS) | BE31192 | SF (LUCA,HAF&Striebel) | stuk | Set AT/U Vorminzetstuk 8mm.vierkant | ZH136 Mandrin 8mm carré Comfortline | Operating Mandrel 8mm Squa | ZH136 Operating Mandrel 8mm Squa
2CPX060497R9999 | ZH137 | Active | 4011617604976 | 6.9 | 1 | 1 | stuk | Accessories (H&HS) | BE31192 | SF (LUCA,HAF&Striebel) | stuk | ZH137 Vorminzetstuk Daimler-Benz | ZH137 Mandrin Daimler-Benz Comfortline | Daimler-Benz Insert | ZH137 Daimler-Benz Insert
2CPX060502R9999 | ZH142 | Active | 4011617605027 | 26.63 | 1 | 1 | stuk | Accessories (H&HS) | BE31192 | SF (LUCA,HAF&Striebel) | stuk | Set AT/U ZH142 Dummy inzetstuk | ZH142 Mandrin dummy Comfortline | Dummy Insert | ZH142 Dummy Insert
2CPX060657R9999 | ZH157 | Active | 4011617606574 | 7.88 | 1 | 1 | stuk | Accessories (H&HS) | BE31192 | SF (LUCA,HAF&Striebel) | stuk | Sleutel AT/U Sleutel 7mm.driehoek | ZH157 Clé 7mm triangulaire Comfortline | Key 7mm Triangular | ZH157 Key 7mm Triangular
2CPX060658R9999 | ZH158 | Active | 4011617606581 | 7.88 | 1 | 1 | stuk | Accessories (H&HS) | BE31192 | SF (LUCA,HAF&Striebel) | stuk | Sleutel AT/U Sleutel 8mm.driehoek | ZH158 Clé 8mm triangulaire Comfortline | Key 8mm Triangular | ZH158 Key 8mm Triangular
2CPX060660R9999 | ZH160 | Active | 4011617606604 | 7.88 | 1 | 1 | stuk | Accessories (H&HS) | BE31192 | SF (LUCA,HAF&Striebel) | stuk | Sleutel AT/U Sleutel 3mm.dubb.baard | ZH160 Clé 3mm double panneton Comfortline | Key 3mm Two-Way | ZH160 Key 3mm Two-Way
2CPX060661R9999 | ZH161 | Active | 4011617606611 | 7.88 | 1 | 1 | stuk | Accessories (H&HS) | BE31192 | SF (LUCA,HAF&Striebel) | stuk | Sleutel AT/U Sleutel 5mm.dubb.baard | ZH161 Clé 5mm double panneton Comfortline | Key 5mm Two-Way | ZH161 Key 5mm Two-Way
2CPX060662R9999 | ZH162 | Active | 4011617606628 | 7.88 | 1 | 1 | stuk | Accessories (H&HS) | BE31192 | SF (LUCA,HAF&Striebel) | stuk | Sleutel AT/U Sleutel 6mm.vierkant | ZH162 Clé 6mm carré Comfortline | Key 6mm Square | ZH162 Key 6mm Square
2CPX060663R9999 | ZH163 | Active | 4011617606635 | 8.07 | 1 | 1 | stuk | Accessories (H&HS) | BE31192 | SF (LUCA,HAF&Striebel) | stuk | Sleutel AT/U Sleutel 7mm Vierkant | ZH163 Clé 7mm carré Comfortline | Key AT/U Key 7mm Square | ZH163 Key 7mm Square
2CPX060664R9999 | ZH164 | Active | 4011617606642 | 7.88 | 1 | 1 | stuk | Accessories (H&HS) | BE31192 | SF (LUCA,HAF&Striebel) | stuk | Sleutel AT/U Sleutel 8mm.vierkant | ZH164 Clé 8mm carré Comfortline | Key 8mm Square | ZH164 Key 8mm Square
2CPX060665R9999 | ZH165 | Active | 4011617606659 | 7.88 | 1 | 1 | stuk | Accessories (H&HS) | BE31192 | SF (LUCA,HAF&Striebel) | stuk | Sleutel AT/U Sleutel Daimler-Benz | ZH165 Clé Daimler-Benz Comfortline | Key Daimler-Benz | ZH165 Key Daimler-Benz
2CPX061177R9999 | ZE225 | Active | 4011617611776 | 37.38 | 1 | 1 | stuk | Compact Distribution Boards | BE31192 | SF (LUCA,HAF&Striebel) | stuk | ZE225 double socket | ZE225 Prise de courant double Comfortline | double socket | ZE225 double socket |  | 5.14
2CPX061178R9999 | ZX29 | Active | 4011617611783 | 9.73 | 1 | 1 | stuk | Compact Distribution Boards | BE31192 | SF (LUCA,HAF&Striebel) | stuk | ZX29Mont.beugel dubb. stopk.Comfortline | ZX29 Support pour prise double Comfortline | Mounting cross member f.ZE225 | ZX29 Mounting cross member f.ZE225
2CPX061179R9999 | ED57P10 | Active | 4011617611790 | 13.18 | 1 | 1 | pak | Compact Distribution Boards | BE31192 | SF (LUCA,HAF&Striebel) | pak | Adapter AL ED57P10 (set=10pcs) | ED57P10 Adaptateur voor ED44 (10pc) Comfortline | Adapter AL range ED57P10 | ED57P10 adapter for ED44
2CPX061211R9999 | ZE227 | Active | 4011617612117 | 92.89 | 1 | 1 | stuk | Compact Distribution Boards | BE31192 | SF (LUCA,HAF&Striebel) | stuk | Stopcont.Comfortline Drie | ZE227 Prise de courant triple Comfortline | Triple socket outlet | ZE227 Triple socket outlet |  | 5.14
2CPX062308R9999 | ED44P50 | Active | 4011617623083 | 71.85 | 1 | 1 | pak | Assembly Modules - accessories | BE31192 | SF (LUCA,HAF&Striebel) | pak | ED44P50 Kabelgeleider 28 5 Comfortline | ED44P50 Support de câbles 28,5 Comfortline | Wire Holder 28,5 | ED44P50 Wire Holder 28,5
2CPX062310R9999 | ED45P50 | Active | 4011617623106 | 76.64 | 1 | 1 | pak | Assembly Modules - accessories | BE31192 | SF (LUCA,HAF&Striebel) | pak | ED45P50 Kabelgeleider 55mm Comfortline | ED45P50 Support de câbles 55mm Comfortline | Wire Holder 55mm | ED45P50 Wire Holder 55mm
2CPX062311R9999 | ED8P20 | Active | 4011617623113 | 241.67 | 1 | 1 | pak | CombiLine N | BE31192 | SF (LUCA,HAF&Striebel) | pak | ED8P20 EDFPRofiel 2GU (20st) Combiline | ED8P20 Profil EDF 2GU (20pc) Combiline | ED8P20 EDF-Prof. H:000(1Set=20Pcs | ED8P20 EDF-Prof. H:000(1Set=20Pcs
2CPX062312R9999 | ED9P20 | Active | 4011617623120 | 270.5 | 1 | 1 | pak | CombiLine N | BE31192 | SF (LUCA,HAF&Striebel) | pak | Profiel AT/UPRofiel EDF BH00 450mm 20 st | ED9P20 Profil EDF 3GU (20pc) Combiline | ED9P20 EDF-Prof. H:00 (1Set=20Pcs | ED9P20 EDF-Prof. H:00 (1Set=20Pcs
2CPX062313R9999 | ED10P20 | Active | 4011617623137 | 294.49 | 1 | 1 | pak | CombiLine N | BE31192 | SF (LUCA,HAF&Striebel) | pak | Profiel AT/UPRofiel EDF BH0 600mm 20 st | ED10P20 Profil EDF 4GU (20pc) Combiline | ED10P20 EDF-Prof. H:0 (1Set=20Pcs | ED10P20 EDF-Prof. H:0 (1Set=20Pcs
2CPX062314R9999 | ED11P20 | Active | 4011617623144 | 336.07 | 1 | 1 | pak | CombiLine N | BE31192 | SF (LUCA,HAF&Striebel) | pak | Profiel AT/UPRofiel EDF BH1 750mm 20 st | ED122P10 Profil EDF 2PW B/O (10pc) Combiline | ED11P20 EDF-Prof. H:1 (1Set=20Pcs | ED11P20 EDF-Prof. H:1 (1Set=20Pcs
2CPX062315R9999 | ED12P20 | Active | 4011617623151 | 366.51 | 1 | 1 | pak | CombiLine N | BE31192 | SF (LUCA,HAF&Striebel) | pak | Profiel AT/UPRofiel EDF BH2 900mm 20 st | ED12P20 Profil EDF 6GU (20pc) Combiline | ED12P20 EDF-Prof. OH2 (1Set=20Pcs) | ED12P20 EDF-Prof. OH2 (1Set=20Pcs)
2CPX062316R9999 | ED13P20 | Active | 4011617623168 | 406.53 | 1 | 1 | pak | CombiLine N | BE31192 | SF (LUCA,HAF&Striebel) | pak | ED13P20 EDFPRofiel 7GU (20st) Combiline | ED13P20 Profil EDF 7GU (20pc) Combiline | ED13P20 EDF-Prof. H:3 (1Set=20Pcs) | ED13P20 EDF-Prof. H:3 (1Set=20Pcs)
2CPX062317R9999 | ED14P20 | Active | 4011617623175 | 486.56 | 1 | 1 | pak | CombiLine N | BE31192 | SF (LUCA,HAF&Striebel) | pak | ED14P20 EDFPRofiel 8GU (20st) Combiline | ED14P20 Profil EDF 8GU (20pc) Combiline | ED14P20 EDF-Prof. H:4 (1Set=20Pcs) | ED14P20 EDF-Prof. H:4 (1Set=20Pcs)
2CPX062318R9999 | ED15P20 | Active | 4011617623182 | 564.97 | 1 | 1 | pak | CombiLine N | BE31192 | SF (LUCA,HAF&Striebel) | pak | ED15P20 EDFPRofiel 9GU (20st) Combiline | ED15P20 Profil EDF 9GU (20pc) Combiline | ED15P20 EDF-Prof. H:5 (1Set=20Pcs) | ED15P20 EDF-Prof. H:5 (1Set=20Pcs)
2CPX062333R9999 | ED42P10 | Active | 4011617623335 | 24.26 | 1 | 1 | pak | Assembly Modules - accessories | BE31192 | SF (LUCA,HAF&Striebel) | pak | ED42P10 Beugel v.ED44/ED45 V (10st) | ED42P10 Support ED44/ED45 (10pc) Comfortline | Mount.Bra. Clip-On set á 10pc | ED42P10 Mount.Bra. Clip-On (Set=10
2CPX062334R9999 | ED43P10 | Active | 4011617623342 | 21.11 | 1 | 1 | pak | Assembly Modules - accessories | BE31192 | SF (LUCA,HAF&Striebel) | pak | ED43P10 Beugel v.ED44/ED45 A (10st) | ED43P10 Support ED44/ED45 (10pc) Comfortline | Mounting Bracket ,set á 10pc | ED43P10 Mounting Bracket (Set=10
2CPX062335R9999 | ED44P10 | Active | 4011617623359 | 15.34 | 1 | 1 | pak | Assembly Modules - accessories | BE31192 | SF (LUCA,HAF&Striebel) | pak | Houder ED44P10 28,5mm (set=10pcs)cs) | ED44P10 Support de câbles 28,5mm Comfortline | Wire holder ED44P10 28,5mm (set=10pcs) | ED44P10 Wire Holder 28,5mm
2CPX062336R9999 | ED45P10 | Active | 4011617623366 | 16.53 | 1 | 1 | pak | Assembly Modules - accessories | BE31192 | SF (LUCA,HAF&Striebel) | pak | ED45P10 Kabelgeleider 55mm Comfortline | ED45P10 Support de câbles 55mm Comfortline | Wire Holder 55mm, set á 10pc | ED45P10 Wire Holder 55mm
2CPX062337R9999 | ED50P12 | Active | 4011617623373 | 15.89 | 1 | 1 | pak | Assembly Modules - accessories | BE31192 | SF (LUCA,HAF&Striebel) | pak | Snelsluiter afdekplaat set á 12st | 90 degree press and turn closure ED50P12 | 90° press and turn closure, set á 12pc | ED50P12 Press-Turn Closure(Set=12p
2CPX062339R9999 | ED59P10 | Active | 4011617623397 | 18.34 | 1 | 1 | pak | Assembly Modules - accessories | BE31192 | SF (LUCA,HAF&Striebel) | pak | ED59P10 DIN rail adapter (10st) | ED59P10 Adaptateur rail DIN (10pc) Comfortline | DIN Rail Adapter, set á 10pc | ED59P10 DIN Rail Adapter (Set=10pc
2CPX062375R9999 | ZA61P10 | Active | 4011617623755 | 88.46 | 1 | 1 | pak | Accessories (H&HS) | BE31192 | SF (LUCA,HAF&Striebel) | pak | Documenthoud AT/U A4 set á 10st. | ZA61P10 Documenth. A4 doorz. (10pc) Comfortline | Circuit Diagr. Pock A4 Tra | ZA61P10 Circuit Diagr. Pock A4 Tra
2CPX062378R9999 | ZA1P50 | Active | 4011617623786 | 132.86 | 1 | 1 | pak | Assembly Modules - accessories | BE31192 | SF (LUCA,HAF&Striebel) | pak | Blindplaat 12M (set=50st) | ZA1P50 Plaque d'obturation 12M (50pc) Comfortline | ZA1P50 Slot Cover 12PLE (set=50pc | ZA1P50 Slot Cover 12PLE (set=50pc
2CPX062379R9999 | ZA2P20 | Active | 4011617623793 | 193.66 | 1 | 1 | pak | Assembly Modules - accessories | BE31192 | SF (LUCA,HAF&Striebel) | pak | ZA2P20 Afdekstrip perM.(20st) | ZA2P20 Plaq. d'obturat. par m. (20pc) Comfortline | ZA2P20 Slot Cover Run.m.(Set=20p) | ZA2P20 Slot Cover Run.m.(Set=20p)
2CPX062380R9999 | ZA6P10 | Active | 4011617623809 | 197.83 | 1 | 1 | pak | Accessories (H&HS) | BE31192 | SF (LUCA,HAF&Striebel) | pak | Documenthoud AT/U A4 | ZA6P10 Porte document A4 (10pc) Comfortline | Circuit Diagram Pocket DIN4 T | ZA6P10 Circuit Diagram Pocket DIN4 T
2CPX062381R9999 | ZA13P10 | Active | 4011617623816 | 198.41 | 1 | 1 | pak | Accessories (H&HS) | BE31192 | SF (LUCA,HAF&Striebel) | pak | Documenthoud AT/U A4 set á 10st. | Porte Doc. A4 (X10) | Circuit Diagram Pocket DIN4 | ZA13P10 Circuit Diagram Pocket DIN4
2CPX062382R9999 | ZA5P10 | Active | 4011617623823 | 139.94 | 1 | 1 | pak | Accessories (H&HS) | BE31192 | SF (LUCA,HAF&Striebel) | pak | Documenthoud AT/U A5 | ZA5P10 Porte document A5 (10pc) Comfortline | Circuit Diagram Pocket DIN5 | ZA5P10 Circuit Diagram Pocket DIN5
2CPX062384R9999 | ZA1P5 | Active | 4011617623847 | 10.84 | 1 | 1 | pak | Assembly Modules - accessories | BE31192 | SF (LUCA,HAF&Striebel) | pak | Blindplaat 12M (set=5pcs) | ZA1P5 Plaque d'obturation 12M (5pc) Comfortline | Module cover 12 modules (set=5pcs) | ZA1P5 Slot Cover 12PLE(Set=5pc)
2CPX062390R9999 | ZB36P20 | Active | 4011617623908 | 11.01 | 1 | 1 | pak | Assembly Modules - accessories | BE31192 | SF (LUCA,HAF&Striebel) | pak | Schroef AT/U BoutM5x12 (set=20 St.) | Boulon AT/U Boulon M5x12 (set=20pcs.) | Screw AT/U Screw M5x12 (set=20pcs.) | ZB36P20 Screw M5x12 (Set=20pcs.)
2CPX062421R9999 | ZK79P4 | Active | 4011617624219 | 13.46 | 1 | 1 | pak | Assembly Modules - accessories | BE31192 | SF (LUCA,HAF&Striebel) | pak | Klem AT/U aanslklem 16mm² | ZK79P4 Borne de racc. 16mm² (4pc) Comfortline | ZK79P4 Connecting Terminal 16mm² | ZK79P4 Connecting Terminal 16mm² |  | 5.14
2CPX062422R9999 | ZK81P4 | Active | 4011617624226 | 18.67 | 1 | 1 | pak | Assembly Modules - accessories | BE31192 | SF (LUCA,HAF&Striebel) | pak | ZK81P4 aanslklem 1 5-35mm² (4st) | ZK81P4 Borne de racc. 1,5-35mm² (4pc) Comfortline | Connection terminal 1,5-35mm², ZK81P4 Connecting terminal 35mm² | ZK81P4 Connecting Terminal 35mm² |  | 5.14
2CPX062423R9999 | ZK83P4 | Active | 4011617624233 | 36.84 | 1 | 1 | pak | Assembly Modules - accessories | BE31192 | SF (LUCA,HAF&Striebel) | pak | ZK83P4 aanslklem 95mm² (4st) | ZK83P4 Borne de racc. 95mm² (4pc) Comfortline | ZK83P4 Connecting Terminal 95mm² | ZK83P4 Connecting Terminal 95mm² |  | 5.14
2CPX062424R9999 | ZK87P4 | Active | 4011617624240 | 32.03 | 1 | 1 | pak | Assembly Modules - accessories | BE31192 | SF (LUCA,HAF&Striebel) | pak | ZK87P4 aanslklem 16mm² (4st) | ZK87P4 Borne de racc. 16mm² (4pc) Comfortline | ZK87P4 Connecting Terminal 16mm² | ZK87P4 Connecting Terminal 16mm² |  | 5.14
2CPX062426R9999 | ZK90P2 | Active | 4011617624264 | 6.79 | 1 | 1 | pak | Assembly Modules - accessories | BE31192 | SF (LUCA,HAF&Striebel) | pak | Set AT/U Set AT/U Isolator DIN rail | Set AT/U Isolateur pour DIN rail | Set AT/U Isolator for DIN rail | ZK90P2 Insulator for DIN Rail
2CPX062427R9999 | ZK150P4 | Active | 4011617624271 | 24.64 | 1 | 1 | pak | Assembly Modules - accessories | BE31192 | SF (LUCA,HAF&Striebel) | pak | ZK150P4 aanslklem 50mm² (4st) | ZK150P4 Bornes de racc. 50mm² (4pc) Comfortline | ZK150P4 Connecting Terminal 50mm² | ZK150P4 Connecting Terminal 50mm² |  | 5.14
2CPX062429R9999 | ZK79P50 | Active | 4011617624295 | 153.65 | 1 | 1 | pak | Assembly Modules - accessories | BE31192 | SF (LUCA,HAF&Striebel) | pak | Klem AT/U aanslklem 16mm² | ZK79P50 Borne de racc. 16mm² (50pc) Comfortline | ZK79P50 Borne de connection 16sqmm (5 | ZK79P50 Conn.Terminal 16sqmm (50pc |  | 5.14
2CPX062430R9999 | ZK87P50 | Active | 4011617624301 | 385.73 | 1 | 1 | pak | Assembly Modules - accessories | BE31192 | SF (LUCA,HAF&Striebel) | pak | ZK87P50 aanslklem 16mm² (50st) | ZK87P50 Borne de racc. 16mm² (50pc) Comfortline | ZK87P50 Borne de connection 16sqmm (5 | ZK87P50 Conn.Terminal 16sqmm (50Pc |  | 5.14
2CPX062431R9999 | ZK81P50 | Active | 4011617624318 | 200.08 | 1 | 1 | pak | Assembly Modules - accessories | BE31192 | SF (LUCA,HAF&Striebel) | pak | Klem AT/U aanslklem 35mm² | ZK81P50 Borne de racc. 35mm² (50pc) Comfortline | ZK81P50 Borne de connection 35sqmm (5 | ZK81P50 Conn.Terminal 35sqmm (50Pc |  | 5.14
2CPX062432R9999 | ZK150P50 | Active | 4011617624325 | 281.67 | 1 | 1 | pak | Assembly Modules - accessories | BE31192 | SF (LUCA,HAF&Striebel) | pak | ZK150P50 aanslklem 50mm² (50st) | ZK150P50 Bornes de racc. 50mm² (50pc) Comfortline | ZK150P50 Borne de connection 50sqmm (5 | ZK150P50 Conn.Terminal 50sqmm (50Pc |  | 5.14
2CPX062433R9999 | ZK83P50 | Active | 4011617624332 | 432.16 | 1 | 1 | pak | Assembly Modules - accessories | BE31192 | SF (LUCA,HAF&Striebel) | pak | ZK83P50 aanslklem 95mm² (50st) | ZK83P50 Borne de racc. 95mm² (50pc) Comfortline | ZK83P50 Conn.Terminal (1Set=50Pcs. | ZK83P50 Conn.Terminal (1Set=50Pcs. |  | 5.14
2CPX062434R9999 | ZK86P20 | Active | 4011617624349 | 707.41 | 1 | 1 | pak | Assembly Modules - accessories | BE31192 | SF (LUCA,HAF&Striebel) | pak | ZK86P20 aanslklem 150mm² (20st) | ZK86P20 Borne de racc. 150mm² (20pc) Comfortline | ZK86P20 Conn.Terminal (1Set=20Pcs. | ZK86P20 Conn.Terminal (1Set=20Pcs. |  | 5.14
2CPX062435R9999 | ZK154P50 | Active | 4011617624356 | 624.19 | 1 | 1 | pak | Assembly Modules - accessories | BE31192 | SF (LUCA,HAF&Striebel) | pak | ZK154P50 aanslklem 120mm² (50st) | ZK154P50 Bornes de racc. 120mm² (50pc) Comfortline | ZK154P50 Conn.Terminal (1Set=50Pcs. | ZK154P50 Conn.Terminal (1Set=50Pcs. |  | 5.14
2CPX062437R9999 | ZK157P50 | Active | 4011617624370 | 654.58 | 1 | 1 | pak | Assembly Modules - accessories | BE31192 | SF (LUCA,HAF&Striebel) | pak | ZK157P50 aanslklem (50st) Comfortline | ZK157P50 Bornes de racc. (50pc) Comfortline | ZK157P50 Conn.Terminal (1Set=50Pcs. | ZK157P50 Conn.Terminal (1Set=50Pcs. |  | 5.14
2CPX062438R9999 | ZK156P50 | Active | 4011617624387 | 374.52 | 1 | 1 | pak | Assembly Modules - accessories | BE31192 | SF (LUCA,HAF&Striebel) | pak | ZK156P50 aanslklem (50st) Comfortline | ZK156P50 Bornes de racc. (50pc) Comfortline | ZK156P50 Conn.Terminal (1Set=50Pcs. | ZK156P50 Conn.Terminal (1Set=50Pcs. |  | 5.14
2CPX062444R9999 | ZK152P20 | Active | 4011617624448 | 348.89 | 1 | 1 | pak | Assembly Modules - accessories | BE31192 | SF (LUCA,HAF&Striebel) | pak | ZK152P20 Kabelrailklem 120mm² (20st) | ZK152P20 Kabelrailklem 120mm² (20pc) Comfortline | ZK152P20 Busbar Terminal (1Set=20Pc | ZK152P20 Busbar Terminal (1Set=20Pc |  | 5.14
2CPX062446R9999 | ZKV200P4 | Active | 4011617624462 | 37.5 | 1 | 1 | pak | Compact Distribution Boards | BE31192 | SF (LUCA,HAF&Striebel) | pak | Mont.set AT/U ZKV200P4 Holle w, | ZKV200P4 Acc. pour montage encastré Comfortline | Hollow-wall Set Dist. Board | ZKV200P4 Hollow-wall Set Dist. Board
2CPX062509R9999 | ZX248P10 | Active | 4011617625094 | 14.53 | 1 | 1 | pak | Assembly Modules - accessories | BE31192 | SF (LUCA,HAF&Striebel) | pak | InsteekbareMoerM5 (set=10st.) | Ecrou d emboîtage M5 (set=10pcs.) | Insert nut M5 (set=10pcs.) | ZX248P10 Insertion Nut M5 (Set=10pcs)
2CPX062544R9999 | ZX372P2 | Active | 4011617625445 | 10.05 | 1 | 1 | pak | Assembly Modules - accessories | BE31192 | SF (LUCA,HAF&Striebel) | pak | Set AT/U Set AT/UMont.houd ZK90 | Set AT/U Support de montage pour ZK90 | Set AT/U Mounting holder for ZK90 | ZX372P2 Bracket f. ZK91
2CPX062562R9999 | ZX66P4 | Active | 4011617625629 | 19.5 | 1 | 1 | pak | Assembly Modules - accessories | BE31192 | SF (LUCA,HAF&Striebel) | pak | ZX66P4 Acc.koppeling EDF (4st) | ZX66P4 Acc. koppeling EDF (4pc) Comfortline | ZX66P4 Device Connect. (Set=4 pcs) | ZX66P4 Device Connect. (Set=4 pcs)
2CPX062600R9999 | ED137P4 | Active | 4011617626008 | 14.21 | 1 | 1 | pak | Assembly Modules - accessories | BE31192 | SF (LUCA,HAF&Striebel) | pak | ED137P4 Cover 45mm | ED137P4 Cover Holder 45mm | Supports AT/U | ED137P4 Cover Holder 45mm
2CPX062602R9999 | ED138P12 | Active | 4011617626022 | 42.03 | 1 | 1 | pak | Assembly Modules - accessories | BE31192 | SF (LUCA,HAF&Striebel) | pak | Afdekplaat houd ED138P12 | Cover Holder52,5mm (4Pcs) | Cover Holder52,5mm (4Pcs) | ED138P12 Cover Holder 52,5mm
2CPX062603R9999 | ED138P40 | Active | 4011617626039 | 107.48 | 1 | 1 | pak | Assembly Modules - accessories | BE31192 | SF (LUCA,HAF&Striebel) | pak | Afst,houd set á 40st | ED138P40 Cover Holder 52,5mm | Cover Holder, set á 40pc | ED138P40 Cover Holder 52,5mm
2CPX062622R9999 | ZK178P50 | Active | 4011617626220 | 360.12 | 1 | 1 | pak | Assembly Modules - accessories | BE31192 | SF (LUCA,HAF&Striebel) | pak | ZK178P50 aanslklem 16-70mm² (50st) | ZK178P50 Borne de racc. 16-70mm² (50pc) Comfortline | ZK178P50 Borne de connection 16-70sqmm | ZK178P50 Conn.Terminal 16-70sqmm |  | 5.14
2CPX062626R9999 | ZK891P4 | Active | 4011617626268 | 112.04 | 1 | 1 | pak | Assembly Modules - accessories | BE31192 | SF (LUCA,HAF&Striebel) | pak | ZK891P4 aanslklem 95mm² (4st) | ZK891P4 Borne de racc. 95mm² (4pc) Comfortline | ZK891P4 Connecting Terminal 95sqmm | ZK891P4 Connecting Terminal 95sqmm |  | 5.14
2CPX062631R9999 | ZK79P5 | Active | 4011617626312 | 17.06 | 1 | 1 | pak | Assembly Modules - accessories | BE31192 | SF (LUCA,HAF&Striebel) | pak | ZK79P5 aanslklem 16mm² (5st) | ZK79P5 Borne de racc. 16mm² (5pc) Comfortline | ZK79P5 Connecting Terminal 16sqmm | ZK79P5 Connecting Terminal 16sqmm |  | 5.14
2CPX062632R9999 | ZK81P5 | Active | 4011617626329 | 22.4 | 1 | 1 | pak | Assembly Modules - accessories | BE31192 | SF (LUCA,HAF&Striebel) | pak | ZK81P5 aanslklem 35mm² (5st) | ZK81P5 Borne de racc. 35mm² (5pc) Comfortline | ZK81P5 Connecting Terminal 35sqmm | ZK81P5 Connecting Terminal 35sqmm |  | 5.14
2CPX062633R9999 | ZK150P5 | Active | 4011617626336 | 29.27 | 1 | 1 | pak | Assembly Modules - accessories | BE31192 | SF (LUCA,HAF&Striebel) | pak | ZK150P5 aanslklem 50mm² (5st) | ZK150P5 Bornes de racc. 50mm² (5pc) Comfortline | ZK150P5 Connecting Terminal 50sqmm | ZK150P5 Connecting Terminal 50sqmm |  | 5.14
2CPX062641R9999 | ZW213P10 | Active | 4011617626411 | 394.01 | 1 | 1 | pak | CombiLine N | BE31192 | SF (LUCA,HAF&Striebel) | pak | FramePRofile WR OH8 | Frame Profile WR OH8 | Frame Profile WR OH8 | ZW213P10 WR Mount.Frame OH8
2CPX062645R9999 | ZK302 | Active | 4011617626459 | 27.13 | 1 | 1 | stuk | Assembly Modules - accessories | BE31192 | SF (LUCA,HAF&Striebel) | stuk | ZK302 Klem 10-95Mm² Comfortline | ZK302 Borne 10-95 mm² Comfortline | ZK302 Terminal 10-95 mm² | ZK302 Terminal 10-95 mm² |  | 5.14
2CPX062646R9999 | ZK303 | Active | 4011617626466 | 34.25 | 1 | 1 | stuk | Assembly Modules - accessories | BE31192 | SF (LUCA,HAF&Striebel) | stuk | ZK303 Klem 16-150Mm² Comfortline | ZK303 Borne 16-150 mm² Comfortline | ZK303 Terminal 16-150 mm² | ZK303 Terminal 16-150 mm² |  | 5.14
2CPX062647R9999 | ZK304 | Active | 4011617626473 | 54.59 | 1 | 1 | stuk | Assembly Modules - accessories | BE31192 | SF (LUCA,HAF&Striebel) | stuk | ZK304 Klem 35-240Mm² Comfortline | ZK304 Borne 35-240 mm² Comfortline | ZK304 Terminal 35-240 mm² | ZK304 Terminal 35-240 mm² |  | 5.14
2CPX062648R9999 | ZK302P20 | Active | 4011617626480 | 504.18 | 1 | 1 | pak | Assembly Modules - accessories | BE31192 | SF (LUCA,HAF&Striebel) | pak | ZK302P20 Klem 10-95Mm² (20st) | ZK302P20 Borne 10-95 mm² (20pc) Comfortline | ZK302P20 Terminal 10-95 mm² | ZK302P20 Terminal 10-95 mm² |  | 5.14
2CPX062649R9999 | ZK303P20 | Active | 4011617626497 | 654.58 | 1 | 1 | pak | Assembly Modules - accessories | BE31192 | SF (LUCA,HAF&Striebel) | pak | ZK303P20 Klem 16-150Mm² (20st) | ZK303P20 Borne 16-150 mm² (20pc) Comfortline | ZK303P20 Terminal 16-150 mm² | ZK303P20 Terminal 16-150 mm² |  | 5.14
2CPX062650R9999 | ZK304P20 | Active | 4011617626503 | 1093.13 | 1 | 1 | pak | Assembly Modules - accessories | BE31192 | SF (LUCA,HAF&Striebel) | pak | ZK304P20 Klem 35-240Mm² (20st) | ZK304P20 Borne 35-240 mm² (20pc) Comfortline | ZK304P20 Terminal 35-240 mm² | ZK304P20 Terminal 35-240 mm² |  | 5.14
2CPX062651R9999 | ZB32P20 | Active | 4011617626510 | 6.57 | 1 | 1 | pak | Accessoires comfortlien | BE31192 | SF (LUCA,HAF&Striebel) | pak | Schroef M4,8x9,5 Torx, set 20st | Ecroux M4,8x9,5 Torx, set á 20st | Schroef M4,8x9,5 Torx, set á 20st | Screw M4,8x9,5 Torx, set 20pcs
2CPX062655R9999 | ZK83P5 | Active | 4011617626558 | 45.78 | 1 | 1 | pak | Assembly Modules - accessories | BE31192 | SF (LUCA,HAF&Striebel) | pak | ZK83P5 aanslklem 95mm² (5st) | ZK83P5 Borne de racc. 95mm² (5pc) Comfortline | ZK83P5 Connecting Terminal 95mm² | ZK83P5 Connecting Terminal 95mm² |  | 5.14
2CPX062660R9999 | ZW59P2 | Active | 4011617626602 | 22.45 | 1 | 1 | pak | Assembly Modules - accessories | BE31192 | SF (LUCA,HAF&Striebel) | pak | ZW59P2 DeepMounting bracket long | Jeu de montage ZW59P2 1 pc = 1 set of 2 pcs | Deep mounting bracket long ZW59P2 1 pc = 1 set of 2 pcs | ZW59P2 Deep mounting bracket long
2CPX062703R9999 | ED44P1000 | Active | 4011617627036 | 1365.2 | 1 | 1 | pak | Assembly Modules - accessories | BE31192 | SF (LUCA,HAF&Striebel) | pak | ED44P1000 Kabelgeleider 28 5mm | ED44P1000 Support de câbles 28,5mm Comfortline | Wire Holder 28,5mm | ED44P1000 Wire Holder 28,5mm
2CPX062704R9999 | ED45P1000 | Active | 4011617627043 | 1480.47 | 1 | 1 | pak | Assembly Modules - accessories | BE31192 | SF (LUCA,HAF&Striebel) | pak | ED45P1000 Kabelgeleider 55mm Comfortline | ED45P1000 Support de câbles 55mm Comfortline | Wire Holder 55mm | ED45P1000 Wire Holder 55mm
2CPX062736R9999 | ED112P10 | Active | 4011617627364 | 208.05 | 1 | 1 | pak | CombiLine N | BE31192 | SF (LUCA,HAF&Striebel) | pak | ED112P10 EDFPRofiel 2PW BofO (10st) | ED112P10 Profil EDF 2PW BofO (10pc) Combiline | ED112P10 Cross member for EDF 2PW t/b | ED112P10 Cross member for EDF 2PW t/b
2CPX062737R9999 | ED113P10 | Active | 4011617627371 | 302.49 | 1 | 1 | pak | CombiLine N | BE31192 | SF (LUCA,HAF&Striebel) | pak | ED113P10 EDFPRofiel 3PW BofO (10st) | ED113P10 Profil EDF 3PW BofO (10pc) Combiline | ED113P10 Cross member for EDF 3PW t/b | ED113P10 Cross member for EDF 3PW t/b
2CPX062738R9999 | ED122P10 | Active | 4011617627388 | 209.64 | 1 | 1 | pak | CombiLine N | BE31192 | SF (LUCA,HAF&Striebel) | pak | ED122P10 EDFPRofiel 2PW B/O (10st) | ED122P10 Profil EDF 2PW B/O (10pc) Combiline | ED122P10 Cross member for EDF 2PW t+b | ED122P10 Cross member for EDF 2PW t+b
2CPX062739R9999 | ED123P10 | Active | 4011617627395 | 302.49 | 1 | 1 | pak | CombiLine N | BE31192 | SF (LUCA,HAF&Striebel) | pak | ED123P10 EDFPRofil Hor.3FB (10st) | ED123P10 Cross member for EDF 3PW t+b | ED123P10 Cross member for EDF 3PW t+b | ED123P10 Cross member for EDF 3PW t+b
2CPX062745R9999 | ZK50BT | Active | 4011617627456 | 6.05 | 1 | 1 | stuk | Accessoiries Consumer Units (A3xx/A6xx/UKxxx/AN/AI/UA) | BE31192 | SF (LUCA,HAF&Striebel) | stuk | aansluitklem ZK N adaptor | ZK50BT Borne N avec adaptateur | N-terminal block | ZK50BT N-terminal block |  | 5.14
2CPX062750R9999 | ZK50B | Active | 4011617627500 | 4.99 | 1 | 1 | stuk | Accessoiries Consumer Units (A3xx/A6xx/UKxxx/AN/AI/UA) | BE31192 | SF (LUCA,HAF&Striebel) | stuk | aansluitklem ZK N 5x4mm² | ZK50B Bornes N 5x4mm² | N-terminal blocks 5x4qmm | ZK50B N-terminal blocks 5x4qmm |  | 5.14
2CPX062751R9999 | ZK51B | Active | 4011617627517 | 6.21 | 1 | 1 | stuk | Accessoiries Consumer Units (A3xx/A6xx/UKxxx/AN/AI/UA) | BE31192 | SF (LUCA,HAF&Striebel) | stuk | aansluitklem ZK N 5x4+1x25qmm | ZK51B Bornes N 5x4+1x25mm² | N-terminal blocks 5x4+1x25qmm | ZK51B N-terminal blocks 5x4+1x25qmm |  | 5.14
2CPX062752R9999 | ZK82B | Active | 4011617627524 | 8.24 | 1 | 1 | stuk | Accessoiries Consumer Units (A3xx/A6xx/UKxxx/AN/AI/UA) | BE31192 | SF (LUCA,HAF&Striebel) | stuk | aansluitklem ZK N 8x4+2x25qmm | ZK82B Bornes N 8x4+2x25qmm | N-terminal blocks 8x4+2x25qmm | ZK82B N-terminal blocks 8x4+2x25qmm |  | 5.14
2CPX062753R9999 | ZK113B | Active | 4011617627531 | 11.53 | 1 | 1 | stuk | Accessoiries Consumer Units (A3xx/A6xx/UKxxx/AN/AI/UA) | BE31192 | SF (LUCA,HAF&Striebel) | stuk | aansluitklem ZK N 11x4+3x25mm² | ZK113B Bornes N 11x4+3x25mm² | N-terminal block.11x4+3x25qmm | ZK113B N-terminal block.11x4+3x25qmm |  | 5.14
2CPX062754R9999 | ZK144B | Active | 4011617627548 | 14.68 | 1 | 1 | stuk | Accessoiries Consumer Units (A3xx/A6xx/UKxxx/AN/AI/UA) | BE31192 | SF (LUCA,HAF&Striebel) | stuk | aansluitklem ZK N 14x4+4x25mm² | ZK144B Bornes N 14x4+4x25mm² | N-terminal block.14x4+4x25qmm | ZK144B N-terminal block.14x4+4x25qmm |  | 5.14
2CPX062755R9999 | ZK175B | Active | 4011617627555 | 17.24 | 1 | 1 | stuk | Accessoiries Consumer Units (A3xx/A6xx/UKxxx/AN/AI/UA) | BE31192 | SF (LUCA,HAF&Striebel) | stuk | aansluitklem ZK N 17x4+5x25mm² | ZK175B Bornes N 17x4+5x25mm² | N-terminal block.17x4+5x25qmm | ZK175B N-terminal block.17x4+5x25qmm |  | 5.14
2CPX062756R9999 | ZK206B | Active | 4011617627562 | 19.27 | 1 | 1 | stuk | Accessoiries Consumer Units (A3xx/A6xx/UKxxx/AN/AI/UA) | BE31192 | SF (LUCA,HAF&Striebel) | stuk | aansluitklem ZK N 20x4+6x25mm² | ZK206B Bornes N 20x4+6x25mm² | N-terminal block.20x4+6x25qmm | ZK206B N-terminal block.20x4+6x25qmm |  | 5.14
2CPX062757R9999 | ZK51G | Active | 4011617627579 | 6.21 | 1 | 1 | stuk | Accessoiries Consumer Units (A3xx/A6xx/UKxxx/AN/AI/UA) | BE31192 | SF (LUCA,HAF&Striebel) | stuk | aansluitklem ZK PE 5x4+1x25mm² | ZK51G Bornes PE 5x4+1x25mm² | ZK51G PE-termin.blocks 5x4+1x25qmm | ZK51G PE-termin.blocks 5x4+1x25qmm |  | 5.14
2CPX062758R9999 | ZK82G | Active | 4011617627586 | 8.24 | 1 | 1 | stuk | Accessoiries Consumer Units (A3xx/A6xx/UKxxx/AN/AI/UA) | BE31192 | SF (LUCA,HAF&Striebel) | stuk | aansluitklem ZK PE 8x4+2x25mm² | ZK82G Bornes PE 8x4+2x25mm² | ZK82G PE-termin.blocks 8x4+2x25qmm | ZK82G PE-termin.blocks 8x4+2x25qmm |  | 5.14
2CPX062759R9999 | ZK113G | Active | 4011617627593 | 11.53 | 1 | 1 | stuk | Accessoiries Consumer Units (A3xx/A6xx/UKxxx/AN/AI/UA) | BE31192 | SF (LUCA,HAF&Striebel) | stuk | aansluitklem ZK PE 11x4+3x25mm² | ZK113G Bornes PE 11x4+3x25mm² | ZK113G PE-termin.blocks 11x4+3x25qmm | ZK113G PE-termin.blocks 11x4+3x25qmm |  | 5.14
2CPX062761R9999 | ZK175G | Active | 4011617627616 | 17.24 | 1 | 1 | stuk | Accessoiries Consumer Units (A3xx/A6xx/UKxxx/AN/AI/UA) | BE31192 | SF (LUCA,HAF&Striebel) | stuk | aansluitklem ZK PE 17x4+5x25mm² | ZK175G Bornes PE 17x4+5x25mm² | ZK175G PE-termin.blocks 17x4+5x25qmm | ZK175G PE-termin.blocks 17x4+5x25qmm |  | 5.14
2CPX062762R9999 | ZK206G | Active | 4011617627623 | 19.27 | 1 | 1 | stuk | Accessoiries Consumer Units (A3xx/A6xx/UKxxx/AN/AI/UA) | BE31192 | SF (LUCA,HAF&Striebel) | stuk | aansluitklem ZK PE 20x4+6x25mm² | ZK206G Bornes PE 20x4+6x25mm² | ZK206G PE-termin.blocks 20x4+6x25qmm | ZK206G PE-termin.blocks 20x4+6x25qmm |  | 5.14
2CPX062763R9999 | ZK10P10 | Active | 4011617627630 | 44.55 | 1 | 1 | pak | Accessoiries Consumer Units (A3xx/A6xx/UKxxx/AN/AI/UA) | BE31192 | SF (LUCA,HAF&Striebel) | pak | Verbindingsbrug ZK10P10 10 st | ZK10P10 Pont de couplage (10pc) | Jumpers for terminal blocks | ZK10P10 Jumpers for terminal blocks |  | 5.14
2CPX062803R9999 | AG12 | Active | 4011617628033 | 45.14 | 1 | 1 | stuk | AG | BE31192 | SF (LUCA,HAF&Striebel) | stuk | Afdekplaat blind HxB 300x250mm | Afdekplaat blind HxB 300x250mm | Afdekplaat blind HxB 300x250mm | Afdekplaat blind HxB 300x250mm
2CPX062806R9999 | AS13 | Active | 4011617628064 | 69.94 | 1 | 1 | stuk | Assembly Modules - accessories | BE31192 | SF (LUCA,HAF&Striebel) | stuk | Afdekplaatgleuf 450x250mm | Plastron avec fente 450x250mm | Slotted Cover 450x250mm | AS13 Slotted Cover 450x250mm
2CPX062808R9999 | AS14 | Active | 4011617628088 | 85.92 | 1 | 1 | stuk | Assembly Modules - accessories | BE31192 | SF (LUCA,HAF&Striebel) | stuk | Afdekplaat CombiLinegleuf 600x250mm | Couverture CombiLine Slotted 600x250mm | Cover CombiLine Slotted 600x250mm | AS14 Slotted cover 600x250mm
2CPX062832R9999 | AS212 | Active | 4011617628323 | 46.62 | 1 | 1 | stuk | Assembly Modules - accessories | BE31192 | SF (LUCA,HAF&Striebel) | stuk | Afdekplaatsleuf HxB 300x250mm | AS212 Plastron avec fente 300x250mm AS212 Plastron avec fente 300x250mm | Slotted Cover 300x250mm | AS212 Slotted Cover 300x250mm
2CPX062836R9999 | AS214 | Active | 4011617628361 | 85.53 | 1 | 1 | stuk | Assembly Modules - accessories | BE31192 | SF (LUCA,HAF&Striebel) | stuk | Afdekplaatsleuf HxB 600x250mm | AS214 Plastron avec fente 600x250mm AS214 Plastron avec fente 600x250mm | Slotted Cover 600x250mm | AS214 Slotted Cover 600x250mm
2CPX062840R9999 | AS222 | Active | 4011617628408 | 63.96 | 1 | 1 | stuk | Assembly Modules - accessories | BE31192 | SF (LUCA,HAF&Striebel) | stuk | Afdekplaatsleuf HxB 300x500mm | AS222 Plastron avec fente 300x500mm AS222 Plastron avec fente 300x500mm | Slotted Cover 300x500mm | AS222 Slotted Cover 300x500mm
2CPX062844R9999 | AS224 | Active | 4011617628446 | 88.4 | 1 | 1 | stuk | Assembly Modules - accessories | BE31192 | SF (LUCA,HAF&Striebel) | stuk | Afdekplaatsleuf HxB 600x500mm | AS224 Plastron avec fente 600x500mm AS224 Plastron avec fente 600x500mm | Slotted Cover 600x500mm | AS224 Slotted Cover 600x500mm
2CPX063163R9999 | ZK237B | Active | 4011617631637 | 21.29 | 1 | 1 | stuk | Consumer Units | BE31192 | SF (LUCA,HAF&Striebel) | stuk | ZK aansluitklem N 23x4+7x25mm² | ZK237B Bornes N 23x4+7x25mm² Comfortline | N-terminal blocks 23x4+7x25qmm | ZK237B N-terminal blocks 23x4+7x25qmm |  | 5.14
2CPX063164R9999 | ZK268B | Active | 4011617631644 | 23.49 | 1 | 1 | stuk | Consumer Units | BE31192 | SF (LUCA,HAF&Striebel) | stuk | ZK aansluitklem N 23x4+7x25mm² | ZK268B Bornes N 23x4+7x25mm² Comfortline | N-terminal blocks 23x4+7x25qmm | ZK268B N-terminal blocks 23x4+7x25qmm |  | 5.14
2CPX063165R9999 | ZK237G | Active | 4011617631651 | 21.29 | 1 | 1 | stuk | Consumer Units | BE31192 | SF (LUCA,HAF&Striebel) | stuk | ZK aansluitklem PE 23x4+7x25mm² | ZK237G Bornes PE 23x4+7x25mm² Comfortline | ZK237G PE-termin.blocks 23x4+7x25mm² | ZK237G PE-terminal blocks 23x4+7x25qmm |  | 5.14
2CPX063166R9999 | ZK268G | Active | 4011617631668 | 23.49 | 1 | 1 | stuk | Consumer Units | BE31192 | SF (LUCA,HAF&Striebel) | stuk | ZK aansluitklem PE 26x4+8x25mm² | ZK268G Bornes PE 26x4+8x25mm² Comfortline | PE-terminal blocks 26x4+8x25qmm | ZK268G PE-terminal blocks 26x4+8x25qmm |  | 5.14
2CPX063439R9999 | BLW61 | Active | 4011617634393 | 427.37 | 1 | 1 | stuk | BLW | BE31192 | SF (LUCA,HAF&Striebel) | stuk | BLW61 Trim Frame met deur voor U61 | BLW61 Trim Frame avec porte U61 | BLW61 Trim Frame avec porte U61 | BLW61 Trim Frame avec porte U61
2CPX064860R9999 | ZK150 | Active | 4011617648604 | 6.48 | 1 | 1 | stuk | Assembly Modules - accessories | BE31192 | SF (LUCA,HAF&Striebel) | stuk | ZK150 aanslklem 50mm² Comfortline | ZK150 Bornes de racc. 50mm² Comfortline | ZK150 Connecting Terminal 50sqmm | ZK150 Connecting Terminal 50sqmm |  | 5.14
2CPX064862R9999 | ZK152 | Active | 4011617648628 | 19.2 | 1 | 1 | stuk | Assembly Modules - accessories | BE31192 | SF (LUCA,HAF&Striebel) | stuk | ZK152 aanslklem 50-120mm² Comfortline | ZK152 Bornes de racc. 50-120mm² Comfortline | Connecting Terminal 120mm² | ZK152 Connecting Terminal 120sqm |  | 5.14
2CPX064864R9999 | ZK154 | Active | 4011617648642 | 13.74 | 1 | 1 | stuk | Assembly Modules - accessories | BE31192 | SF (LUCA,HAF&Striebel) | stuk | ZK154 aanslklem 120mm² Comfortline | ZK154 Bornes de racc. 120mm² Comfortline | ZK154 Connecting Terminal 120sqm | ZK154 Connecting Terminal 120sqm |  | 5.14
2CPX064866R9999 | ZK156 | Active | 4011617648666 | 8.69 | 1 | 1 | stuk | Assembly Modules - accessories | BE31192 | SF (LUCA,HAF&Striebel) | stuk | ZK156 aanslklem 70mm² Comfortline | ZK156 Bornes de racc. 70mm² Comfortline | ZK156 Connecting Terminal 70sqmm | ZK156 Connecting Terminal 70sqmm |  | 5.14
2CPX064867R9999 | ZK157 | Active | 4011617648673 | 14.32 | 1 | 1 | stuk | Assembly Modules - accessories | BE31192 | SF (LUCA,HAF&Striebel) | stuk | ZK157 aanslklem 120mm² Comfortline | ZK157 Bornes de racc. 120mm² Comfortline | ZK157 Connecting Terminal 120sqm | ZK157 Connecting Terminal 120sqm |  | 5.14
2CPX064879R9999 | ZK79 | Active | 4011617648796 | 4.02 | 1 | 1 | stuk | Assembly Modules - accessories | BE31192 | SF (LUCA,HAF&Striebel) | stuk | ZK79 aanslklem 16mm² Comfortline | ZK79 Borne de racc. 16mm² Comfortline | ZK79 Connecting Terminal 16sqmm | ZK79 Connecting Terminal 16sqmm |  | 5.14
2CPX064881R9999 | ZK81 | Active | 4011617648819 | 5.27 | 1 | 1 | stuk | Assembly Modules - accessories | BE31192 | SF (LUCA,HAF&Striebel) | stuk | ZK81 aanslklem 35mm² Comfortline | ZK81 Borne de racc. 35mm² Comfortline | ZK81 Connecting Terminal 35sqmm | ZK81 Connecting Terminal 35sqmm |  | 5.14
2CPX064883R9999 | ZK83 | Active | 4011617648833 | 9.75 | 1 | 1 | stuk | Assembly Modules - accessories | BE31192 | SF (LUCA,HAF&Striebel) | stuk | ZK83 aanslklem 95mm² Comfortline | ZK83 Borne de racc. 95mm² Comfortline | ZK83 Connecting Terminal 95sqmm | ZK83 Connecting Terminal 95sqmm |  | 5.14
2CPX064886R9999 | ZK86 | Active | 4011617648864 | 37.31 | 1 | 1 | stuk | Assembly Modules - accessories | BE31192 | SF (LUCA,HAF&Striebel) | stuk | ZK86 aanslklem 150mm² Comfortline | ZK86 Borne de racc. 150mm² Comfortline | ZK86 Connecting Terminal 150sqm | ZK86 Connecting Terminal 150sqm |  | 5.14
2CPX064887R9999 | ZK87 | Active | 4011617648871 | 8.95 | 1 | 1 | stuk | Assembly Modules - accessories | BE31192 | SF (LUCA,HAF&Striebel) | stuk | ZK87 aanslklem 16mm² Comfortline | ZK87 Borne de racc. 16mm² Comfortline | ZK87 Connecting Terminal 16sqmm | ZK87 Connecting Terminal 16sqmm |  | 5.14
2CPX064978R9999 | ZK178 | Active | 4011617649786 | 7.78 | 1 | 1 | stuk | Assembly Modules - accessories | BE31192 | SF (LUCA,HAF&Striebel) | stuk | ZK178 aanslklem 16-70mm² Comfortline | ZK178 Borne de racc. 16-70mm² Comfortline | ZK178 Borne de connection 16-70sqmm | ZK178 Conn.Terminal 16-70sqmm |  | 5.14
2CPX064984R9999 | ZK15 | Active | 4011617649847 | 2.39 | 1 | 1 | stuk | Accessoiries Consumer Units (A3xx/A6xx/UKxxx/AN/AI/UA) | BE31192 | SF (LUCA,HAF&Striebel) | stuk | Adapter ComfortLine ZK15 | ZK15 Adaptateur Comfortline | ZK15 Mount. adapter f.N/PE ter.blo | ZK15 Mount. adapter f.N/PE ter.blo
2CPX066091R9999 | ZH91 | Active | 4011617660910 | 12.61 | 1 | 1 | stuk | Accessories (H&HS) | BE31192 | SF (LUCA,HAF&Striebel) | stuk | Sleutel AT/U universeel | ZH91 Clé universele Comfortline | Universal Key | ZH91 Universal Key
2CPX068076R9999 | ZX371 | Active | 4011617680765 | 4.58 | 1 | 1 | stuk | Assembly Modules - accessories | BE31192 | SF (LUCA,HAF&Striebel) | stuk | ZX371 DIN Rail 1F.Short | ZX371 DIN Rail 1F. Short | Set AT/U | ZX371 DIN Rail 1F. Short
2CPX068572R9999 | ED112 | Active | 4011617685722 | 22.17 | 1 | 1 | stuk | CombiLine N | BE31192 | SF (LUCA,HAF&Striebel) | stuk | ED112 EDFPRofiel 2PW BofO Combiline | ED112 Profil EDF 2PW BofO Combiline | ED112 Transverse Rail TNF 2-Fie | ED112 Transverse Rail TNF 2-Fie
2CPX068573R9999 | ED113 | Active | 4011617685739 | 31.95 | 1 | 1 | stuk | CombiLine N | BE31192 | SF (LUCA,HAF&Striebel) | stuk | ED113 EDFPRofiel 3PW BofO Combiline | ED113 Profil EDF 3PW BofO Combiline | ED113 Cross member 3PW | ED113 Cross member 3PW
2CPX068614R9999 | ZX66P50 | Active | 4011617686149 | 217.68 | 1 | 1 | pak | Assembly Modules - accessories | BE31192 | SF (LUCA,HAF&Striebel) | pak | ZX66P50 Acc.koppeling EDF (Set=50st) | ZX66P50 Conn. cadres EDF (Set=50pc) Comfortline | ZX66P50 Support.-Connection | ZX66P50 Support.-Connection
2CPX070387R9999 | AH1 | Active | 4011617703877 | 39.4 | 1 | 1 | stuk | Assembly Modules - accessories | BE31192 | SF (LUCA,HAF&Striebel) | stuk | AH1 Cover 75mm 1PW | AH1 Cover 75mm 1PW | Cover AT/U | AH1 Cover 75mm 1PW
2CPX070388R9999 | AH2 | Active | 4011617703884 | 57.86 | 1 | 1 | stuk | Assembly Modules - accessories | BE31192 | SF (LUCA,HAF&Striebel) | stuk | AH2 Cover 75mm 2PW | AH2 Cover 75mm 2PW | Cover AT/U | AH2 Cover 75mm 2PW
2CPX071591R9999 | U32TE | Active | 4011617715917 | 667.87 | 1 | 1 | stuk | IP31 - Flush (U) | BE31192 | SF (LUCA,HAF&Striebel) | stuk | AT/U 2 kolom(en) 3 rijen | U32TE Armoire U 2PW 3GU PT 125 Comfortline | Distribution board AT/U 2 column(s), 3 rows, flush mounting | U32TE Dist. Board 3R transp.door
2CPX071592R9999 | U41TE | Active | 4011617715924 | 507.5 | 1 | 1 | stuk | IP31 - Flush (U) | BE31192 | SF (LUCA,HAF&Striebel) | stuk | AT/U 1 kolom(en) 4 rijen | U41TE Armoire U 1PW 4GU PT 125 Comfortline | Distribution board AT/U 1 column(s), 4 rows, flush mounting | U41TE Dist. Board 4R transp.door
2CPX071593R9999 | U42TE | Active | 4011617715931 | 692.94 | 1 | 1 | stuk | IP31 - Flush (U) | BE31192 | SF (LUCA,HAF&Striebel) | stuk | AT/U 2 kolom(en) 4 rijen | U42TE Armoire U 2PW 4GU PT 125 Comfortline | Distribution board AT/U 2 column(s), 4 rows, flush mounting | U42TE Dist. Board 4R transp.door
2CPX071594R9999 | U51TE | Active | 4011617715948 | 511.25 | 1 | 1 | stuk | IP31 - Flush (U) | BE31192 | SF (LUCA,HAF&Striebel) | stuk | AT/U 1 kolom(en) 5 rijen | U51TE Armoire U 1PW 5GU PT 125 Comfortline | Distribution board AT/U 1 column(s), 5 rows, flush mounting | U51TE Dist. Board 5R transp.door
2CPX071595R9999 | U52TE | Active | 4011617715955 | 833.29 | 1 | 1 | stuk | IP31 - Flush (U) | BE31192 | SF (LUCA,HAF&Striebel) | stuk | AT/U 2 kolom(en) 5 rijen | U52TE Armoire U 2PW 5GU PT 125 Comfortline | Distribution board AT/U 2 column(s), 5 rows, flush mounting | U52TE Dist. Board 5R transp.door
2CPX071596R9999 | U61TE | Active | 4011617715962 | 662.87 | 1 | 1 | stuk | IP31 - Flush (U) | BE31192 | SF (LUCA,HAF&Striebel) | stuk | AT/U 1 kolom(en) 6 rijen | U61TE Armoire U 1PW 6GU PT 125 Comfortline | Distribution board AT/U 1 column(s), 6 rows, flush mounting | U61TE Dist. Board 6R transp.door
2CPX071597R9999 | U62TE | Active | 4011617715979 | 924.77 | 1 | 1 | stuk | IP31 - Flush (U) | BE31192 | SF (LUCA,HAF&Striebel) | stuk | AT/U 2 kolom(en) 6 rijen | U62TE Armoire U 2PW 6GU PT 125 Comfortline | Distribution board AT/U 2 column(s), 6 rows, flush mounting | U62TE Dist. Board 6R transp.door
2CPX071707R9999 | U32R2 | Active | 4011617717072 | 515 | 1 | 1 | stuk | IP31 - Flush (U) | BE31192 | SF (LUCA,HAF&Striebel) | stuk | AT/U 2 kolom(en) 3 rijen | U32R2 Arm. U 2PW 3GU IP31 (2R 150mm) Comfortline | Distribution board AT/U 2 column(s), 3 rows, flush mounting | U32R2 Dist. Board 2R w.door
2CPX071708R9999 | U41R3 | Active | 4011617717089 | 374.66 | 1 | 1 | stuk | IP31 - Flush (U) | BE31192 | SF (LUCA,HAF&Striebel) | stuk | AT/U 1 kolom(en) 4 rijen | U41R3 Arm. U 1PW 4GU IP31 (3R 150mm) Comfortline | Distribution board AT/U 1 column(s), 4 rows, flush mounting | U41R3 Dist. Board 3R w.door
2CPX071709R9999 | U42R3 | Active | 4011617717096 | 526.29 | 1 | 1 | stuk | IP31 - Flush (U) | BE31192 | SF (LUCA,HAF&Striebel) | stuk | AT/U 2 kolom(en) 4 rijen | U42R3 Arm. U 2PW 4GU IP31 (3R 150mm) Comfortline | Distribution board AT/U 2 column(s), 4 rows, flush mounting | U42R3 Dist. Board 3R w.door
2CPX071710R9999 | U43R3 | Active | 4011617717102 | 808.21 | 1 | 1 | stuk | IP31 - Flush (U) | BE31192 | SF (LUCA,HAF&Striebel) | stuk | AT/U 3 kolom(en) 4 rijen | U43R3 Arm. U 3PW 4GU IP31 (3R 150mm) Comfortline | Distribution board AT/U 3 column(s), 4 rows, flush mounting | U43R3 Dist. Board 3R w.door
2CPX071711R9999 | U51R4 | Active | 4011617717119 | 477.41 | 1 | 1 | stuk | IP31 - Flush (U) | BE31192 | SF (LUCA,HAF&Striebel) | stuk | AT/U 1 kolom(en) 5 rijen | U51R4 Arm. U 1PW 5GU IP31 (4R 150mm) Comfortline | Distribution board AT/U 1 column(s), 5 rows, flush mounting | U51R4 Dist. Board 4R w.door
2CPX071712R9999 | U52R4 | Active | 4011617717126 | 622.77 | 1 | 1 | stuk | IP31 - Flush (U) | BE31192 | SF (LUCA,HAF&Striebel) | stuk | AT/U 2 kolom(en) 5 rijen | U52R4 Arm. U 2PW 5GU IP31 (4R 150mm) Comfortline | Distribution board AT/U 2 column(s), 5 rows, flush mounting | U52R4 Dist. Board 4R w.door
2CPX071713R9999 | U53R4 | Active | 4011617717133 | 844.55 | 1 | 1 | stuk | IP31 - Flush (U) | BE31192 | SF (LUCA,HAF&Striebel) | stuk | AT/U 3 kolom(en) 5 rijen | U53R4 Arm. U 3PW 5GU IP31 (4R 150mm) Comfortline | Distribution board AT/U 3 column(s), 5 rows, flush mounting | U53R4 Dist. Board 4R w.door
2CPX071714R9999 | U54R4 | Active | 4011617717140 | 1035.03 | 1 | 1 | stuk | IP31 - Flush (U) | BE31192 | SF (LUCA,HAF&Striebel) | stuk | AT/U 4 kolom(en) 5 rijen | U54R4 Arm. U 4PW 5GU IP31 (4R 150mm) Comfortline | Distribution board AT/U 4 column(s), 5 rows, flush mounting | U54R4 Dist. Board 4R w.door
2CPX071715R9999 | U61R5 | Active | 4011617717157 | 473.66 | 1 | 1 | stuk | IP31 - Flush (U) | BE31192 | SF (LUCA,HAF&Striebel) | stuk | AT/U 1 kolom(en) 6 rijen | U61R5 Arm. U 1PW 6GU IP31 (5R 150mm) Comfortline | Distribution board AT/U 1 column(s), 6 rows, flush mounting | U61R5 Dist. Board 5R w.door
2CPX071716R9999 | U62R5 | Active | 4011617717164 | 686.67 | 1 | 1 | stuk | IP31 - Flush (U) | BE31192 | SF (LUCA,HAF&Striebel) | stuk | AT/U 2 kolom(en) 6 rijen | U62R5 Arm. U 2PW 6GU IP31 (5R 150mm) Comfortline | Distribution board AT/U 2 column(s), 6 rows, flush mounting | U62R5 Dist. Board 5R w.door
2CPX071717R9999 | U63R5 | Active | 4011617717171 | 967.34 | 1 | 1 | stuk | IP31 - Flush (U) | BE31192 | SF (LUCA,HAF&Striebel) | stuk | AT/U 3 kolom(en) 6 rijen | U63R5 Arm. U 3PW 6GU IP31 (5R 150mm) Comfortline | Distribution board AT/U 3 column(s), 6 rows, flush mounting | U63R5 Dist. Board 5R w.door
2CPX071718R9999 | U72R6 | Active | 4011617717188 | 754.34 | 1 | 1 | stuk | IP31 - Flush (U) | BE31192 | SF (LUCA,HAF&Striebel) | stuk | AT/U 2 kolom(en) 7 rijen | U72R6 Arm. U 2PW 7GU IP31 (6R 150mm) Comfortline | Distribution board AT/U 2 column(s), 7 rows, flush mounting | U72R6 Dist. Board 6R w.door
2CPX071719R9999 | U73R6 | Active | 4011617717195 | 1156.58 | 1 | 1 | stuk | IP31 - Flush (U) | BE31192 | SF (LUCA,HAF&Striebel) | stuk | AT/U 3 kolom(en) 7 rijen | U73R6 Arm. U 3PW 7GU IP31 (6R 150mm) Comfortline | Distribution board AT/U 3 column(s), 7 rows, flush mounting | U73R6 Dist. Board 6R w.door
2CPX071721R9999 | U32TR2 | Active | 4011617717218 | 706.73 | 1 | 1 | stuk | IP31 - Flush (U) | BE31192 | SF (LUCA,HAF&Striebel) | stuk | AT/U 2 kolom(en) 3 rijen | U32TR2 Armoire U 2PW 3GU PT 150 Comfortline | Distribution board AT/U 2 column(s), 3 rows, flush mounting | U32TR2 DistR Board 2R w.transp.door
2CPX071722R9999 | U41TR3 | Active | 4011617717225 | 547.58 | 1 | 1 | stuk | IP31 - Flush (U) | BE31192 | SF (LUCA,HAF&Striebel) | stuk | AT/U 1 kolom(en) 4 rijen | U41TR3 Armoire U 1PW 4GU PT 150 Comfortline | Distribution board AT/U 1 column(s), 4 rows, flush mounting | U41TR3 DistR Board 3R w.transp.door
2CPX071723R9999 | U42TR3 | Active | 4011617717232 | 730.52 | 1 | 1 | stuk | IP31 - Flush (U) | BE31192 | SF (LUCA,HAF&Striebel) | stuk | AT/U 2 kolom(en) 4 rijen | U42TR3 Armoire U 2PW 4GU PT 150 Comfortline | Distribution board AT/U 2 column(s), 4 rows, flush mounting | U42TR3 DistR Board 3R w.transp.door
2CPX071724R9999 | U43TR3 | Active | 4011617717249 | 1127.75 | 1 | 1 | stuk | IP31 - Flush (U) | BE31192 | SF (LUCA,HAF&Striebel) | stuk | AT/U 3 kolom(en) 4 rijen | U43TR3 Armoire U 3PW 4GU PT 150 Comfortline | Distribution board AT/U 3 column(s), 4 rows, flush mounting | U43TR3 DistR Board 3R w.transp.door
2CPX071725R9999 | U51TR4 | Active | 4011617717256 | 551.37 | 1 | 1 | stuk | IP31 - Flush (U) | BE31192 | SF (LUCA,HAF&Striebel) | stuk | AT/U 1 kolom(en) 5 rijen | U51TR4 Armoire U 1PW 5GU PT 150 Comfortline | Distribution board AT/U 1 column(s), 5 rows, flush mounting | U51TR4 DistR Board 4R w.transp.door
2CPX071726R9999 | U52TR4 | Active | 4011617717263 | 873.37 | 1 | 1 | stuk | IP31 - Flush (U) | BE31192 | SF (LUCA,HAF&Striebel) | stuk | AT/U 2 kolom(en) 5 rijen | U52TR4 Armoire U 2PW 5GU PT 150 Comfortline | Distribution board AT/U 2 column(s), 5 rows, flush mounting | U52TR4 DistR Board 4R w.transp.door
2CPX071727R9999 | U53TR4 | Active | 4011617717270 | 1169.09 | 1 | 1 | stuk | IP31 - Flush (U) | BE31192 | SF (LUCA,HAF&Striebel) | stuk | AT/U 3 kolom(en) 5 rijen | U53TR4 Armoire U 3PW 5GU PT 150 Comfortline | Distribution board AT/U 3 column(s), 5 rows, flush mounting | U53TR4 DistR Board 4R w.transp.door
2CPX071728R9999 | U54TR4 | Active | 4011617717287 | 1235.5 | 1 | 1 | stuk | IP31 - Flush (U) | BE31192 | SF (LUCA,HAF&Striebel) | stuk | AT/U 4 kolom(en) 5 rijen | U54TR4 Armoire U 4PW 5GU PT 150 Comfortline | Distribution board AT/U 4 column(s), 5 rows, flush mounting | U54TR4 DistR Board 4R w.transp.door
2CPX071729R9999 | U61TR5 | Active | 4011617717294 | 704.2 | 1 | 1 | stuk | IP31 - Flush (U) | BE31192 | SF (LUCA,HAF&Striebel) | stuk | AT/U 1 kolom(en) 6 rijen | U61TR5 Armoire U 1PW 6GU PT 150 Comfortline | Distribution board AT/U 1 column(s), 6 rows, flush mounting | U61TR5 DistR Board 5R w.transp.door
2CPX071730R9999 | U62TR5 | Active | 4011617717300 | 964.86 | 1 | 1 | stuk | IP31 - Flush (U) | BE31192 | SF (LUCA,HAF&Striebel) | stuk | AT/U 2 kolom(en) 6 rijen | U62TR5 Armoire U 2PW 6GU PT 150 Comfortline | Distribution board AT/U 2 column(s), 6 rows, flush mounting | U62TR5 DistR Board 5R w.transp.door
2CPX071731R9999 | U63TR5 | Active | 4011617717317 | 1319.46 | 1 | 1 | stuk | IP31 - Flush (U) | BE31192 | SF (LUCA,HAF&Striebel) | stuk | AT/U 3 kolom(en) 6 rijen | U63TR5 Armoire U 3PW 6GU PT 150 Comfortline | Distribution board AT/U 3 column(s), 6 rows, flush mounting | U63TR5 Distr.Board 5R. w.transp.door
2CPX071733R9999 | U72TR6 | Active | 4011617717331 | 1019.99 | 1 | 1 | stuk | IP31 - Flush (U) | BE31192 | SF (LUCA,HAF&Striebel) | stuk | AT/U 2 kolom(en) 7 rijen | U72TR6 Armoire U 2PW 7GU PT 150 Comfortline | Distribution board AT/U 2 column(s), 7 rows, flush mounting | U72TR6 DistR Board 6R w.transp.door
2CPX071734R9999 | U73TR6 | Active | 4011617717348 | 1333.26 | 1 | 1 | stuk | IP31 - Flush (U) | BE31192 | SF (LUCA,HAF&Striebel) | stuk | AT/U 3 kolom(en) 7 rijen | U73TR6 Armoire U 3PW 7GU PT 150 Comfortline | Distribution board AT/U 3 column(s), 7 rows, flush mounting | U73TR6 DistR Board 6R w.transp.door
2CPX071784R9999 | U54 | Active | 4011617717843 | 1013.71 | 1 | 1 | stuk | IP31 - Flush (U) | BE31192 | SF (LUCA,HAF&Striebel) | stuk | AT/U 4 column(s) 5 rows | U54 Arm. U 4PW 5GU IP31 (5R 125mm) Comfortline | Distribution board AT/U 4 column(s), 5 rows, flush mounting | U54 Dist. Board 5R w.door
2CPX071787R9999 | U63 | Active | 4011617717874 | 899.69 | 1 | 1 | stuk | IP31 - Flush (U) | BE31192 | SF (LUCA,HAF&Striebel) | stuk | AT/U 3 column(s) 6 rows | U63 Arm. U 3PW 6GU IP31 (6R 125mm) Comfortline | Distribution board AT/U 3 column(s), 6 rows, flush mounting | U63 Dist. Board 6R w.door
2CPX077800R9999 | 1V00-150 | Active | 4011617778004 | 82.62 | 1 | 1 | stuk | CombiLine N | BE31192 | SF (LUCA,HAF&Striebel) | stuk | 1V00-150 Verdeelpaneel OH00 1PW 150mm | 1V00-150 Pann. de distr. OH00 1PW 150mm | 1V00-150 Dist. Board OH00 1PW 150mm | 1V00-150 Dist. Board OH00 1PW 150mm
2CPX077801R9999 | 2V00-150 | Active | 4011617778011 | 141.5 | 1 | 1 | stuk | CombiLine N | BE31192 | SF (LUCA,HAF&Striebel) | stuk | 2V00-150 Verdeelpaneel OH00 2PW 150mm | 2V00-150 Pann. de distr. OH00 2PW 150mm | 2V00-150 Dist. Board OH00 2PW 150mm | 2V00-150 Dist. Board OH00 2PW 150mm
2CPX077802R9999 | 1V0-150 | Active | 4011617778028 | 91.64 | 1 | 1 | stuk | CombiLine N | BE31192 | SF (LUCA,HAF&Striebel) | stuk | 1V0-150 Verdeelpaneel OH0 1PW 150mm | 1V0-150 Pann. de distr. OH0 1PW 150mm | 1V0-150 Dist. Board OH0 1PW 150mm | 1V0-150 Dist. Board OH0 1PW 150mm
2CPX077803R9999 | 2V0-150 | Active | 4011617778035 | 151.01 | 1 | 1 | stuk | CombiLine N | BE31192 | SF (LUCA,HAF&Striebel) | stuk | 2V0-150 Verdeelpaneel OH0 2PW 150mm | 2V0-150 Pann. de distr. OH0 2PW 150mm | 2V0-150 Dist. Board OH0 2PW 150mm | 2V0-150 Dist. Board OH0 2PW 150mm
2CPX077804R9999 | 1V1-150 | Active | 4011617778042 | 103.5 | 1 | 1 | stuk | CombiLine N | BE31192 | SF (LUCA,HAF&Striebel) | stuk | 1V1-150 Verdeelpaneel OH1 1PW 150mm | 1V1-150 Pann. de distr. OH1 1PW 150mm | 1V1-150 Dist. Board OH1 1PW 150mm | 1V1-150 Dist. Board OH1 1PW 150mm
2CPX077805R9999 | 2V1-150 | Active | 4011617778059 | 174.73 | 1 | 1 | stuk | CombiLine N | BE31192 | SF (LUCA,HAF&Striebel) | stuk | 2V1-150 Verdeelpaneel OH1 2PW 150mm | 2V1-150 Pann. de distr. OH1 2PW 150mm | 2V1-150 Dist. Board OH1 2PW 150mm | 2V1-150 Dist. Board OH1 2PW 150mm
2CPX077806R9999 | 1V1K-150 | Active | 4011617778066 | 103.5 | 1 | 1 | stuk | CombiLine N | BE31192 | SF (LUCA,HAF&Striebel) | stuk | 1V1K-150 Verdeelpaneel OH1 1PW 150mm | 1V1K-150 Pann. de distr. OH1 1PW 150mm | 1V1K-150 Dist. Board OH1 1PW 150mm | 1V1K-150 Dist. Board OH1 1PW 150mm
2CPX077807R9999 | 2V1K-150 | Active | 4011617778073 | 174.73 | 1 | 1 | stuk | CombiLine N | BE31192 | SF (LUCA,HAF&Striebel) | stuk | 2V1K-150 Verdeelpaneel OH1 2PW 150mm | 2V1K-150 Pann. de distr. OH1 2PW 150mm | 2V1K-150 Dist. Board OH1 2PW 150mm | 2V1K-150 Dist. Board OH1 2PW 150mm
2CPX077808R9999 | 1V2-150 | Active | 4011617778080 | 125.34 | 1 | 1 | stuk | CombiLine N | BE31192 | SF (LUCA,HAF&Striebel) | stuk | 1V2-150 Verdeelpaneel OH2 1PW 150mm | 1V2-150 Pann. de distr. OH2 1PW 150mm | 1V2-150 Dist. Board OH2 1PW 150mm | 1V2-150 Dist. Board OH2 1PW 150mm
2CPX077809R9999 | 2V2-150 | Active | 4011617778097 | 201.3 | 1 | 1 | stuk | CombiLine N | BE31192 | SF (LUCA,HAF&Striebel) | stuk | 2V2-150 Verdeelpaneel OH2 2PW 150mm | 2V2-150 Pann. de distr. OH2 2PW 150mm | 2V2-150 Dist. Board OH2 2PW 150mm | 2V2-150 Dist. Board OH2 2PW 150mm
2CPX077810R9999 | 1V2K-150 | Active | 4011617778103 | 125.34 | 1 | 1 | stuk | CombiLine N | BE31192 | SF (LUCA,HAF&Striebel) | stuk | 1V2K-150 Verdeelpaneel OH2 1PW 150mm | 1V2K-150 Pann. de distr. OH2 1PW 150mm | 1V2K-150 Dist. Board OH2 1PW 150mm | 1V2K-150 Dist. Board OH2 1PW 150mm
2CPX077811R9999 | 2V2K-150 | Active | 4011617778110 | 201.3 | 1 | 1 | stuk | CombiLine N | BE31192 | SF (LUCA,HAF&Striebel) | stuk | 2V2K-150 Verdeelpaneel OH2 2PW 150mm | 2V2K-150 Pann. de distr. OH2 2PW 150mm | 2V2K-150 Dist. Board OH2 2PW 150mm | 2V2K-150 Dist. Board OH2 2PW 150mm
2CPX078485R9999 | CAHCP10 | Active | 4011617784852 | 72.1 | 1 | 1 | pak | Accessories SpEe | BE31192 | SF (LUCA,HAF&Striebel) | pak | CAHCP10 Scharnier voor afdekplaten 10st | CAHCP10 Charnières pour plastrons 10pc
4TBA891672N2100 | AR891672 | Active | 4022903016724 | 1243.98 | 1 | 1 | stuk | ABACO | BE31192 | 2K (L41 ARIA CABINETS EQ) | stuk | ACS ARIA75 32A 25D60(10kA) | ACS ARIA75 32A 25D60(10kA) | ARIA75 32A 25D60(10kA) | ACS ARIA75 32A 25D60(10kA)
4TBA891673N2100 | AR891673 | Active | 4022903016734 | 1421.55 | 1 | 1 | stuk | ABACO | BE31192 | 2K (L41 ARIA CABINETS EQ) | stuk | ACS ARIA75 63A 25D60(10kA | ACS ARIA75 63A 25D60(10kA | ARIA75 63A 25D60(10kA) | ACS ARIA75 63A 25D60(10kA
4TBA891674N2100 | AR891674 | Active | 4022903016748 | 1243.97 | 1 | 1 | stuk | ABACO | BE31192 | 2K (L41 ARIA CABINETS EQ) | stuk | ACS ARIA75 32A 25D60(3kA) | ACS ARIA75 32A 25D60(3kA) | ARIA75 32A 25D60(3kA) | ACS ARIA75 32A 25D60(3kA)
4TBA891675N2100 | AR891675 | Active | 4022903016748 | 1302.21 | 1 | 1 | stuk | ABACO | BE31192 | 2K (L41 ARIA CABINETS EQ) | stuk | ACS ARIA75 63A 25D60(3kA) | ACS ARIA75 63A 25D60(3kA) | ARIA75 63A 25D60(3kA) | ACS ARIA75 63A 25D60(3kA)
4TBJ818228C0100 | ACC818228 | Active | 4022903013464 | 116.4 | 1 | 1 | stuk | Accessories for General Purpose Enclosures | BE31192 | 2O (L52 CAS.CABIN&POWERF) | stuk | HEATER CS 060 120-250VAC/DC, 100 W | HEATER CS 060 120-250VAC/DC, 100 W | HEATER CS 060 120-250VAC/DC, 100 W | HEATER CS 060 120-250VAC/DC, 100 W |  | 5.14
4TBJ818269C0100 | ACC818269 | Active | 4022903013815 | 68.55 | 1 | 1 | stuk | Distribution Enclosures | BE31192 | 2O (L52 CAS.CABIN&POWERF) | stuk | Thermostaat FZK011 CO contact -20 - 35°C | Thermostaat FZK011 CO contact -20 - 35°C | Thermostaat FZK011 CO contact -20 - 35°C | Thermostaat FZK011 CO contact -20 - 35°C |  | 5.14
4TBP833242C0100 | PS452P53 | Active | 4022903008460 | 1122.31 | 1 | 1 | stuk | PolySafe | BE31192 | 2I (L39 POLYSAFE) | stuk | PolySafe IP55 1000x1250x320 DD | PolySafe IP55 1000x1250x320 DD | PolySafe IP55 1000x1250x320 DD | PolySafe IP55 1000x1250x320 DD
GD4006 | GD4006 | Active | 8015646003140 | 11.59 | 1 | 1 | stuk | Metal Enclosures (SR2) | BE31192 | 17 (SYSTEM PRO E ENERGY) | stuk | DIN Rail SR 400Mm | Rail DIN Gamme SR 400 mm | DIN Rail SR range 400mm | DIN RAIL W=400MM 14MOD SR KIT
GD8006 | GD8006 | Active | 8015646003164 | 14.5 | 1 | 1 | stuk | Metal Enclosures (SR2) | BE31192 | 17 (SYSTEM PRO E ENERGY) | stuk | DIN Rail SR 800Mm | Rail DIN Gamme SR 800 mm | DIN Rail SR range 800mm | DIN RAIL W=800MM 36MOD SR KIT
PC1606K | PC1606K | Active | 8015646736307 | 26.37 | 1 | 1 | stuk | Metal Enclosures (SR2) | BE31192 | 17 (SYSTEM PRO E ENERGY) | stuk | Modulair paneel SR2 185X600mm(HxB) | Panneau modulaire Gamme SR2 185X600mm (HXW) | Modular panel SR2 range 185X600mm (HxW) | BLIND PANEL 185X600 HXW 7035
PF1060 | PF1060 | Active | 8015646007858 | 79.88 | 1 | 1 | stuk | Metal Enclosures (SR2) | BE31192 | 17 (SYSTEM PRO E ENERGY) | stuk | PF1060 - Montageplaat SR 1000x600mm | PF1060 - Plaq de montage SR 1000x600mm | SR-Blind back plate for enclosure | ZINC PLAT.PLATE1000X600MM(HXW)
PF1080 | PF1080 | Active | 8015646007889 | 101.53 | 1 | 1 | stuk | Metal Enclosures (SR2) | BE31192 | 17 (SYSTEM PRO E ENERGY) | stuk | PF1080 - Montageplaat SR 1000x800mm | PF1080 - Plaq de montage SR 1000x800mm | Mounting plate SR range 1000x800mm | ZINC PLAT.PLATE 1000X800MM(HXW)
PF1260 | PF1260 | Active | 8015646007933 | 115.89 | 1 | 1 | stuk | Metal Enclosures (SR2) | BE31192 | 17 (SYSTEM PRO E ENERGY) | stuk | PF1260 - Montageplaat SR 1200x600mm | PF1260 - Plaq de montage SR 1200x600mm | Mounting plate SR range 1200x600mm | ZINC PLAT.PLATE 1200X600MM(HXW)
PF1280 | PF1280 | Active | 8015646007957 | 126.18 | 1 | 1 | stuk | Metal Enclosures (SR2) | BE31192 | 17 (SYSTEM PRO E ENERGY) | stuk | PF1280 - Montageplaat SR 1200x800mm | PF1280 - Plaq de montage SR 1200x800mm | Mounting plate SR range 1200x800mm | ZINC PLAT.PLATE 1200X800MM(HXW)
PF3020 | PF3020 | Active | 8015646008268 | 23.42 | 1 | 1 | stuk | Metal Enclosures (SR2) | BE31192 | 17 (SYSTEM PRO E ENERGY) | stuk | PF3020 - Montageplaat SR 300x200mm | PF3020 - Plaq de montage SR 300x200mm | Mounting plate SR range 300x200mm | ZINC PLAT.PLATE 300X200MM(HXW)
PF3030 | PF3030 | Active | 8015646008275 | 23.42 | 1 | 1 | stuk | Metal Enclosures (SR2) | BE31192 | 17 (SYSTEM PRO E ENERGY) | stuk | PF3030 - Montageplaat SR 300x300mm | PF3030 - Plaq de montage SR 300x300mm | Mounting plate SR range 300x300mm | ZINC PLAT.PLATE 300X300MM(HXW)
PF3040 | PF3040 | Active | 8015646008305 | 23.42 | 1 | 1 | stuk | Metal Enclosures (SR2) | BE31192 | 17 (SYSTEM PRO E ENERGY) | stuk | PF3040 - Montageplaat SR 300x400mm | PF3040 - Plaq de montage SR 300x400mm | Mounting plate SR range 300x400mm | ZINC PLAT.PLATE300X400MM(HXW)
PF4030 | PF4030 | Active | 8015646008398 | 24.7 | 1 | 1 | stuk | Metal Enclosures (SR2) | BE31192 | 17 (SYSTEM PRO E ENERGY) | stuk | PF4030 - Montageplaat SR 400x300mm | PF4030 - Plaq de montage SR 400x300mm | Mounting plate SR range 400x300mm | ZINC PLAT.PLATE 400X300MM(HXW)
PF4040 | PF4040 | Active | 8015646008404 | 24.7 | 1 | 1 | stuk | Metal Enclosures (SR2) | BE31192 | 17 (SYSTEM PRO E ENERGY) | stuk | PF4040 - Montageplaat SR 400x400mm | PF4040 - Plaq de montage SR 400x400mm | Mounting plate SR range 400x400mm | ZINC PLAT.PLATE 400X400MM(HXW)
PF4060 | PF4060 | Active | 8015646008411 | 24.7 | 1 | 1 | stuk | Metal Enclosures (SR2) | BE31192 | 17 (SYSTEM PRO E ENERGY) | stuk | PF4060 - Montageplaat SR 400x600mm | PF4060 - Plaq de montage SR 400x600mm | Mounting plate SR range 400x600mm | ZINC PLAT.PLATE 400X600MM(HXW)
PF5030 | PF5030 | Active | 8015646008428 | 26.37 | 1 | 1 | stuk | Metal Enclosures (SR2) | BE31192 | 17 (SYSTEM PRO E ENERGY) | stuk | PF5030 - Montageplaat SR 500x300mm | PF5030 - Plaq de montage SR 500x300mm | Mounting plate SR range 500x300mm | ZINC PLAT.PLATE 500X300MM(HXW)
PF5040 | PF5040 | Active | 8015646008435 | 26.37 | 1 | 1 | stuk | Metal Enclosures (SR2) | BE31192 | 17 (SYSTEM PRO E ENERGY) | stuk | PF5040 - Montageplaat SR 500x400mm | PF5040 - Plaq de montage SR 500x400mm | Mounting plate SR range 500x400mm | ZINC PLAT.PLATE 500X400MM(HXW)
PF6040 | PF6040 | Active | 8015646008442 | 34.91 | 1 | 1 | stuk | Metal Enclosures (SR2) | BE31192 | 17 (SYSTEM PRO E ENERGY) | stuk | PF6040 - Montageplaat SR 600x400mm | PF6040 - Plaq de montage SR 600x400mm | Mounting plate SR range 600x400mm | ZINC PLAT.PLATE 600X400MM(HXW)
PF6060 | PF6060 | Active | 8015646008459 | 45.04 | 1 | 1 | stuk | Metal Enclosures (SR2) | BE31192 | 17 (SYSTEM PRO E ENERGY) | stuk | PF6060 - Montageplaat SR 600x600mm | PF6060 - Plaq de montage SR 600x600mm | Mounting plate SR range 600x600mm | ZINC PLAT.PLATE 600X600MM(HXW)
PF7050 | PF7050 | Active | 8015646008596 | 49.46 | 1 | 1 | stuk | Metal Enclosures (SR2) | BE31192 | 17 (SYSTEM PRO E ENERGY) | stuk | PF7050 - Montageplaat SR 700x500mm | PF7050 - Plaq de montage SR 700x500mm | Mounting plate SR range 700x500mm | ZINC PLAT.PLATE 700X500MM(HXW)
PF8060 | PF8060 | Active | 8015646008602 | 63.85 | 1 | 1 | stuk | Metal Enclosures (SR2) | BE31192 | 17 (SYSTEM PRO E ENERGY) | stuk | PF8060 - Montageplaat SR 800x600mm | PF8060 - Plaq de montage SR 800x600mm | Mounting plate SR range 800x600mm | ZINC PLAT.PLATE 800X600MM(HXW)
PF8080 | PF8080 | Active | 8015646026163 | 74.01 | 1 | 1 | stuk | Metal Enclosures (SR2) | BE31192 | 17 (SYSTEM PRO E ENERGY) | stuk | PF8080 - Montageplaat SR 800x800mm | PF8080 - Plaq de montage SR 800x800mm | Mounting plate SR range 800x800mm | ZINC PLAT.PLATE 800X800MM(HXW)
SRN10625K | SR2-SRN10625K | Active | 8015646753519 | 290.8 | 1 | 1 | stuk | Metal Enclosures (SR2) | BE31192 | 17 (SYSTEM PRO E ENERGY) | stuk | SR2 volle deur 1000x600x250mm | Armoire avec porte pleine Gamme SR2 1000X600X250mm (HXLXP) | Enclosure with blind door SR2 range 1000x600x250mm (HxWxD) | ENCLOSURE BL.DOOR+PLATE1000X600X250 7035
SRN10625VK | SR2-SRN10625VK | Active | 8015646753779 | 347.57 | 1 | 1 | stuk | Metal Enclosures (SR2) | BE31192 | 17 (SYSTEM PRO E ENERGY) | stuk | SR2 glazen deur 1000x600x250mm (HxWxD) | Armoire avec porte vitrée Gamme SR2 1000X600X250mm (HXWXD) | Enclosure with glass door SR2 range 1000x600x250mm (HxWxD) | ENCLOSURE GLASS DOOR 1000X600X250 7035
SRN10630K | SR2-SRN10630K | Active | 8015646753533 | 319.64 | 1 | 1 | stuk | Metal Enclosures (SR2) | BE31192 | 17 (SYSTEM PRO E ENERGY) | stuk | SR2 volle deur 1000x600x300mm | Armoire avec porte pleine Gamme SR2 1000X600X300mm (HXLXP) | Enclosure with blind door SR2 range 1000x600x300mm (HxWxD) | ENCLOSURE BL.DOOR+PLATE1000X600X300 7035
SRN10630VK | SR2-SRN10630VK | Active | 8015646753793 | 376.59 | 1 | 1 | stuk | Metal Enclosures (SR2) | BE31192 | 17 (SYSTEM PRO E ENERGY) | stuk | SR2 glazen deur 1000x600x300mm (HxWxD) | Armoire avec porte vitrée Gamme SR2 1000X600X300mm (HXWXD) | Enclosure with glass door SR2 range 1000x600x300mm (HxWxD) | ENCLOSURE GLASS DOOR 1000X600X300 7035
SRN10830K | SR2-SRN10830K | Active | 8015646753557 | 367.05 | 1 | 1 | stuk | Metal Enclosures (SR2) | BE31192 | 17 (SYSTEM PRO E ENERGY) | stuk | SR2 volle deur 1000x800x300mm | Armoire avec porte pleine Gamme SR2 1000X800X300mm (HXLXP) | Enclosure with blind door SR2 range 1000x800x300mm (HxWxD) | ENCLOSURE BL.DOOR+PLATE1000X800X300 7035
SRN10830VK | SR2-SRN10830VK | Active | 8015646753816 | 417.4 | 1 | 1 | stuk | Metal Enclosures (SR2) | BE31192 | 17 (SYSTEM PRO E ENERGY) | stuk | SR2 glazen deur 1000x800x300mm (HxWxD) | Armoire avec porte vitrée Gamme SR2 1000X800X300mm (HXWXD) | Enclosure with glass door SR2 range 1000x800x300mm (HxWxD) | ENCLOSURE GLASS DOOR 1000X800X300 7035
SRN12630K | SR2-SRN12630K | Active | 8015646753571 | 378.59 | 1 | 1 | stuk | Metal Enclosures (SR2) | BE31192 | 17 (SYSTEM PRO E ENERGY) | stuk | SR2 volle deur 1200x600x300mm | Armoire avec porte pleine Gamme SR2 1200X600X300mm (HXLXP) | Enclosure with blind door SR2 range 1200x600x300mm (HxWxD) | ENCLOSURE BL.DOOR+PLATE1200X600X300 7035
SRN12630VK | SR2-SRN12630VK | Active | 8015646753830 | 426.11 | 1 | 1 | stuk | Metal Enclosures (SR2) | BE31192 | 17 (SYSTEM PRO E ENERGY) | stuk | SR2 glazen deur 1200x600x300mm (HxWxD) | Armoire avec porte vitrée Gamme SR2 1200X600X300mm (HXWXD) | Enclosure with glass door SR2 range 1200x600x300mm (HxWxD) | ENCLOSURE GLASS DOOR 1200X600X300 7035
SRN12830K | SR2-SRN12830K | Active | 8015646753595 | 406.04 | 1 | 1 | stuk | Metal Enclosures (SR2) | BE31192 | 17 (SYSTEM PRO E ENERGY) | stuk | SR2 volle deur 1200x800x300mm | Porte aveugle Gamme SR2 1200X800X300MM (HXLXP) | Blind Door SR2 range 1200X800X300MM (HXWXD) | ENCLOSURE BL.DOOR+PLATE1200X800X300 7035
SRN12830VK | SR2-SRN12830VK | Active | 8015646753854 | 455.18 | 1 | 1 | stuk | Metal Enclosures (SR2) | BE31192 | 17 (SYSTEM PRO E ENERGY) | stuk | SR2 glazen deur 1200x800x300mm (HxWxD) | Armoire avec porte vitrée Gamme SR2 1200X800X300mm (HXWXD) | Enclosure with glass door SR2 range 1200x800x300mm (HxWxD) | ENCLOSURE GLASS DOOR 1200X800X300 7035
SRN3215K | SR2-SRN3215K | Active | 8015646753151 | 68.24 | 1 | 1 | stuk | Metal Enclosures (SR2) | BE31192 | 17 (SYSTEM PRO E ENERGY) | stuk | SR2 volle deur 300x200x150mm | Armoire avec porte pleine Gamme SR2 300X200X150mm (HXLXP) | Enclosure with blind door SR2 range 300x200x150mm (HxWxD) | ENCLOSURE BL.DOOR+PLATE300X200X150 7035
SRN3315K | SR2-SRN3315K | Active | 8015646753175 | 74.53 | 1 | 1 | stuk | Metal Enclosures (SR2) | BE31192 | 17 (SYSTEM PRO E ENERGY) | stuk | SR2 volle deur 300x300x150mm | Armoire avec porte pleine Gamme SR2 300X300X150mm (HXLXP) | Enclosure with blind door SR2 range 300x300x150mm (HxWxD) | ENCLOSURE BL.DOOR+PLATE300X300X150 7035
SRN3415K | SR2-SRN3415K | Active | 8015646753199 | 85.4 | 1 | 1 | stuk | Metal Enclosures (SR2) | BE31192 | 17 (SYSTEM PRO E ENERGY) | stuk | SR2 volle deur 300x400x150mm | Armoire avec porte pleine Gamme SR2 300X400X150mm (HXLXP) | Enclosure with blind door SR2 range 300x400x150mm (HxWxD) | ENCLOSURE BL.DOOR+PLATE300X400X150 7035
SRN4315K | SR2-SRN4315K | Active | 8015646753212 | 83.92 | 1 | 1 | stuk | Metal Enclosures (SR2) | BE31192 | 17 (SYSTEM PRO E ENERGY) | stuk | SR2 volle deur 400x300x150mm | Armoire avec porte pleine Gamme SR2 400X300X150mm (HXLXP) | Enclosure with blind door SR2 range 400x300x150mm (HxWxD) | ENCLOSURE BL.DOOR+PLATE400X300X150 7035
SRN4320K | SR2-SRN4320K | Active | 8015646753236 | 88.39 | 1 | 1 | stuk | Metal Enclosures (SR2) | BE31192 | 17 (SYSTEM PRO E ENERGY) | stuk | SR2 volle deur 400x300x200mm | Armoire avec porte pleine Gamme SR2 400X300X200mm (HXLXP) | Enclosure with blind door SR2 range 400x300x200mm (HxWxD) | ENCLOSURE BL.DOOR+PLATE400X300X200 7035
SRN4420K | SR2-SRN4420K | Active | 8015646753250 | 96.31 | 1 | 1 | stuk | Metal Enclosures (SR2) | BE31192 | 17 (SYSTEM PRO E ENERGY) | stuk | SR2 volle deur 400x400x200mm | Armoire avec porte pleine Gamme SR2 400X400X200mm (HXLXP) | Enclosure with blind door SR2 range 400x400x200mm (HxWxD) | ENCLOSURE BL.DOOR+PLATE400X400X200 7035
SRN4620K | SR2-SRN4620K | Active | 8015646753274 | 139.59 | 1 | 1 | stuk | Metal Enclosures (SR2) | BE31192 | 17 (SYSTEM PRO E ENERGY) | stuk | SR2 volle deur 400x600x200mm | Armoire avec porte pleine Gamme SR2 400X600X200mm (HXLXP) | Enclosure with blind door SR2 range 400x600x200mm (HxWxD) | ENCLOSURE BL.DOOR+PLATE400X600X200 7035
SRN5320K | SR2-SRN5320K | Active | 8015646753298 | 104.1 | 1 | 1 | stuk | Metal Enclosures (SR2) | BE31192 | 17 (SYSTEM PRO E ENERGY) | stuk | SR2 volle deur 500x300x200mm | Armoire avec porte pleine Gamme SR2 500X300X200mm (HXLXP) | Enclosure with blind door SR2 range 500x300x200mm (HxWxD) | ENCLOSURE BL.DOOR+PLATE500X300X200 7035
SRN5420K | SR2-SRN5420K | Active | 8015646753311 | 114.81 | 1 | 1 | stuk | Metal Enclosures (SR2) | BE31192 | 17 (SYSTEM PRO E ENERGY) | stuk | SR2 volle deur 500x400x200mm | Armoire avec porte pleine Gamme SR2 500X400X200mm (HXLXP) | Enclosure with blind door SR2 range 500x400x200mm (HxWxD) | ENCLOSURE BL.DOOR+PLATE500X400X200 7035
SRN5420VK | SR2-SRN5420VK | Active | 8015646753618 | 143.57 | 1 | 1 | stuk | Metal Enclosures (SR2) | BE31192 | 17 (SYSTEM PRO E ENERGY) | stuk | SR2 glazen deur 500x400x200mm | Armoire avec porte vitrée Gamme SR2 500X400X200mm (HXWXD) | Enclosure with glass door SR2 range 500x400x200mm (HxWxD) | ENCLOSURE GLASS DOOR 500X400X200 7035
SRN5425K | SR2-SRN5425K | Active | 8015646753335 | 121.18 | 1 | 1 | stuk | Metal Enclosures (SR2) | BE31192 | 17 (SYSTEM PRO E ENERGY) | stuk | SR2 volle deur 500x400x250mm | Armoire avec porte pleine Gamme SR2 500X400X250mm (HXLXP) | Enclosure with blind door SR2 range 500x400x250mm (HxWxD) | ENCLOSURE BL.DOOR+PLATE500X400X250 7035
SRN5425VK | SR2-SRN5425VK | Active | 8015646753632 | 151.25 | 1 | 1 | stuk | Metal Enclosures (SR2) | BE31192 | 17 (SYSTEM PRO E ENERGY) | stuk | SR2 glazen deur 500x400x250mm | Armoire avec porte vitrée Gamme SR2 500X400X250mm (HXWXD) | Enclosure with glass door SR2 range 500x400x250mm (HxWxD) | ENCLOSURE GLASS DOOR 500X400X250 7035
SRN6420K | SR2-SRN6420K | Active | 8015646753359 | 139.59 | 1 | 1 | stuk | Metal Enclosures (SR2) | BE31192 | 17 (SYSTEM PRO E ENERGY) | stuk | SR2 volle deur 600x400x200mm | Armoire avec porte pleine Gamme SR2 600X400X200mm (HXLXP) | Enclosure with blind door SR2 range 600x400x200mm (HxWxD) | ENCLOSURE BL.DOOR+PLATE600X400X200 7035
SRN6420VK | SR2-SRN6420VK | Active | 8015646753656 | 172.99 | 1 | 1 | stuk | Metal Enclosures (SR2) | BE31192 | 17 (SYSTEM PRO E ENERGY) | stuk | SR2 glazen deur 600x400x200mm | Armoire avec porte vitrée Gamme SR2 600X400X200mm (HXWXD) | Enclosure with glass door SR2 range 600x400x200mm (HxWxD) | ENCLOSURE GLASS DOOR 600X400X200 7035
SRN6425K | SR2-SRN6425K | Active | 8015646753373 | 148.9 | 1 | 1 | stuk | Metal Enclosures (SR2) | BE31192 | 17 (SYSTEM PRO E ENERGY) | stuk | SR2 volle deur 600x400x250mm | Armoire avec porte pleine Gamme SR2 600X400X250mm (HXLXP) | Enclosure with blind door SR2 range 600x400x250mm (HxWxD) | ENCLOSURE BL.DOOR+PLATE600X400X250 7035
SRN6425VK | SR2-SRN6425VK | Active | 8015646753670 | 183.28 | 1 | 1 | stuk | Metal Enclosures (SR2) | BE31192 | 17 (SYSTEM PRO E ENERGY) | stuk | SR2 glazen deur 600x400x250mm | Armoire avec porte vitrée Gamme SR2 600X400X250mm (HXWXD) | Enclosure with glass door SR2 range 600x400x250mm (HxWxD) | ENCLOSURE GLASS DOOR 600X400X250 7035
SRN6625K | SR2-SRN6625K | Active | 8015646753397 | 165.57 | 1 | 1 | stuk | Metal Enclosures (SR2) | BE31192 | 17 (SYSTEM PRO E ENERGY) | stuk | SR2 volle deur 600x600x250mm | Armoire avec porte pleine Gamme SR2 600X600X250mm (HXLXP) | Enclosure with blind door SR2 range 600x600x250mm (HxWxD) | ENCLOSURE BL.DOOR+PLATE600X600X250 7035
SRN7520K | SR2-SRN7520K | Active | 8015646753410 | 165.57 | 1 | 1 | stuk | Metal Enclosures (SR2) | BE31192 | 17 (SYSTEM PRO E ENERGY) | stuk | SR2 volle deur 700x500x200mm | Armoire avec porte pleine Gamme SR2 700X500X200mm (HXLXP) | Enclosure with blind door SR2 range 700x500x200mm (HxWxD) | ENCLOSURE BL.DOOR+PLATE700X500X200 7035
SRN7520VK | SR2-SRN7520VK | Active | 8015646753694 | 213.82 | 1 | 1 | stuk | Metal Enclosures (SR2) | BE31192 | 17 (SYSTEM PRO E ENERGY) | stuk | SR2 glazen deur 700x500x200mm | Armoire avec porte vitrée Gamme SR2 700X500X200mm (HXWXD) | Enclosure with glass door SR2 range 700x500x200mm (HxWxD) | ENCLOSURE GLASS DOOR 700X500X200 7035
SRN7525K | SR2-SRN7525K | Active | 8015646753434 | 175.64 | 1 | 1 | stuk | Metal Enclosures (SR2) | BE31192 | 17 (SYSTEM PRO E ENERGY) | stuk | SR2 volle deur 700x500x250mm | Armoire avec porte pleine Gamme SR2 700X500X250mm (HXLXP) | Enclosure with blind door SR2 range 700x500x250mm (HxWxD) | ENCLOSURE BL.DOOR+PLATE700X500X250 7035
SRN7525VK | SR2-SRN7525VK | Active | 8015646753717 | 229.74 | 1 | 1 | stuk | Metal Enclosures (SR2) | BE31192 | 17 (SYSTEM PRO E ENERGY) | stuk | SR2 glazen deur 700x500x250mm | Armoire avec porte vitrée Gamme SR2 700X500X250mm (HXWXD) | Enclosure with glass door SR2 range 700x500x250mm (HxWxD) | ENCLOSURE GLASS DOOR 700X500X250 7035
SRN8625K | SR2-SRN8625K | Active | 8015646753458 | 226 | 1 | 1 | stuk | Metal Enclosures (SR2) | BE31192 | 17 (SYSTEM PRO E ENERGY) | stuk | SR2 volle deur 800x600x250mm | Armoire avec porte pleine Gamme SR2 800X600X250mm (HXLXP) | Enclosure with blind door SR2 range 800x600x250mm (HxWxD) | ENCLOSURE BL.DOOR+PLATE800X600X250 7035
SRN8625VK | SR2-SRN8625VK | Active | 8015646753731 | 273.47 | 1 | 1 | stuk | Metal Enclosures (SR2) | BE31192 | 17 (SYSTEM PRO E ENERGY) | stuk | SR2 glazen deur 800x600x250mm | Armoire avec porte vitrée Gamme SR2 800X600X250mm (HXWXD) | Enclosure with glass door SR2 range 800x600x250mm (HxWxD) | ENCLOSURE GLASS DOOR 800X600X250 7035
SRN8630K | SR2-SRN8630K | Active | 8015646753472 | 241.8 | 1 | 1 | stuk | Metal Enclosures (SR2) | BE31192 | 17 (SYSTEM PRO E ENERGY) | stuk | SR2 volle deur 800x600x300mm | Armoire avec porte pleine Gamme SR2 800X600X300mm (HXLXP) | Enclosure with blind door SR2 range 800x600x300mm (HxWxD) | ENCLOSURE BL.DOOR+PLATE800X600X300 7035
SRN8830K | SR2-SRN8830K | Active | 8015646753496 | 289.4 | 1 | 1 | stuk | Metal Enclosures (SR2) | BE31192 | 17 (SYSTEM PRO E ENERGY) | stuk | SR2 volle deur 800x800x300mm | Porte aveugle Gamme SR2 800X800X300MM (HXLXP) | Blind Door SR2 range 800X800X300MM (HXWXD) | ENCLOSURE BL.DOOR+PLATE800X800X300 7035
TQ1060 | TQ1060 | Active | 8015646034847 | 251.57 | 1 | 1 | stuk | Metal Enclosures (SR2) | BE31192 | 17 (SYSTEM PRO E ENERGY) | stuk | TQ1060 - Mont pl SR geperfor 1000x600mm | TQ1060 - Plaq mon SR perforé 1000x600mm | Slotted plate SR range 1000x600mm | SLOTTED PLATE 1000X600MM(HXW)
TQ1080 | TQ1080 | Active | 8015646034854 | 314.1 | 1 | 1 | stuk | Metal Enclosures (SR2) | BE31192 | 17 (SYSTEM PRO E ENERGY) | stuk | TQ1080 - Mont pl SR geperfor 1000x800mm | TQ1080 - Plaq mon SR perforé 1000x800mm | Slotted plate SR range 1000x800mm | SLOTTED PLATE 1000X800MM(HXW)
TQ1260 | TQ1260 | Active | 8015646034861 | 362.11 | 1 | 1 | stuk | Metal Enclosures (SR2) | BE31192 | 17 (SYSTEM PRO E ENERGY) | stuk | TQ1260 - Mont pl SR geperfor 1200x600mm | TQ1260 - Plaq mon SR perforé 1200x600mm | Slotted plate SR range 1200x600mm | SLOTTED PLATE 1200X600MM(HXW)
TQ1280 | TQ1280 | Active | 8015646034878 | 394.12 | 1 | 1 | stuk | Metal Enclosures (SR2) | BE31192 | 17 (SYSTEM PRO E ENERGY) | stuk | TQ1280 - Mont pl SR geperfor 1200x800mm | TQ1280 - Plaq mon SR perforé 1200x800mm | Slotted plate SR range 1200x800mm | SLOTTED PLATE 1200X800MM(HXW)
TQ3020 | TQ3020 | Active | 8015646034717 | 50.84 | 1 | 1 | stuk | Metal Enclosures (SR2) | BE31192 | 17 (SYSTEM PRO E ENERGY) | stuk | TQ3020 - Mont pl SR geperfor 300x200mm | TQ3020 - Plaq mon SR perforé 300x200mm | Slotted plate SR range 300x200mm | SLOTTED PLATE 300X200MM(HXW)
TQ3030 | TQ3030 | Active | 8015646034724 | 59.68 | 1 | 1 | stuk | Metal Enclosures (SR2) | BE31192 | 17 (SYSTEM PRO E ENERGY) | stuk | TQ3030 - Mont pl SR geperfor 300x300mm | TQ3030 - Plaq mon SR perforé 300x300mm | Slotted plate SR range 300x300mm | SLOTTED PLATE 300X300MM(HXW)
TQ3040 | TQ3040 | Active | 8015646034731 | 59.68 | 1 | 1 | stuk | Metal Enclosures (SR2) | BE31192 | 17 (SYSTEM PRO E ENERGY) | stuk | TQ3040 - Mont pl SR geperfor 300x400mm | TQ3040 - Plaq mon SR perforé 300x400mm | Slotted plate SR range 300x400mm | SLOTTED PLATE 300X400MM(HXW)
TQ4030 | TQ4030 | Active | 8015646034748 | 66.74 | 1 | 1 | stuk | Metal Enclosures (SR2) | BE31192 | 17 (SYSTEM PRO E ENERGY) | stuk | TQ4030 - Mont pl SR geperfor 400x300mm | TQ4030 - Plaq mon SR perforé 400x300mm | Slotted plate SR range 400x300mm | SLOTTED PLATE 400X300MM(HXW)
TQ4040 | TQ4040 | Active | 8015646034755 | 69.71 | 1 | 1 | stuk | Metal Enclosures (SR2) | BE31192 | 17 (SYSTEM PRO E ENERGY) | stuk | TQ4040 - Mont pl SR geperfor 400x400mm | TQ4040 - Plaq mon SR perforé 400x400mm | Slotted plate SR range 400x400mm | SLOTTED PLATE 400X400MM(HXW)
TQ4060 | TQ4060 | Active | 8015646034762 | 72.64 | 1 | 1 | stuk | Metal Enclosures (SR2) | BE31192 | 17 (SYSTEM PRO E ENERGY) | stuk | TQ4060 - Mont pl SR geperfor 400x600mm | TQ4060 - Plaq mon SR perforé 400x600mm | Slotted plate SR range 400x600mm | SLOTTED PLATE 400X600MM(HXW)
TQ5030 | TQ5030 | Active | 8015646034779 | 72.64 | 1 | 1 | stuk | Metal Enclosures (SR2) | BE31192 | 17 (SYSTEM PRO E ENERGY) | stuk | TQ5030 - Mont pl SR geperfor 500x600mm | TQ5030 - Plaq mon SR perforé 500x600mm | Slotted plate SR range 500x600mm | SLOTTED PLATE 500X600MM(HXW)
TQ5040 | TQ5040 | Active | 8015646034786 | 75.56 | 1 | 1 | stuk | Metal Enclosures (SR2) | BE31192 | 17 (SYSTEM PRO E ENERGY) | stuk | TQ5040 - Mont pl SR geperfor 500x400mm | TQ5040 - Plaq mon SR perforé 500x400mm | Slotted plate SR range 500x400mm | SLOTTED PLATE 500X400MM(HXW)
TQ6040 | TQ6040 | Active | 8015646034793 | 107.4 | 1 | 1 | stuk | Metal Enclosures (SR2) | BE31192 | 17 (SYSTEM PRO E ENERGY) | stuk | TQ6040 - Mont pl SR geperfor 600x400mm | TQ6040 - Plaq mon SR perforé 600x400mm | Slotted plate SR range 600x400mm | SLOTTED PLATE 600X400MM(HXW)
TQ6060 | TQ6060 | Active | 8015646034809 | 151.25 | 1 | 1 | stuk | Metal Enclosures (SR2) | BE31192 | 17 (SYSTEM PRO E ENERGY) | stuk | TQ6060 - Mont pl SR geperfor 600x600mm | TQ6060 - Plaq mon SR perforé 600x600mm | Slotted plate SR range 600x600mm | SLOTTED PLATE 600X600MM(HXW)
TQ6610 | TQ6610 | Active | 8015646035134 | 18.46 | 1 | 1 | stuk | Metal Enclosures (SR2) | BE31192 | 17 (SYSTEM PRO E ENERGY) | stuk | N.20 CLIP NUTSHEX.M6X10SCREW | CLIP NUTS + EX. SCREWS M6x10 Gamme SR | CLIP NUTS + EX. SCREWS M6x10 SR range | N.20 CLIP NUTS WITH HEX.M6X10SCREW
TQ7050 | TQ7050 | Active | 8015646034816 | 151.25 | 1 | 1 | stuk | Metal Enclosures (SR2) | BE31192 | 17 (SYSTEM PRO E ENERGY) | stuk | TQ7050 - Mont pl SR geperfor 700x500mm | TQ7050 - Plaq mon SR perforé 700x500mm | Slotted plate SR range 700x500mm | SLOTTED PLATE 700X500MM(HXW)
TQ8060 | TQ8060 | Active | 8015646034823 | 200.65 | 1 | 1 | stuk | Metal Enclosures (SR2) | BE31192 | 17 (SYSTEM PRO E ENERGY) | stuk | TQ8060 - Mont pl SR geperfor 800x600mm | TQ8060 - Plaq mon SR perforé 800x600mm | Slotted plate SR range 800x600mm | SLOTTED PLATE 800X600MM(HXW)
TQ8080 | TQ8080 | Active | 8015646034830 | 248.72 | 1 | 1 | stuk | Metal Enclosures (SR2) | BE31192 | 17 (SYSTEM PRO E ENERGY) | stuk | TQ8080 - Mont pl SR geperfor 800x800mm | TQ8080 - Plaq mon SR perforé 800x800mm | Slotted plate SR range 800x800mm | SLOTTED PLATE 800X800MM(HXW)
ZA4020 | ZA4020 | Active | 8015646014290 | 68.29 | 1 | 1 | stuk | Metal Enclosures (SR2) | BE31192 | 17 (SYSTEM PRO E ENERGY) | stuk | ZA4020 - Sokkel SR 100x400x200mm | ZA4020 - Socle SR 100x400x200mm | Base strip SR range 100x400x200mm | BASE STRIP 100X400X200(HXWXD)
ZA4025 | ZA4025 | Active | 8015646014306 | 69.71 | 1 | 1 | stuk | Metal Enclosures (SR2) | BE31192 | 17 (SYSTEM PRO E ENERGY) | stuk | ZA4025 - Sokkel SR 100x400x250mm | ZA4025 - Socle SR 100x400x250mm | Base strip SR range 100x400x250mm | BASE STRIP 100X400X250 (HXWXD)
ZA6025 | ZA6025 | Active | 8015646014313 | 85.68 | 1 | 1 | stuk | Metal Enclosures (SR2) | BE31192 | 17 (SYSTEM PRO E ENERGY) | stuk | ZA6025 - Sokkel SR 100x600x250mm | ZA6025 - Socle SR 100x600x250mm | Base strip SR range 100x600x250mm | BASE STRIP 100X600X250 (HXWXD)
ZA6030 | ZA6030 | Active | 8015646014320 | 91.44 | 1 | 1 | stuk | Metal Enclosures (SR2) | BE31192 | 17 (SYSTEM PRO E ENERGY) | stuk | ZA6030 - Sokkel SR 100x600x300mm | ZA6030 - Socle SR 100x600x300mm | Base strip SR range 100x600x300mm | BASE STRIP 100X600X300 (HXWXD)
ZA8030 | ZA8030 | Active | 8015646034953 | 92.89 | 1 | 1 | stuk | Metal Enclosures (SR2) | BE31192 | 17 (SYSTEM PRO E ENERGY) | stuk | ZA8030 - Sokkel SR 100x800x300mm | ZA8030 - Socle SR 100x800x300mm | Base strip SR range 100x800x300mm | BASE STRIP 100X800X300 (HXWXD)
4TBM602001C0200 | MBCPASS | Active | 5411815243899 | 15.17 | 1 | 1 | stuk | 25S60 | BE31194 | 30 (T14 METERBOXES 25S60) | stuk | KASTDOORGANG (4 pieces) | KASTDOORGANG (4 pieces) | KASTDOORGANG (4 pieces) | KASTDOORGANG (4 pieces)
4TBM602002C0200 | MBTMULTI | Active | 5411815243905 | 189.95 | 1 | 1 | stuk | 25S60 | BE31194 | 30 (T14 METERBOXES 25S60) | stuk | Klemmenblok multifunctioneel | Bornier multifonction | KLEMMENBLOK MULTIFUNKTION | KLEMMENBLOK MULTIFUNKTION
4TBM602003C0200 | MBRC12S8 | Active | 5411815243912 | 44.18 | 1 | 1 | stuk | 25S60 | BE31194 | 30 (T14 METERBOXES 25S60) | stuk | RAILISOLATIE L229 (8STK) | RAILISOLATIE L229 (8STK) | RAILISOLATIE L229 (8STK) | RAILISOLATIE L229 (8STK)
4TBM602004C0200 | MB12X5P4 | Active | 5411815243929 | 76.53 | 1 | 1 | stuk | 25S60 | BE31194 | 30 (T14 METERBOXES 25S60) | stuk | RAIL 12X5 L519 (1SET=4ST) | RAIL 12X5 L519 (1SET=4ST) | RAIL 12X5 L519 (1SET=4ST) | RAIL 12X5 L519 (1SET=4ST)
4TBM602005C0200 | MB121P4 | Active | 5411815243936 | 107.45 | 1 | 1 | stuk | 25S60 | BE31194 | 30 (T14 METERBOXES 25S60) | stuk | RAIL 12X10 L519(1SET=4ST) | RAIL 12X10 L519(1SET=4ST) | RAIL 12X10 L519(1SET=4ST) | RAIL 12X10 L519(1SET=4ST)
4TBM602008C0200 | MBCLSET | Active | 5411815243950 | 5.25 | 1 | 1 | stuk | 25S60 | BE31194 | 30 (T14 METERBOXES 25S60) | stuk | VERBINDINGSSET VR 25S60 | VERBINDINGSSET VR 25S60 | VERBINDINGSSET VR 25S60 | VERBINDINGSSET VR 25S60
4TBM602009C0200 | MBCPCLS | Active | 5411815243967 | 18.71 | 1 | 1 | stuk | 25S60 | BE31194 | 30 (T14 METERBOXES 25S60) | stuk | SLUITKAP | SLUITKAP | SLUITKAP | SLUITKAP
4TBM602011C0200 | MBMD25S | Active | 5411815243974 | 90.93 | 1 | 1 | stuk | 25S60 | BE31194 | 30 (T14 METERBOXES 25S60) | stuk | Aansluitmodule 25S60 | AANSLUITMODULE 25S60 | AANSLUITMODULE 25S60 | AANSLUITMODULE 25S60
4TBM602012C0200 | MBEXTMD | Active | 5411815243981 | 111.96 | 1 | 1 | stuk | 25S60 | BE31194 | 30 (T14 METERBOXES 25S60) | stuk | Aansluitmodule met vol deksle | AANSLUITMOD VOL DEKSEL | AANSLUITMOD VOL DEKSEL | AANSLUITMOD VOL DEKSEL
4TBM602013C0200 | MBCB1CAB | Active | 5411815243998 | 156.23 | 1 | 1 | stuk | 25S60 | BE31194 | 30 (T14 METERBOXES 25S60) | stuk | KABELEINDSLUITING 1 KABEL | KABELEINDSLUITING 1 KABEL | KABELEINDSLUITING 1 KABEL | KABELEINDSLUITING 1 KABEL
4TBM602014C0200 | MBCB2CAB | Active | 5411815244001 | 192.71 | 1 | 1 | stuk | 25S60 | BE31194 | 30 (T14 METERBOXES 25S60) | stuk | KABELEINDSLUITING 2KABELS | KABELEINDSLUITING 2KABELS | KABELEINDSLUITING 2KABELS | KABELEINDSLUITING 2KABELS
4TBM602015C0200 | MBCBPASS | Active | 5411815244018 | 195.94 | 1 | 1 | stuk | 25S60 | BE31194 | 30 (T14 METERBOXES 25S60) | stuk | KABELDOORVOER250X300 | KABELDOORVOERKAST 250X300 | KABELDOORVOERKAST 250X300 | KABELDOORVOERKAST 250X300
4TBM602021C0200 | MBBT25 | Active | 5411815244032 | 42.58 | 1 | 1 | stuk | 25S60 | BE31194 | 30 (T14 METERBOXES 25S60) | stuk | BODEM LEDIG 25S60 | BODEM LEDIG 25S60 | BODEM LEDIG 25S60 | BODEM LEDIG 25S60
4TBM602022C0200 | MBDE25 | Active | 5411815244049 | 75.11 | 1 | 1 | stuk | 25S60 | BE31194 | 30 (T14 METERBOXES 25S60) | stuk | KADER LEDIG 25S60 | KADER LEDIG 25S60 | KADER LEDIG 25S60 | KADER LEDIG 25S60
4TBM602023C0200 | MBCSCR | Active | 5411815244056 | 35.27 | 1 | 1 | stuk | 25S60 | BE31194 | 30 (T14 METERBOXES 25S60) | stuk | VOL DEKSEL 25S60 | VOL DEKSEL 25S60 | VOL DEKSEL 25S60 | VOL DEKSEL 25S60
4TBM602024C0200 | MBCSCMCB | Active | 5411815244063 | 49.99 | 1 | 1 | stuk | 25S60 | BE31194 | 30 (T14 METERBOXES 25S60) | stuk | DEKSEL 25S60 VR Auto. | DEKSEL 25S60 VR AUTOMAAT | DEKSEL 25S60 VR AUTOMAAT | DEKSEL 25S60 VR AUTOMAAT
4TBM602025C0200 | MBEXB6PC | Active | 5411815244070 | 12.03 | 1 | 1 | stuk | 25S60 | BE31194 | 30 (T14 METERBOXES 25S60) | stuk | GELEIDINGSAS VR KADER | GELEIDINGSAS VR KADER | GELEIDINGSAS VR KADER | GELEIDINGSAS VR KADER
4TBM602027C0200 | MBRCS3M | Active | 5411815244094 | 2.91 | 1 | 1 | stuk | 25S60 | BE31194 | 30 (T14 METERBOXES 25S60) | stuk | SET 2 KABELINGMAX 30MM | SET 2 KABELING MAX 30 MM | SET 2 KABELING MAX 30 MM | SET 2 KABELING MAX 30 MM
4TBM602029C0200 | MBBIS | Active | 5411815244100 | 0.67 | 1 | 1 | stuk | 25S60 | BE31194 | 30 (T14 METERBOXES 25S60) | stuk | BODEMDOP | BODEMDOP | BODEMDOP | BODEMDOP
4TBM602032N0200 | BP602032N | Active | 5411815244131 | 8.59 | 1 | 1 | stuk | 25S60 | BE31194 | 30 (T14 METERBOXES 25S60) | stuk | BEVESTIGINGSPROFIEL L236 | PROFILE DE FIXATION L236 | BEVESTIGINGSPROFIEL L236 | BEVESTIGINGSPROFIEL L236
4TBM602033C0200 | MBCR3MM | Active | 5411815244148 | 4.68 | 1 | 1 | stuk | 25S60 | BE31194 | 30 (T14 METERBOXES 25S60) | stuk | TREKONTLASTINGMAX 30MM | TREKONTLASTING MAX 30MM | TREKONTLASTING MAX 30MM | TREKONTLASTING MAX 30MM
4TBM602036C0200 | MBCR7MM | Active | 5411815244155 | 21.15 | 1 | 1 | stuk | 25S60 | BE31194 | 30 (T14 METERBOXES 25S60) | stuk | TREKONTLASTING D58 | TREKONTLASTING D58 | TREKONTLASTING D58 | TREKONTLASTING D58
4TBM602109C2200 | MBLBS125 | Active | 5411815244209 | 164.31 | 1 | 1 | stuk | 25S60 | BE31194 | 30 (T14 METERBOXES 25S60) | stuk | AANSLMOD.+ELOS 125A | AANSL MOD. + ELOS 125A | AANSL MOD. + ELOS 125A | AANSL MOD. + ELOS 125A
4TBM602131C0200 | MB6CSCR | Active | 5411815244254 | 5.59 | 1 | 1 | stuk | 25S60 | BE31194 | 30 (T14 METERBOXES 25S60) | stuk | SET 6 DEKSELSCHROEVEN | SET 6 DEKSELSCHROEVEN | SET 6 DEKSELSCHROEVEN | SET 6 DEKSELSCHROEVEN
4TBM602163C0200 | MBTBSIB | Active | 5411815244353 | 130.77 | 1 | 1 | stuk | 25S60 | BE31194 | 30 (T14 METERBOXES 25S60) | stuk | KLANT 1 VERTREK | KAST KLANT 1 VERTREK | KAST KLANT 1 VERTREK | KAST KLANT 1 VERTREK
4TBM602181C0200 | MB1C58MM | Active | 5411815244377 | 141.14 | 1 | 1 | stuk | 25S60 | BE31194 | 30 (T14 METERBOXES 25S60) | stuk | KABELEINDSLUITING 1 KABEL 250X600X108MM | KABELEINDSLUITING 1 KABEL 250X600X108MM | KABELEINDSLUITING 1 KABEL 250X600X108MM | KABELEINDSLUITING 1 KABEL 250X600X108MM
4TBM602182C0200 | MB1C58EX | Active | 5411815244384 | 216.25 | 1 | 1 | stuk | 25S60 | BE31194 | 30 (T14 METERBOXES 25S60) | stuk | KABELEINDSLUITING 1 KABEL 250X600X232MM | KABELEINDSLUITING 1 KABEL 250X600X232MM | KABELEINDSLUITING 1 KABEL 250X600X232MM | KABELEINDSLUITING 1 KABEL 250X600X232MM
4TBM602183C0200 | MB2C58MM | Active | 5411815244391 | 176.75 | 1 | 1 | stuk | 25S60 | BE31194 | 30 (T14 METERBOXES 25S60) | stuk | KABELEINDSLUITING 2KABELS 250X600X108MM | KABELEINDSLUITING 2KABELS 250X600X108MM | KABELEINDSLUITING 2KABELS 250X600X108MM | KABELEINDSLUITING 2KABELS 250X600X108MM
4TBM602186C0200 | MBC41MM | Active | 5411815244414 | 12.61 | 1 | 1 | stuk | 25S60 | BE31194 | 30 (T14 METERBOXES 25S60) | stuk | KASTDOORVOER | KASTDOORVOER | KASTDOORVOER | KASTDOORVOER
4TBM602196C0200 | MB2C58EX | Active | 5411815244452 | 252.12 | 1 | 1 | stuk | 25S60 | BE31194 | 30 (T14 METERBOXES 25S60) | stuk | KABELEINDSLUITING 2KABELS 250X600X232MM | KABELEINDSLUITING 2KABELS 250X600X232MM | KABELEINDSLUITING 2KABELS 250X600X232MM | KABELEINDSLUITING 2KABELS 250X600X232MM
4TBM602198C0200 | MB125P42 | Active | 5411815244469 | 75.29 | 1 | 1 | stuk | 25S60 | BE31194 | 30 (T14 METERBOXES 25S60) | stuk | RAIL 12X5 L500(1SET=4ST) | RAIL 12X5 L500(1SET=4ST) | RAIL 12X5 L500(1SET=4ST) | RAIL 12X5 L500(1SET=4ST)
4TBM602199C0200 | MB12154 | Active | 5411815244476 | 106.21 | 1 | 1 | stuk | 25S60 | BE31194 | 30 (T14 METERBOXES 25S60) | stuk | RAIL 12X10 L500(1SET=4ST) | RAIL 12X10 L500(1SET=4ST) | RAIL 12X10 L500(1SET=4ST) | RAIL 12X10 L500(1SET=4ST)
4TBM602312C0200 | MBT4P15 | Active | 5411815244704 | 210.35 | 1 | 1 | stuk | 25S60 | BE31194 | 30 (T14 METERBOXES 25S60) | stuk | SET aanslKLEM K2HG | SET AANSLUITKLEM K2HG | SET AANSLUITKLEM K2HG | SET AANSLUITKLEM K2HG
4TBM602337N0200 | DR602337N | Active | 5411815244759 | 18.81 | 1 | 1 | stuk | 25S60 | BE31194 | 30 (T14 METERBOXES 25S60) | stuk | DRAADSET RELAIS | DRAADSET RELAIS | DRAADSET RELAIS | DRAADSET RELAIS
4TBM602367C0200 | MBCR58MM | Active | 5411815244834 | 21.63 | 1 | 1 | stuk | 25S60 | BE31194 | 30 (T14 METERBOXES 25S60) | stuk | MultiBox trekontlasting D58 B200 | TREKONTLASTING D58 (GR) | TREKONTLASTING D58 (GR) | TREKONTLASTING D58 (GR)
4TBM602384N0200 | DR602384N | Active | 5411815244964 | 24.57 | 1 | 1 | stuk | 25S60 | BE31194 | 30 (T14 METERBOXES 25S60) | stuk | DRAADSET 2P-16MM | DRAADSET 2P-16MM | DRAADSET 2P-16MM | DRAADSET 2P-16MM
4TBM602385N0200 | DR602385N | Active | 5411815244971 | 46.69 | 1 | 1 | stuk | 25S60 | BE31194 | 30 (T14 METERBOXES 25S60) | stuk | DRAADSET 4P-16MM | DRAADSET 4P-16MM | DRAADSET 4P-16MM | DRAADSET 4P-16MM
4TBM602386N0200 | DR602386N | Active | 5411815244988 | 73.47 | 1 | 1 | stuk | 25S60 | BE31194 | 30 (T14 METERBOXES 25S60) | stuk | DRAADSET 4P-25MM | DRAADSET 4P-25MM | DRAADSET 4P-25MM | DRAADSET 4P-25MM
4TBM602401C2200 | MBLBSD1 | Active | 5411815245046 | 389.4 | 1 | 1 | stuk | 25S60 | BE31194 | 30 (T14 METERBOXES 25S60) | stuk | SET SMV DIN1 (2KB) | SET SMV DIN1 (2KB) | SET SMV DIN1 (2KB) | SET SMV DIN1 (2KB)
4TBM602466N2200 | MPT63A | Active | 5411815245138 | 121.72 | 1 | 1 | stuk | 25S60 | BE31194 | 34 (T22 SMARTMETER CABIN) | stuk | MP Elektriciteits63A | TERMINAL BOX ELEKTRO-INSTALLATEUR 63A | TERMINAL BOX ELEKTRO-INSTALLATEUR 63A | TERMINAL BOX ELEKTRO-INSTALLATEUR 63A
4TBM602467N2200 | MPT100A | Active | 5411815245145 | 171.84 | 1 | 1 | stuk | 25S60 | BE31194 | 34 (T22 SMARTMETER CABIN) | stuk | MP Elektriciteits100A | TERMINAL BOX ELEKTRO-INSTALLATEUR 100A | TERMINAL BOX ELEKTRO-INSTALLATEUR 100A | TERMINAL BOX ELEKTRO-INSTALLATEUR 100A
4TBM602605N2200 | HS602605N | Active | 5411815245381 | 303.44 | 1 | 1 | stuk | 25S60 | BE31194 | 30 (T14 METERBOXES 25S60) | stuk | Aansluitmodule HS indir L&G z. venster | Aansluitmod. HS indir L&G z. venster | Aansluitmod. HS indir L&G z. venster | Aansluitmod. HS indir L&G z. venster
4TBM603024C2200 | CE603024N | Active | 5411815245558 | 110.01 | 1 | 1 | stuk | 25S60 | BE31194 | 30 (T14 METERBOXES 25S60) | stuk | Cable Entry Box 25S60 Netmanag.Wallonie | Cable Entry Box 25S60 Netmanag.Wallonie | Cable Entry Box 25S60 ORES | Cable Entry Box 25S60 Netmanag.Wallonie
4TBM603188B2000 | 25D60KM63A | Active | 4022903028147 | 342.51 | 1 | 1 | stuk | 25D60 | BE31194 | 34 (T22 SMARTMETER CABIN) | stuk | Meterkast SIB-SMM D - MONO 63A | Coffret de comptage SIB-SMM D - MONO 63A | METER BOX SIB-SMM D - MONO 63A | METER BOX SIB-SMM D - MONO 63A
4TBM603189B2000 | 25D60K23063A | Active | 4022903028154 | 424.69 | 1 | 1 | stuk | 25D60 | BE31194 | 34 (T22 SMARTMETER CABIN) | stuk | Meterkast SIB-SMM D - 3X230V 63A | Coffret de comptage SIB-SMM D - 3X230V 63A | METER BOX SIB-SMM D - 3X230V 63A | METER BOX SIB-SMM D - 3X230V 63A
4TBM603190B2000 | 25D60K40063A | Active | 4022903028161 | 436.65 | 1 | 1 | stuk | 25D60 | BE31194 | 34 (T22 SMARTMETER CABIN) | stuk | Meterkast SIB-SMM D - 3N400V 63A | Coffret de comptage SIB-SMM D - 3N400V 63A | METER BOX SIB-SMM D - 3N400V 63A | METER BOX SIB-SMM D - 3N400V 63A
4TBM603191B2000 | 25D60K23080A | Active | 4022903028178 | 1098.33 | 1 | 1 | stuk | 25D60 | BE31194 | 34 (T22 SMARTMETER CABIN) | stuk | Meterkast SIB-SMM D - 3X230V 80A | Coffret de comptage SIB-SMM D - 3X230V 80A | METER BOX SIB-SMM D - 3X230V 80A | METER BOX SIB-SMM D - 3X230V 80A
4TBM603192B2000 | 25D60K40080A | Active | 4022903028185 | 1126.78 | 1 | 1 | stuk | 25D60 | BE31194 | 34 (T22 SMARTMETER CABIN) | stuk | Meterkast SIB-SMM D - 3N400V 80A | Coffret de comptage SIB-SMM D - 3N400V 80A | METER BOX SIB-SMM D - 3N400V 80A | METER BOX SIB-SMM D - 3N400V 80A
4TBM603467C2200 | MBLBSDBOT | Active | 4022903028888 | 458.03 | 1 | 1 | stuk | 25S60 | BE31194 | 30 (T14 METERBOXES 25S60) | stuk | Set brandweerschakelaar OT250 | Kit interrupteur pompier OT250 | SET OT SWITCH - BWS | SET OT SWITCH - BWS
4TBM603523N2200 | 25D60BS | Active | 5411815245930 | 158.47 | 1 | 1 | stuk | 25S60 | BE31194 | 34 (T22 SMARTMETER CABIN) | stuk | 25D60 Univer.basis opstelling | 25D60 coffret universel | 25D60 CONNECTION MODULE | 25D60 CONNECTION MODULE
4TBM603528N0200 | 25D60CS | Active | 5411815245947 | 60.89 | 1 | 1 | stuk | 25S60 | BE31194 | 34 (T22 SMARTMETER CABIN) | stuk | 25D60 SET COVER | 25D60 SET COVER | 25D60 SET COVER | 25D60 SET COVER
4TBM603530N2200 | 25D603530N | Active | 5411815245961 | 48.1 | 1 | 1 | stuk | 25D60 | BE31194 | 34 (T22 SMARTMETER CABIN) | stuk | 25D60 draadset 4p 16mm² | 25D60 set fin-fils 4p 16mm² | 25D60 SET WIRES 4P 16MM² | 25D60 SET WIRES 4P 16MM²
4TBM603531N2200 | 25D603531N | Active | 5411815245978 | 47.33 | 1 | 1 | stuk | 25D60 | BE31194 | 34 (T22 SMARTMETER CABIN) | stuk | 25D60 draadset 4p 25mm² | 25D60 set fils 4P 25MM² | 25D60 SET WIRES 4P 25MM² | 25D60 SET WIRES 4P 25MM²
4TBT602606C2100 | MP25S3H | Active | 5411815256011 | 664.3 | 1 | 1 | stuk | 25S60 | BE31194 | 31 (T15 METER BOARDS) | stuk | Meetgroep 25S60 3 Aansl..Horizont. | 25S60 Meterpanel 3 connection Horiz | 25S60 Meterpanel 3 connection Horiz | 25S60 Meterpanel 3 connection Horiz
4TBT602607C2100 | MP25S4H | Active | 5411815256028 | 833.2 | 1 | 1 | stuk | 25S60 | BE31194 | 31 (T15 METER BOARDS) | stuk | Meetgroep 25S60 4 Aansl..Horizont. | 25S60 Meterpanel 4 connection Horizontal | 25S60 Meterpanel 4 connection Horizontal | 25S60 Meterpanel 4 connection Horizontal
4TBT602608C2100 | MP25S3V | Active | 5411815256035 | 713.11 | 1 | 1 | stuk | 25S60 | BE31194 | 31 (T15 METER BOARDS) | stuk | Meetgroep 25S60 3 Aansl..vert. | 25S60 Meterpanel 3 connections Vertical | 25S60 Meterpanel 3 connections Vertical | 25S60 Meterpanel 3 connections Vertical
4TBT602609C2100 | MP25S4V | Active | 5411815256042 | 881.99 | 1 | 1 | stuk | 25S60 | BE31194 | 31 (T15 METER BOARDS) | stuk | Meetgroep 25S60 4 Aansl..vert. | 25S60 Meterpanel 4 connections Vertical | 25S60 Meterpanel 4 connections Vertical | 25S60 Meterpanel 4 connections Vertical
4TBT602610C0100 | MP25BECP | Active | 5411815256059 | 153.65 | 1 | 1 | stuk | 25S60 | BE31194 | 31 (T15 METER BOARDS) | stuk | 25S60 Kabeleindsluiting voor 3H-4H-3V | 25S60 Cablebox for 3H-4H-3V | 25S60 Cablebox for 3H-4H-3V | 25S60 Cablebox for 3H-4H-3V
4TBT602611C0100 | MP4VBECP | Active | 5411815256066 | 155.59 | 1 | 1 | stuk | 25S60 | BE31194 | 31 (T15 METER BOARDS) | stuk | 25S60 Kabeleindsluiting voor 4V | 25S60 Boîte entrée de Câble pour 4V | 25S60 Cablebox for 4V | 25S60 Cablebox for 4V
4TBT602612C0100 | MPCBCN3 | Active | 5411815256073 | 57.58 | 1 | 1 | stuk | 25S60 | BE31194 | 31 (T15 METER BOARDS) | stuk | 25S60 Stuurdraadset 3 aansluitingen | 25S60 Controlwiringset 3 connections | 25S60 Controlwiringset 3 connections | 25S60 Controlwiringset 3 connections
4TBT603540C2100 | MP25D3H | Active | 5411815256172 | 792.17 | 1 | 1 | stuk | 25D60 | BE31194 | 31 (T15 METER BOARDS) | stuk | Meetgroep 25D60 3 Aansl..Horizont. | 25D60 METERPANEL 3CONNECTIONS HORIZONTAL | 25D60 METERPANEL 3CONNECTIONS HORIZONTAL | 25D60 METERPANEL 3CONNECTIONS HORIZONTAL
4TBT603541C2100 | MP25D4H | Active | 5411815256189 | 1006.03 | 1 | 1 | stuk | 25D60 | BE31194 | 31 (T15 METER BOARDS) | stuk | Meetgroep 25D60 4 Aansl..Horizont. | 25D60 METERPANEL 4CONNECTIONS HORIZONTAL | 25D60 METERPANEL 4CONNECTIONS HORIZONTAL | 25D60 METERPANEL 4CONNECTIONS HORIZONTAL
4TBT603542C2100 | MP25D3V | Active | 5411815256196 | 840.08 | 1 | 1 | stuk | 25D60 | BE31194 | 31 (T15 METER BOARDS) | stuk | Meetgroep 25D60 3 Aansl..vert. | 25D60 METERPANEL 3 CONNECTIONS VERTICAL | 25D60 METERPANEL 3 CONNECTIONS VERTICAL | 25D60 METERPANEL 3 CONNECTIONS VERTICAL
4TBT603543C2100 | MP25D4V | Active | 5411815256202 | 1057.91 | 1 | 1 | stuk | 25D60 | BE31194 | 31 (T15 METER BOARDS) | stuk | Meetgroep 25D60 4 Aansl..vert. | 25D60 METERPANEL 4 CONNECTIONS VERTICAL | 25D60 METERPANEL 4 CONNECTIONS VERTICAL | 25D60 METERPANEL 4 CONNECTIONS VERTICAL
2CDB600767R0000 | KIM600767 | Active | 5413656007395 | 5.61 | 1 | 1 | stuk | Wiring Accessories/Devices ABB VY | BE31210 | 22 (F63 PLUG SOC. 16-32A) | stuk | KIM 16/32A Grijs | Boîte mont apparent 16/32A gris | ACCESSORIE FOR SOCKET-OUTLET 16&32A BOX | ACCESSORIE FOR SOCKET-OUTLET 16&32A BOX Wiring Accessories |  | 5.14
2CDB600769R0000 | KIM600769 | Active | 5413656007401 | 3.06 | 1 | 1 | stuk | Wiring Accessories/Devices ABB VY | BE31210 | 22 (F63 PLUG SOC. 16-32A) | stuk | Inbouwdoos KIM 16/32A Grijs | Boîte d'encastrement 16/32A gris | FL.MOUNT.BOX FOR CONN.INSERTS 6/162 | FL.MOUNT.BOX FOR CONN.INSERTS 6/162 Wiring Accessories |  | 5.14
2CDB600770R0000 | KIM600770 | Active | 5413656007418 | 5.82 | 1 | 1 | stuk | Wiring Accessories/Devices ABB VY | BE31210 | 22 (F63 PLUG SOC. 16-32A) | stuk | kader KIM 16/32A Grijs | Cadre pr mont apparent pr 16/32A gris | SURF.MOUNT.BOX FOR CONN.INSERTS 6/162 | SURF.MOUNT.BOX FOR CONN.INSERTS 6/162 Wiring Accessories |  | 5.14
2CDB601223R0000 | KIM601223 | Active | 5413656012320 | 2.65 | 1 | 1 | stuk | Wiring Accessories/Devices ABB VY | BE31210 | 1X (F28 REST CONNECT.MAT) | stuk | Geïsoleerde kopmoer KIMM4 H=15 | Ecrou borgne isolé M4 H=15 | M4 INSUL.CLOSED END NUT | M4 INSUL.CLOSED END NUT Wiring Accessories |  | 5.14
2CDB601225R0000 | KIM601225 | Active | 5413656012337 | 3.89 | 1 | 1 | stuk | Wiring Accessories/Devices ABB VY | BE31210 | 1X (F28 REST CONNECT.MAT) | stuk | Geïsoleerde kopmoer KIMM6H=223 | Ecrou borgne isolé M5 H=22,3 | M6 INSUL.CLOSED END NUT (100) | M6 INSUL.CLOSED END NUT (100) Wiring Accessories |  | 5.14
2CDB601226R0000 | KIM601226 | Active | 5413656012344 | 5.01 | 1 | 1 | stuk | Wiring Accessories/Devices ABB VY | BE31210 | 1X (F28 REST CONNECT.MAT) | stuk | Geïsoleerde kopmoer KIMM8 H=253 | Ecrou borgne isolé M8 H=25,3 | M8 INSUL.CLOSED END NUT | M8 INSUL.CLOSED END NUT Wiring Accessories |  | 5.14
2CDB710000R1000 | KIM600763W | Active | 8592624129301 | 16.06 | 1 | 1 | stuk | Wiring Accessories/Devices ABB VY | BE31210 | 22 (F63 PLUG SOC. 16-32A) | stuk | Aansluitdoos 3P 6mm² | Boîte de raccordement 3P 6mm² | PLACA TERMINAL 6 MM2 | PLACA TERMINAL 6 MM2 Wiring Accessories |  | 5.14
2CDB710001R0000 | KIM600944 | Active | 5413656009290 | 16.5 | 1 | 1 | stuk | Wiring Accessories/Devices ABB VY | BE31210 | 1W (F27 EARTH DISCON-TOR) | stuk | Aardingsonderbreker KIM600944 | barrette coup terre Equip. | SECCIONADOR DE TERRA 200 | SECCIONADOR DE TERRA 200 Wiring Accessories |  | 5.14
2CDB710003R1000 | KIM600765E | Active | 8592624131021 | 12.47 | 1 | 1 | stuk | Wiring Accessories/Devices ABB VY | BE31210 | 22 (F63 PLUG SOC. 16-32A) | stuk | Aansluitdoos excl. aansluitklemmen | Boîte de raccordement excl. des terminaux |  | Cord Outlet Connection Box |  | 5.12
2CDB710004R0000 | KIM600788 | Active | 5413656007470 | 19.48 | 1 | 1 | stuk | Wiring Accessories/Devices ABB VY | BE31210 | 22 (F63 PLUG SOC. 16-32A) | stuk | Stekker 3P+N+A 32A Grijs | Fiche étoile 3P+N +T 32A grise | FICHA 32 A 3P+N+T | FICHA 32 A 3P+N+T Wiring Accessories |  | 5.14
2CDB710005R0000 | KIM600943 | Active | 5413656009283 | 11.79 | 1 | 1 | stuk | Wiring Accessories/Devices ABB VY | BE31210 | 1W (F27 EARTH DISCON-TOR) | stuk | Aardingsonderbreker KIM600943 | barrette coup terre | SECCIONADOR DE TERRA 199 | SECCIONADOR DE TERRA 199 Wiring Accessories |  | 5.14
2CDB710006R0000 | KIM600794 | Active | 5413656007531 | 19.64 | 1 | 1 | stuk | Wiring Accessories/Devices ABB VY | BE31210 | 22 (F63 PLUG SOC. 16-32A) | stuk | cont.3P+N+A 32A Grijs | pr étoile 3P+N+T 32A grise | TOMADA 32 A 3P+N+T | TOMADA 32 A 3P+N+T Wiring Accessories |  | 5.14
2CDB710007R0000 | KIM600762 | Active | 5413656007357 | 15.28 | 1 | 1 | stuk | Wiring Accessories/Devices ABB VY | BE31210 | 22 (F63 PLUG SOC. 16-32A) | stuk | Aansluitdoos 3P 25mm² | Boîte de raccordement 3P 25mm² | PLACA TERMINAL 2,5 MM2-3P+N+T | PLACA TERMINAL 2,5 MM2-3P+N+T Wiring Accessories |  | 5.14
2CDB710008R0000 | KIM600800 | Active | 5413656007593 | 38.12 | 1 | 1 | stuk | Wiring Accessories/Devices ABB VY | BE31210 | 22 (F63 PLUG SOC. 16-32A) | stuk | cont.3P+N+A 32A Grijs IP44 | pr étoile semi-étanche 3P+N+T 32A IP4 | TOMADA 32 A 3P+N+T IP44 | TOMADA 32 A 3P+N+T IP44 Wiring Accessories |  | 5.14
2CDB710009R0000 | KIM600785 | Active | 5413656007449 | 12.23 | 1 | 1 | stuk | Wiring Accessories/Devices ABB VY | BE31210 | 22 (F63 PLUG SOC. 16-32A) | stuk | Stekker 3P+N+A 16A Grijs | Fiche étoile 3P+N +T 16A grise | FICHA 16 A 3P+N+T | FICHA 16 A 3P+N+T Wiring Accessories |  | 5.14
2CDB710010R0000 | KIM600786 | Active | 5413656007456 | 15.88 | 1 | 1 | stuk | Wiring Accessories/Devices ABB VY | BE31210 | 22 (F63 PLUG SOC. 16-32A) | stuk | Stekker 2P+A 32A Grijs | Fiche étoile 2P+T 32A grise | FICHA 32 A 2P+T | FICHA 32 A 2P+T Wiring Accessories |  | 5.5.1
2CDB710011R0000 | KIM600792 | Active | 5413656007517 | 16.33 | 1 | 1 | stuk | Wiring Accessories/Devices ABB VY | BE31210 | 22 (F63 PLUG SOC. 16-32A) | stuk | cont.2P+A 32A Grijs | pr étoile 2P+T 32A grise | TOMADA 32 A 2P+T | TOMADA 32 A 2P+T Wiring Accessories |  | 5.14
2CDB710012R0000 | KIM600797 | Active | 5413656007562 | 30.92 | 1 | 1 | stuk | Wiring Accessories/Devices ABB VY | BE31210 | 22 (F63 PLUG SOC. 16-32A) | stuk | cont.3P+N+A 16A Grijs IP44 | pr étoile semi-étanche 3P+N+T 16A IP4 | TOMADA 16 A 3P+N+T IP44 | TOMADA 16 A 3P+N+T IP44 Wiring Accessories |  | 5.14
2CDB710013R0000 | KIM600791 | Active | 5413656007500 | 14.97 | 1 | 1 | stuk | Wiring Accessories/Devices ABB VY | BE31210 | 22 (F63 PLUG SOC. 16-32A) | stuk | cont.3P+N+A 16A Grijs | pr étoile 3P+N+T 16A grise | TOMADA 16 A 3P+N+T | TOMADA 16 A 3P+N+T Wiring Accessories |  | 5.14
2CDB710014R0000 | KIM600766 | Active | 5413656007388 | 13.99 | 1 | 1 | stuk | Wiring Accessories/Devices ABB VY | BE31210 | 22 (F63 PLUG SOC. 16-32A) | stuk | Aansluitdoos 2P 25mm² | Boîte de raccordement 2P 25mm² | PLACA TERMINAL 2,5 MM2-2P+T | PLACA TERMINAL 2,5 MM2-2P+T Wiring Accessories |  | 5.14
2CDB710015R0000 | KIM600787 | Active | 5413656007463 | 17.57 | 1 | 1 | stuk | Wiring Accessories/Devices ABB VY | BE31210 | 22 (F63 PLUG SOC. 16-32A) | stuk | Stekker 3P+A 32A Grijs | Fiche étoile 3P+T 32A grise | FICHA 32 A 3P+T | FICHA 32 A 3P+T Wiring Accessories |  | 5.14
2CDB710016R0000 | KIM600793 | Active | 5413656007524 | 18.55 | 1 | 1 | stuk | Wiring Accessories/Devices ABB VY | BE31210 | 22 (F63 PLUG SOC. 16-32A) | stuk | cont.3P+A 32A Grijs | pr étoile 3P+T 32A grise | TOMADA 32 A 3P+T | TOMADA 32 A 3P+T Wiring Accessories |  | 5.14
2CDB710020R0000 | KIM600784 | Active | 5413656007432 | 11.17 | 1 | 1 | stuk | Wiring Accessories/Devices ABB VY | BE31210 | 22 (F63 PLUG SOC. 16-32A) | stuk | Stekker 3P+A 16A Grijs | Fiche étoile 3P+T 16A grise | FICHA 16 A 3P+T | FICHA 16 A 3P+T Wiring Accessories |  | 5.14
2CDB710021R0000 | KIM600790 | Active | 5413656007494 | 13.18 | 1 | 1 | stuk | Wiring Accessories/Devices ABB VY | BE31210 | 22 (F63 PLUG SOC. 16-32A) | stuk | cont.3P+A 16A Grijs | pr étoile 3P+T 16A grise | TOMADA 16 A 3P+T | TOMADA 16 A 3P+T Wiring Accessories |  | 5.14
2CDB710023R0000 | KIM600799 | Active | 5413656007586 | 36.55 | 1 | 1 | stuk | Wiring Accessories/Devices ABB VY | BE31210 | 22 (F63 PLUG SOC. 16-32A) | stuk | cont.3P+A 32A Grijs IP44 | pr étoile semi-étanche 3P+T 32A IP44 | TOMADA 32 A 3P+T IP44 | TOMADA 32 A 3P+T IP44 Wiring Accessories |  | 5.14
2CDB710024R0000 | KIM600941 | Active | 5413656009276 | 27.06 | 1 | 1 | stuk | Wiring Accessories/Devices ABB VY | BE31210 | 1W (F27 EARTH DISCON-TOR) | stuk | Aardingsonderbreker KIM600941 | Barrette coup terre 2 iso | SECCIONADOR DE TERRA 197 | SECCIONADOR DE TERRA 197 Wiring Accessories |  | 5.14
2CDB710025R0000 | KIM600796 | Active | 5413656007555 | 28.44 | 1 | 1 | stuk | Wiring Accessories/Devices ABB VY | BE31210 | 22 (F63 PLUG SOC. 16-32A) | stuk | cont.3P+A 16A Grijs IP44 | pr étoile semi-étanche 3P+T 16A IP44 | TOMADA 16 A 3P+T IP44 | TOMADA 16 A 3P+T IP44 Wiring Accessories |  | 5.14
2CDB710026R0000 | KIM600783 | Active | 5413656007425 | 11.08 | 1 | 1 | stuk | Wiring Accessories/Devices ABB VY | BE31210 | 22 (F63 PLUG SOC. 16-32A) | stuk | Stekker 2P+A 16A Grijs IP44 | Fiche étoile 2P+T 16A grise | FICHA 16 A 2P+T | FICHA 16 A 2P+T Wiring Accessories |  | 5.5.1
2CDB710028R0000 | KIM600789 | Active | 5413656007487 | 12.93 | 1 | 1 | stuk | Wiring Accessories/Devices ABB VY | BE31210 | 22 (F63 PLUG SOC. 16-32A) | stuk | cont.2P+A 16A Grijs | pr étoile 2P+T 16A grise | TOMADA 16 A 2P+T | TOMADA 16 A 2P+T Wiring Accessories |  | 5.14
2CDB710030R0000 | KIM600798 | Active | 5413656007579 | 34.29 | 1 | 1 | stuk | Wiring Accessories/Devices ABB VY | BE31210 | 22 (F63 PLUG SOC. 16-32A) | stuk | cont.2P+A 32A Grijs IP44 | pr étoile semi-étanche 2P+T 32A IP44 | TOMADA 32 A 2P+T IP44 | TOMADA 32 A 2P+T IP44 Wiring Accessories |  | 5.14
2CDB710032R0000 | KIM600795 | Active | 5413656007548 | 26.95 | 1 | 1 | stuk | Wiring Accessories/Devices ABB VY | BE31210 | 22 (F63 PLUG SOC. 16-32A) | stuk | cont.2P+A 16A Grijs IP44 | pr étoile semi-étanche 2P+T 16A IP44 | TOMADA 16 A 2P+T IP44 | TOMADA 16 A 2P+T IP44 Wiring Accessories |  | 5.14
2CDB720001R0000 | KIM600603 | Active | 5413656003236 | 3.06 | 1 | 1 | stuk | Wiring Accessories/Devices ABB VY | BE31210 | 23 (F66 PLUG SOC. 10-16A) | stuk | Stekker 2P+A 16A Ivoor | Fiche 2P+T 16A ivoire | FICHA 10/16 A MF | FICHA 10/16 A MF Wiring Accessories |  | 5.5.1
2CDB720002R0000 | KIM600013 | Active | 5413656006817 | 22.44 | 1 | 1 | stuk | Wiring Accessories/Devices ABB VY | BE31210 | 20 (F61 MULT. SOCKET.OUT) | stuk | Tafelcont.4xkabel Ivoor | Bloc multi pr 4x - Ivoir | BLOCO MULTOM 4T MF C/CABO PT | BLOCO MULTOM 4T MF C/CABO PT Wiring Accessories |  | 5.5.1
2CDB720003R0000 | KIM600330 | Active | 5413656003205 | 5.58 | 1 | 1 | stuk | Wiring Accessories/Devices ABB VY | BE31210 | 23 (F66 PLUG SOC. 10-16A) | stuk | Koppelstekker 2P+A 16A 250VAC Ivoor | pr mobile 2p+T 16A 250V~ivoire | PRISE MOBILE 2P+T 16A 250V~IVOIRE | PRISE MOBILE 2P+T 16A 250V~IVOIRE Wiring Accessories |  | 5.5.1
2CDB720004R0000 | KIM601038 | Active | 5413656003250 | 3.06 | 1 | 1 | stuk | Wiring Accessories/Devices ABB VY | BE31210 | 23 (F66 PLUG SOC. 10-16A) | stuk | Stekker 2P+A 16A Ivoor | Fiche 2P+T 16A ivoire | FICHA CR 16 A BEGONIA 1202 | FICHA CR 16 A BEGONIA 1202 Wiring Accessories |  | 5.5.1
2CDB720005R0000 | KIM600009 | Active | 5413656006794 | 16.38 | 1 | 1 | stuk | Wiring Accessories/Devices ABB VY | BE31210 | 20 (F61 MULT. SOCKET.OUT) | stuk | Tafelcont.4x zonder kabel Ivoor | Bloc multi prs 4x - Ivoir | BLOCO MULTOM 4T MF | BLOCO MULTOM 4T MF Wiring Accessories |  | 5.14
2CDB720006R0000 | KIM600015 | Active | 5413656006824 | 22.98 | 1 | 1 | stuk | Wiring Accessories/Devices ABB VY | BE31210 | 20 (F61 MULT. SOCKET.OUT) | stuk | Tafelcont.4xkabel zw | Bloc multi pr 4x - Noir | BLOCO MULTOM 4T PT C/CABO PT | BLOCO MULTOM 4T PT C/CABO PT Wiring Accessories |  | 5.5.1
2CDB720007R0000 | KIM601042 | Active | 5413656003274 | 4.48 | 1 | 1 | stuk | Wiring Accessories/Devices ABB VY | BE31210 | 23 (F66 PLUG SOC. 10-16A) | stuk | Stekker 2P+A 16A ivoor | Fiche 2P+T 16A ivoire | FICHA CR 16 A ORION 1203 | FICHA CR 16 A ORION 1203 Wiring Accessories |  | 5.5.1
2CDB720008R0000 | KIM600604 | Active | 5413656003243 | 3.06 | 1 | 1 | stuk | Wiring Accessories/Devices ABB VY | BE31210 | 23 (F66 PLUG SOC. 10-16A) | stuk | Stekker 2P+A 16A zw | Fiche 2P+T 16A noire | FICHA 10/16 A PT | FICHA 10/16 A PT Wiring Accessories |  | 5.5.1
2CDB720009R0000 | KIM600332 | Active | 5413656003229 | 5.99 | 1 | 1 | stuk | Wiring Accessories/Devices ABB VY | BE31210 | 23 (F66 PLUG SOC. 10-16A) | stuk | Koppelstekker 2P+A 16A 250VAC ivoor | pr mobile 2p+T 16A 250V~ivoire | ORION:PRISE MOBILE 2P+T 16A 250V~IVOIRE | ORION:PRISE MOBILE 2P+T 16A 250V~IVOIRE Wiring Accessories |  | 5.5.1
2CDB720010R0000 | KIM600011 | Active | 5413656006800 | 16.64 | 1 | 1 | stuk | Wiring Accessories/Devices ABB VY | BE31210 | 20 (F61 MULT. SOCKET.OUT) | stuk | Tafelcont.4x zonder kabel zw | Bloc multi pr 4x - Noir | BLOCO MULTOM 4T PT | BLOCO MULTOM 4T PT Wiring Accessories |  | 5.14
2CDB720011R0000 | KIM600331 | Active | 5413656003212 | 5.58 | 1 | 1 | stuk | Wiring Accessories/Devices ABB VY | BE31210 | 23 (F66 PLUG SOC. 10-16A) | stuk | Koppelstekker 3P+A 16A 250VAC zw | pr mobile 2p+T 16A 250V~noire | PRISE MOBILE 2P+T 16A 250V~NOIRE | PRISE MOBILE 2P+T 16A 250V~NOIRE Wiring Accessories |  | 5.5.1
2CDB720012R0000 | KIM600006 | Active | 5413656006770 | 17.94 | 1 | 1 | stuk | Wiring Accessories/Devices ABB VY | BE31210 | 20 (F61 MULT. SOCKET.OUT) | stuk | Tafelcont.3xkabel ivoor | Bloc multi pr 3x - Ivoir | BLOCO MULTOM 3T MF C/CABO BR | BLOCO MULTOM 3T MF C/CABO BR Wiring Accessories |  | 5.5.1
2CDB720013R0000 | KIM601039 | Active | 5413656003267 | 3 | 1 | 1 | stuk | Wiring Accessories/Devices ABB VY | BE31210 | 23 (F66 PLUG SOC. 10-16A) | stuk | Stekker 2P+A 16A zw | Fiche 2P+T 16A noire | 16A PLUG STRAIGHT BLACK | 16A PLUG STRAIGHT BLACK Wiring Accessories |  | 5.5.1
2CDB720014R0000 | KIM698092 | Active | 5413656010548 | 10.74 | 1 | 1 | stuk | Wiring Accessories/Devices ABB VY | BE31210 | 21 (F62 PLUG SOC. 2.5-6A) | stuk | Koppelstekker 2P+A 16A | pr mobile caoutchouc 16A 2p+T | TOMADA RIBEIRA 16A PRETA | TOMADA RIBEIRA 16A PRETA Wiring Accessories |  | 5.5.1
2CDB720015R0000 | KIM600007 | Active | 5413656006787 | 18.19 | 1 | 1 | stuk | Wiring Accessories/Devices ABB VY | BE31210 | 20 (F61 MULT. SOCKET.OUT) | stuk | Tafelcont.3xkabel zw | Bloc multi pr 3x - Noir | BLOCO MULTOM 3T PT C/CABO PT | BLOCO MULTOM 3T PT C/CABO PT Wiring Accessories |  | 5.5.1
2CKA000230A0250 | 0230-101 | Active | 4011395809006 | 52.94 | 1 | 1 | stuk | Data and communication | BE31210 | TA (Mech Stnd WA & SSM) | stuk | TV-sokkel 5-2400MHz Schroef bevestiging | Socle TV 5-2400MHz -fixation à visse | Sat Co-axial Outlets, dou | 0230-101 Satellite co-axial outlets 2 connectors/dead-end feeder |  | 5.14
2CKA000230A0268 | 0231-101 | Active | 4011395809105 | 52.94 | 1 | 1 | stuk | Data and communication | BE31210 | TA (Mech Stnd WA & SSM) | stuk | Antennecont.mech. | Mécanisme pour prise d'antenne | SAT Co-axial outlets 2conn | 0231-101 Antenna socket insert Radio/TV 2 connectors/loop through type |  | 5.14
2CKA000230A0384 | 0232-101 | Active | 4011395076323 | 62.85 | 1 | 1 | stuk | Data and communication | BE31210 | TA (Mech Stnd WA & SSM) | stuk | TV-SAT_Radio sokkel 47-2150MH-vijsbevesteging | Socle TV -SAT-Radio 47-2150MH -a visser | Sat Co-axial Outlets, tri | 0232-101 Satellite co-axial outlets Radio/TV/SAT 3gang dead-end feeder |  | 5.14
2CKA000230A0402 | 0248/02-101 | Active | 4011395136782 | 28.72 | 1 | 1 | stuk | Data and communication | BE31210 | TA (Mech Stnd WA & SSM) | stuk | 2x luidsprekerAansl.steek wit | Loudspeaker Connection Unit | Loudspeaker Connection Unit | 0248/02-101 Stereo loudspeaker connection box |  | 5.14
2CKA000230A0403 | 0248/04-101 | Active | 4011395136799 | 28.72 | 1 | 1 | stuk | Data and communication | BE31210 | TA (Mech Stnd WA & SSM) | stuk | 2x luidsprekerAansl.steek alpin | Loudspeak.-Con. Unit, aw | Loudspeak.-Con. Unit, aw | 0248/04-101 Stereo loudspeaker connection box |  | 5.14
2CKA000230A0404 | 0248/05-101 | Active | 4011395136805 | 28.72 | 1 | 1 | stuk | Data and communication | BE31210 | TA (Mech Stnd WA & SSM) | stuk | LuidsprekerAansl.2 luidsprekers | Connection haut parleur encastré 2 haut parleurs | Stereo loudspeaker connection flush-mounted 2 speakers | 0248/05-101 Stereo loudspeaker connection box |  | 5.14
2CKA000230A0409 | 0218/11-101 | Active | 4011395163856 | 33.44 | 1 | 1 | stuk | Data and communication | BE31210 | TC (Mechanics Premium) | stuk | Data,com. 0218/11-101 | Communication de données RJ45, CAT 6a, simple, 8 poles | Data-Outlet Cat 6 A iso 8 RJ45, CAT 6a, 1 fold, 8 poles | 0218/11-101 Data-connection box, RJ 45, cat. 6a iso, shielded 1gang |  | 5.14
2CKA000230A0411 | 0218/12-101 | Active | 4011395163870 | 44.1 | 1 | 1 | stuk | Data and communication | BE31210 | TA (Mech Stnd WA & SSM) | stuk | Datacom.RJ45 CAT 6a twee 8 polig | Prise de raccordement RJ45, CAT 6a, double, 8 poles | Data Connection Unit RJ45, CAT 6a, 2 fold, 8 poles | 0218/12-101 Data-connection box, RJ 45, cat. 6a iso, shielded 2 x outlets, 8/8-pole |  | 5.14
2CKA000230A0413 | 0219-101 | Active | 4011395163894 | 15.24 | 1 | 1 | stuk | Data and communication | BE31210 | TA (Mech Stnd WA & SSM) | stuk | Uni.Data Con.RJ45 cat.6A iso. | Connection data universal RJ45, Cat. 6A iso, blindé | Universal Data Connection RJ 45, cat. 6a iso, shielded | 0219-101 Universal module, RJ 45, cat. 6a iso, shielded 1gang |  | 5.14
2CKA000230A0416 | 0261/12 | Active | 4011395167519 | 103.44 | 1 | 1 | stuk | Data and communication | BE31210 | TA (Mech Stnd WA & SSM) | stuk | USB aansl alpinwit | Mécanisme encastré blanc alpin USB , avec bornes à vis | USB connection box aw | 0261/12 USB connection unit with screw-type terminals and strain relief |  | 5.14
2CKA000230A0417 | 0261/13 | Active | 4011395167526 | 103.44 | 1 | 1 | stuk | Data and communication | BE31210 | TA (Mech Stnd WA & SSM) | stuk | USB aansl grijs | Mécanisme encastré gris USB , avec bornes à vis | USB connection box gr | 0261/13 USB connection unit with screw-type terminals and strain relief |  | 5.14
2CKA000230A0419 | 0261/12-500 | Active | 4011395167540 | 103.44 | 1 | 1 | stuk | Data and communication | BE31210 | TA (Mech Stnd WA & SSM) | stuk | Mech.alpine wit USBKlem | Mécanisme encastré blanc alpine USB , avec bornes à vis | Flush mounted insert alpine white USB , with screw terminals | 0261/12-500 USB connection unit with screw-type terminals and strain relief |  | 5.14
2CKA000230A0420 | 0261/13-500 | Active | 4011395167557 | 103.44 | 1 | 1 | stuk | Data and communication | BE31210 | TA (Mech Stnd WA & SSM) | stuk | Mech.grijs USBKlem | Mécanisme encastré gris USB , avec bornes à vis | Flush mounted insert grey USB , with screw terminals | 0261/13-500 USB connection unit with screw-type terminals and strain relief |  | 5.14
2CKA000230A0422 | 0261/22 | Active | 4011395167571 | 103.44 | 1 | 1 | stuk | Data and communication | BE31210 | TA (Mech Stnd WA & SSM) | stuk | VGA aansl alpinwit | Mécanisme encastré blanc alpin VGA , avec bornes à vis | VGA connection box aw | 0261/22 VGA connection unit with screw-type terminals and strain relief |  | 5.14
2CKA000230A0423 | 0261/23 | Active | 4011395167588 | 103.44 | 1 | 1 | stuk | Data and communication | BE31210 | TA (Mech Stnd WA & SSM) | stuk | VGA aansl grijs | Mécanisme encastré gris VGA , avec bornes à vis | VGA connection box gr | 0261/23 VGA connection unit with screw-type terminals and strain relief |  | 5.14
2CKA000230A0425 | 0261/22-500 | Active | 4011395167601 | 103.44 | 1 | 1 | stuk | Data and communication | BE31210 | TA (Mech Stnd WA & SSM) | stuk | Mech.alpine wit VGAKlem | Mécanisme encastré blanc alpine VGA , avec bornes à vis | Flush mounted insert alpine white VGA , with screw terminals | 0261/22-500 VGA connection unit with screw-type terminals and strain relief |  | 5.14
2CKA000230A0426 | 0261/23-500 | Active | 4011395167618 | 103.44 | 1 | 1 | stuk | Data and communication | BE31210 | TA (Mech Stnd WA & SSM) | stuk | Mech.grijs VGAKlem | Mécanisme encastré gris VGA , avec bornes à vis | Flush mounted insert grey VGA , with screw terminals | 0261/23-500 VGA connection unit with screw-type terminals and strain relief |  | 5.14
2CKA000230A0428 | 0261/32 | Active | 4011395167632 | 172.98 | 1 | 1 | stuk | Data and communication | BE31210 | TA (Mech Stnd WA & SSM) | stuk | Mech.alpine wit HDMIKlem | Mécanisme encastré blanc alpine HDMI , avec bornes à vis | Flush mounted insert alpine white HDMI , with screw terminals | 0261/32 HDMI connection unit with screw-type terminals and strain relief |  | 5.14
2CKA000230A0429 | 0261/33 | Active | 4011395167649 | 178.74 | 1 | 1 | stuk | Data and communication | BE31210 | TA (Mech Stnd WA & SSM) | stuk | HDMI aansl grijs | Mécanisme encastré gris HDMI , avec bornes à vis | HDMI connection box gr | 0261/33 HDMI connection unit with screw-type terminals and strain relief |  | 5.14
2CKA000230A0431 | 0261/32-500 | Active | 4011395167663 | 172.98 | 1 | 1 | stuk | Data and communication | BE31210 | TA (Mech Stnd WA & SSM) | stuk | Mech.alpine wit HDMIKlem | Mécanisme encastré blanc alpine HDMI , avec bornes à vis | Flush mounted insert alpine white HDMI , with screw terminals | 0261/32-500 HDMI connection unit with screw-type terminals and strain relief |  | 5.14
2CKA000230A0432 | 0261/33-500 | Active | 4011395167670 | 178.74 | 1 | 1 | stuk | Data and communication | BE31210 | TA (Mech Stnd WA & SSM) | stuk | Mech.grijs HDMIKlem | Mécanisme encastré gris HDMI , avec bornes à vis | Flush mounted insert grey HDMI , with screw terminals | 0261/33-500 HDMI connection unit with screw-type terminals and strain relief |  | 5.14
2CKA000230A0434 | 0262/12 | Active | 4011395167694 | 12.46 | 1 | 1 | stuk | Data and communication | BE31210 | TA (Mech Stnd WA & SSM) | stuk | draagring v 2x f-Con. alpinwit | 0262/12 Communication adapter, blanc alpin, inserts pour adaptateur multimédia/communication | Commu.-Adapter BNC-F aw | 0262/12 Communication adapter for BNC-F Duct-jacks
2CKA000230A0435 | 0262/13 | Active | 4011395167700 | 12.46 | 1 | 1 | stuk | Data and communication | BE31210 | TA (Mech Stnd WA & SSM) | stuk | draagring v 2x f-Con. grijs | 0262/13 Adaptateur de communication, gris, inserts pour adaptateur multimédia/communication | Commu.-Adapter BNC-F gr | 0262/13 Communication adapter for BNC-F Duct-jacks
2CKA000230A0437 | 0262/12-500 | Active | 4011395167724 | 170.67 | 1 | 1 | stuk | Data and communication | BE31210 | TA (Mech Stnd WA & SSM) | stuk | Draagraam alpine wit BNC-F | Adaptateur de montage encastré blanc alpine pour BNC-F | Communication adapter alpine white For BNC-F | 0262/12-500 Communication adapter for BNC-F Duct-jacks
2CKA000230A0438 | 0262/13-500 | Active | 4011395167731 | 170.67 | 1 | 1 | stuk | Data and communication | BE31210 | TA (Mech Stnd WA & SSM) | stuk | Draagraam grijs BNC-F | Adaptateur de montage encastré gris pour BNC-F | Communication adapter grey For BNC-F | 0262/13-500 Communication adapter for BNC-F Duct-jacks |  | 5.14
2CKA000230A0439 | 0262 | Active | 4011395167748 | 6.41 | 1 | 1 | stuk | Data and communication | BE31210 | TA (Mech Stnd WA & SSM) | stuk | 0262 F duct-jack com.adapter | Connecteur BNC-F satellite pour connection des câbles antenne | Duct-jack BNC-F satellite For connection of antenna cables | 0262 F duct-jack for communication adapter |  | 5.14
2CKA000230A0440 | 0262-500 | Active | 4011395167755 | 170.67 | 1 | 1 | stuk | Data and communication | BE31210 | TA (Mech Stnd WA & SSM) | stuk | 0262-500 F duct-jack com.adapter | Connecteur BNC-F satellite pour connection des câbles antenne | Duct-jack BNC-F satellite For connection of antenna cables | 0262-500 F duct-jack for communication adapter |  | 5.14
2CKA000230A0442 | 0263/12 | Active | 4011395167779 | 12.46 | 1 | 1 | stuk | Data and communication | BE31210 | TA (Mech Stnd WA & SSM) | stuk | draagring v 2x cinch alpinwit | 0263/12 Adaptateur de communication, blanc alpin, inserts pour adaptateur multimédia/communication | Commu.-Adapter Cinch aw | 0263/12 Communication adapter for Cinch-jacks
2CKA000230A0443 | 0263/13 | Active | 4011395167786 | 12.46 | 1 | 1 | stuk | Data and communication | BE31210 | TA (Mech Stnd WA & SSM) | stuk | draagring v 2x cinch grijs | 0263/13 Adaptateur de communication, gris, inserts pour adaptateur multimédia/communication | Commu.-Adapter Cinch gr | 0263/13 Communication adapter for Cinch-jacks
2CKA000230A0445 | 0263/12-500 | Active | 4011395167809 | 12.46 | 1 | 1 | stuk | Data and communication | BE31210 | TA (Mech Stnd WA & SSM) | stuk | Draagraam alpine wit Cinch-jacks | Adaptateur de montage encastré blanc alpine pour Cinch-jacks | Communication adapter alpine white For Cinch-jacks | 0263/12-500 Communication adapter for Cinch-jacks
2CKA000230A0446 | 0263/13-500 | Active | 4011395167816 | 12.46 | 1 | 1 | stuk | Data and communication | BE31210 | TA (Mech Stnd WA & SSM) | stuk | Draagraam grijs Cinch-jacks | Adaptateur de montage encastré gris pour Cinch-jacks | Communication adapter grey For Cinch-jacks | 0263/13-500 Communication adapter for Cinch-jacks |  | 5.14
2CKA000230A0447 | 0263/04 | Active | 4011395167823 | 8.89 | 1 | 1 | stuk | Data and communication | BE31210 | TA (Mech Stnd WA & SSM) | stuk | cinch Con. wit draagring | 0263/04 cinch connecteur, blanc alpin, inserts pour adaptateur multimédia/communication | Cinch-Jack (aw) f. CA | 0263/04 Cinch-jacks for communication adapter |  | 5.14
2CKA000230A0448 | 0263/05 | Active | 4011395167830 | 8.89 | 1 | 1 | stuk | Data and communication | BE31210 | TA (Mech Stnd WA & SSM) | stuk | cinch Con. zw draagring | 0263/05 cinch connecteur, noir, inserts pour adaptateur multimédia/communication | Cinch-Jack (bl) f. CA | 0263/05 Cinch-jacks for communication adapter |  | 5.14
2CKA000230A0449 | 0263/06 | Active | 4011395167847 | 8.89 | 1 | 1 | stuk | Data and communication | BE31210 | TA (Mech Stnd WA & SSM) | stuk | cinch Con. rood draagring | 0263/06 cinch connecteur, rouge, inserts pour adaptateur multimédia/communication | Cinch-Jack (red) f. CA | 0263/06 Cinch-jacks for communication adapter |  | 5.14
2CKA000230A0450 | 0263/07 | Active | 4011395167854 | 8.89 | 1 | 1 | stuk | Data and communication | BE31210 | TA (Mech Stnd WA & SSM) | stuk | cinch Con. geel draagring | 0263/07 cinch connecteur, jaune, inserts pour adaptateur multimédia/communication | Cinch-Jack (yel) f. CA | 0263/07 Cinch-jacks for communication adapter |  | 5.14
2CKA000230A0451 | 0263/04-500 | Active | 4011395167861 | 170.67 | 1 | 1 | stuk | Data and communication | BE31210 | TA (Mech Stnd WA & SSM) | stuk | Data,com. 0263/04-500 | Cinch-Jack blanc pour connecter des apparèilles audio analogue | Cinch-Jack white To link analogue audio devices | 0263/04-500 Cinch-jacks for communication adapter |  | 5.14
2CKA000230A0452 | 0263/05-500 | Active | 4011395167878 | 170.67 | 1 | 1 | stuk | Data and communication | BE31210 | TA (Mech Stnd WA & SSM) | stuk | Data,com. 0263/05-500 | Cinch-Jack noir pour connecter des apparèilles audio analogue | Cinch-Jack black To link analogue audio devices | 0263/05-500 Cinch-jacks for communication adapter |  | 5.14
2CKA000230A0453 | 0263/06-500 | Active | 4011395167885 | 170.67 | 1 | 1 | stuk | Data and communication | BE31210 | TA (Mech Stnd WA & SSM) | stuk | Data,com. 0263/06-500 | Cinch-Jack rouge pour connecter des apparèilles audio analogue | Cinch-Jack red To link analogue audio devices | 0263/06-500 Cinch-jacks for communication adapter |  | 5.14
2CKA000230A0454 | 0263/07-500 | Active | 4011395167892 | 170.67 | 1 | 1 | stuk | Data and communication | BE31210 | TA (Mech Stnd WA & SSM) | stuk | Data,com. 0263/07-500 | Cinch-Jack jaune pour connecter des apparèilles audio analogue | Cinch-Jack yellow To link analogue audio devices | 0263/07-500 Cinch-jacks for communication adapter |  | 5.14
2CKA000230A0456 | 0264/12 | Active | 4011395167915 | 12.46 | 1 | 1 | stuk | Data and communication | BE31210 | TA (Mech Stnd WA & SSM) | stuk | draagring v 2xMinijack alpinwit | 0264/12 Adaptateur de communication, blanc alpin, inserts pour adaptateur multimédia/communication | Commu.-Adapter M-J-3.5 aw | 0264/12 Communication adapter for Mini-jacks 3,5mm.
2CKA000230A0457 | 0264/13 | Active | 4011395167922 | 12.46 | 1 | 1 | stuk | Data and communication | BE31210 | TA (Mech Stnd WA & SSM) | stuk | draagring v 2xMinijack grijs | 0264/13 Adaptateur de communication, gris, inserts pour adaptateur multimédia/communication | Commu.-Adapter M-J-3.5 gr | 0264/13 Communication adapter for Mini-jacks 3,5mm.
2CKA000230A0459 | 0264/12-500 | Active | 4011395167946 | 12.46 | 1 | 1 | stuk | Data and communication | BE31210 | TA (Mech Stnd WA & SSM) | stuk | Draagraam alpine witMini-jacks 3 5mm | Adaptateur de montage encastré blanc alpine pour Mini-jacks 3, 5mm | Communication adapter alpine white For Mini-jacks 3, 5mm | 0264/12-500 Communication adapter for Mini-jacks 3,5mm.
2CKA000230A0460 | 0264/13-500 | Active | 4011395167953 | 12.46 | 1 | 1 | stuk | Data and communication | BE31210 | TA (Mech Stnd WA & SSM) | stuk | Draagraam grijsMini-jacks 3 5mm | Adaptateur de montage encastré gris pour Mini-jacks 3, 5mm | Communication adapter grey For Mini-jacks 3, 5mm | 0264/13-500 Communication adapter for Mini-jacks 3,5mm.
2CKA000230A0461 | 0264 | Active | 4011395167960 | 12.04 | 1 | 1 | stuk | Data and communication | BE31210 | TA (Mech Stnd WA & SSM) | stuk | Data com.Mini-Jack 3.5Mm | Communication de données Mini-Jack 3.5 mm | Data communication Mini-Jack 3.5 mm | 0264 Mini-jack 3,5 mm for communication adapter |  | 5.14
2CKA000230A0462 | 0264-500 | Active | 4011395167977 | 12.04 | 1 | 1 | stuk | Data and communication | BE31210 | TA (Mech Stnd WA & SSM) | stuk | Data com.Mini-Jack 3.5Mm | Communication de données Mini-Jack 3.5 mm | Data communication Mini-Jack 3.5 mm | 0264-500 Mini-jack 3,5 mm for communication adapter |  | 5.14
2CKA000230A0464 | 0248/04-101-500 | Active | 4011395176214 | 50.74 | 1 | 1 | stuk | Data and communication | BE31210 | TH (Electronic Basic ran) | stuk | 0248/04-101-500 Stereo loudspeaker conne | 0248/04-101-500 Stereo loudspeaker conne | 0248/04-101-500 Stereo loudspeaker conne | 0248/04-101-500 Stereo loudspeaker connection box |  | 5.14
2CKA000230A1549 | 0213-500 | Active | 4011395172940 | 23.99 | 1 | 1 | stuk | Data and communication | BE31210 | TA (Mech Stnd WA & SSM) | stuk | Outdoor Audio St.1gang | 0213-500 Unité de connexion de données universelles, cat. 3, hub média, intégration audio, vidéo, tél. et PC | Universal Data Connection Unit | 0213-500 Universal data connection unit, cat. 3 1gang |  | 5.14
2CKA001011A0928 | 2000/6/6US-101-500 | Active | 4011395102527 | 26.19 | 1 | 1 | stuk | Switches / Retractive switches / Push-button switches | BE31210 | TA (Mech Stnd WA & SSM) | stuk | schak wis/wis inb | mécanisme interrupteur | Switch Insert | 2000/6/6US-101-500 Rocker Switch Mechanism 2gang 2way |  | 5.14
2CKA001012A0954 | 2000/6/2 US | Active | 4011395007006 | 32.22 | 1 | 1 | stuk | Switches / Retractive switches / Push-button switches | BE31210 | TA (Mech Stnd WA & SSM) | stuk | Wipschak.mech. | Mécanisme interrupteur à manette | SWITCH INSERT | 2000/6/2 US Rocker Switch Mechanism DP, 1gang 2way |  | 5.14
2CKA001012A1069 | 2000/6 US | Active | 4011395007105 | 9.64 | 1 | 1 | stuk | Switches / Retractive switches /Push-button switches High runner | BE31210 | TA (Mech Stnd WA & SSM) | stuk | Wipschak.mech. | Mécanisme interrupteur à manette | FLUSH M. SW., UNIVERSAL | 2000/6 US Rocker Switch Mechanism 1gang 2way |  | 5.14
2CKA001012A1085 | 2000/5 US | Active | 4011395007303 | 15.29 | 1 | 1 | stuk | Switches / Retractive switches / Push-button switches | BE31210 | TA (Mech Stnd WA & SSM) | stuk | Wipschak.mech. | Mécanisme interrupteur à manette | FLUSH M. SWITCH, 2 GANG | 2000/5 US Rocker Switch Mechanism 2gang 1way |  | 5.14
2CKA001012A1093 | 2000/7 US | Active | 4011395007402 | 20.48 | 1 | 1 | stuk | Switches / Retractive switches / Push-button switches | BE31210 | TA (Mech Stnd WA & SSM) | stuk | Wipschak.mech. | Mécanisme interrupteur à manette | FL.M.SWITCH,INTERMEDIATE | 2000/7 US Rocker Switch Mechanism 1gang |  | 5.14
2CKA001012A1127 | 2000/6 USGL | Active | 4011395007600 | 16.02 | 1 | 1 | stuk | Switches / Retractive switches / Push-button switches | BE31210 | TA (Mech Stnd WA & SSM) | stuk | Wipschak.mech. | Mécanisme interrupteur à manette | FLUSH M. SW. UNIVERSAL | 2000/6 USGL Rocker Switch Mechanism 1gang 2way |  | 5.14
2CKA001012A1135 | 2000/5 USGL | Active | 4011395007709 | 22.72 | 1 | 1 | stuk | Switches / Retractive switches / Push-button switches | BE31210 | TA (Mech Stnd WA & SSM) | stuk | chakelaarverlichting | Commutateur multiple avec éclairage | FLUSH M.SWITCH, 2 GANG | 2000/5 USGL Rocker Switch Mechanism 2gang 1way |  | 5.14
2CKA001012A1150 | 2000/5 US-500 | Active | 4011395007907 | 14.99 | 1 | 1 | stuk | Switches / Retractive switches / Push-button switches | BE31210 | TA (Mech Stnd WA & SSM) | stuk | 2000/5 US-500 Rocker SwitchMech.2gang 1way | 2000/5 US-500 Rocker Switch Mechanism 2gang 1way | Switch Insert | 2000/5 US-500 Rocker Switch Mechanism 2gang 1way |  | 5.14
2CKA001012A1309 | 2000/4 US | Active | 4011395008706 | 26.64 | 1 | 1 | stuk | Blind controls | BE31210 | TA (Mech Stnd WA & SSM) | stuk | 2000/4 US Blind switch insert SP switch | SOCLE INTERRUPTEUR POUR VOLETS 1P +PROTE CTION INVERSION | Switch Insert | 2000/4 US Blind switch insert SP, switch |  | 5.14
2CKA001012A1614 | 2001/6 U | Active | 4011395585603 | 16.09 | 1 | 1 | stuk | Switches / Retractive switches / Push-button switches | BE31210 | TA (Mech Stnd WA & SSM) | stuk | Drukschak.mech. | Mécanisme pour interrupteur séquentiel | SWITCH | 2001/6 U Rocker Switch with parallel stroke switch mechanism 1gang 2way |  | 5.14
2CKA001012A1622 | 2001/5 U | Active | 4011395585801 | 24.56 | 1 | 1 | stuk | Switches / Retractive switches / Push-button switches | BE31210 | TA (Mech Stnd WA & SSM) | stuk | Drukschak.mech. | Mécanisme pour interrupteur séquentiel | SWITCH | 2001/5 U Rocker Switch with parallel stroke switch mechanism 2gang 1way |  | 5.14
2CKA001012A1630 | 2001/7 U | Active | 4011395585900 | 28.13 | 1 | 1 | stuk | Switches / Retractive switches / Push-button switches | BE31210 | TA (Mech Stnd WA & SSM) | stuk | Drukschak.mech. | Mécanisme pour interrupteur séquentiel | SWITCH | 2001/7 U Rocker Switch with parallel stroke switch mechanism 1gang |  | 5.14
2CKA001012A1671 | 2001/6/6 U | Active | 4011395603901 | 38.4 | 1 | 1 | stuk | Switches / Retractive switches / Push-button switches | BE31210 | TA (Mech Stnd WA & SSM) | stuk | Drukschak.mech. | Mécanisme pour interrupteur séquentiel | SWITCH | 2001/6/6 U Rocker Switch with parallel stroke switch mechanism 2gang 2way |  | 5.14
2CKA001012A1705 | 2021/6 UNV | Active | 4011395654408 | 18.23 | 1 | 1 | stuk | Switches / Retractive switches / Push-button switches | BE31210 | TA (Mech Stnd WA & SSM) | stuk | Druktoetsmech. | Mécanisme pour bouton-poussoir | SWITCH | 2021/6 UNV Push switch SP, 1gang 2way with N-terminal |  | 5.14
2CKA001012A1713 | 2025 U | Active | 4011395656808 | 15.5 | 1 | 1 | stuk | Switches / Retractive switches / Push-button switches | BE31210 | TA (Mech Stnd WA & SSM) | stuk | Cardschak.mech. | Mécanisme interrupteur de carte | SWITCH INSERT | 2025 U Card switch 10 A SP, with normally open contact (operating current) |  | 5.14
2CKA001012A2034 | 2000/2 US | Active | 4011395780305 | 20.48 | 1 | 1 | stuk | Switches / Retractive switches / Push-button switches | BE31210 | TA (Mech Stnd WA & SSM) | stuk | SCHAK.SOKKEL 2P 16A 71MM | MEC.INT.BIPOL 16A 71 MM | Switch Insert | 2000/2 US Rocker Switch Mechanism DP, 1gang 1way |  | 5.14
2CKA001012A2042 | 2000/2 US-101 | Active | 4011395780206 | 24.56 | 1 | 1 | stuk | Switches / Retractive switches / Push-button switches | BE31210 | TA (Mech Stnd WA & SSM) | stuk | Wipschak.mech. | Mécanisme interrupteur à manette | SWITCH INSERT | 2000/2 US-101 Rocker Switch Mechanism DP, 1gang 1way |  | 5.14
2CKA001012A2059 | 2000/1 US-500 | Active | 4011395941003 | 8.46 | 1 | 1 | stuk | Switches / Retractive switches / Push-button switches | BE31210 | TA (Mech Stnd WA & SSM) | stuk | schak.Insert 2000/1 US-500 | Interrupteur Insert 2000/1 US-500 | Switch Insert 2000/1 US-500 | 2000/1 US-500 Rocker Switch Mechanism SP, 1gang 1way switch |  | 5.14
2CKA001012A2069 | 2021/6 UNV-201 | Active | 4011395968475 | 37.82 | 1 | 1 | stuk | Switches / Retractive switches / Push-button switches | BE31210 | TA (Mech Stnd WA & SSM) | stuk | Druktoetsmech. | Mécanisme pour bouton-poussoir | Push switch | 2021/6 UNV-201 Push switch SP, 1gang 2way with 2 independent answering contacts |  | 5.14
2CKA001012A2193 | 2000/2 US-101-500 | Active | 4011395175194 | 43.45 | 1 | 1 | stuk | Switches / Retractive switches / Push-button switches | BE31210 | TA (Mech Stnd WA & SSM) | stuk | 2000/2 US-101-500 Rocker SwitchMechanis | 2000/2 US-101-500 Rocker Switch Mechanis | 2000/2 US-101-500 Rocker Switch Mechanis | 2000/2 US-101-500 Rocker Switch Mechanism DP, 1gang 1way |  | 5.14
2CKA001012A2196 | 2000/2 US-500 | Active | 4011395175231 | 35.49 | 1 | 1 | stuk | Switches / Retractive switches / Push-button switches | BE31210 | TA (Mech Stnd WA & SSM) | stuk | 2000/2 US-500 Rocker SwitchMech.DP | 2000/2 US-500 Rocker Switch Mechanism DP | 2000/2 US-500 Rocker Switch Mechanism DP | 2000/2 US-500 Rocker Switch Mechanism DP, 1gang 1way |  | 5.14
2CKA001012A2197 | 2000/4 US-500 | Active | 4011395175521 | 47.17 | 1 | 1 | stuk | Blind controls | BE31210 | TH (Electronic Basic ran) | stuk | 2000/4 US-500 Blind switch insert SP sw | 2000/4 US-500 Blind switch insert SP, sw | 2000/4 US-500 Blind switch insert SP, sw | 2000/4 US-500 Blind switch insert SP, switch |  | 5.14
2CKA001012A2198 | 2000/6 US-500 | Active | 4011395175637 | 16.82 | 1 | 1 | stuk | Switches / Retractive switches /Push-button switches High runner | BE31210 | TC (Mechanics Premium) | stuk | 2000/6 US-500 Rocker SwitchMech.1g | 2000/6 US-500 Rocker Switch Mechanism 1g | 2000/6 US-500 Rocker Switch Mechanism 1g | 2000/6 US-500 Rocker Switch Mechanism 1gang 2way |  | 5.14
2CKA001012A2199 | 2000/7 US-500 | Active | 4011395175644 | 35.49 | 1 | 1 | stuk | Switches / Retractive switches / Push-button switches | BE31210 | TA (Mech Stnd WA & SSM) | stuk | 2000/7 US-500 Rocker SwitchMech.1g | 2000/7 US-500 Rocker Switch Mechanism 1g | 2000/7 US-500 Rocker Switch Mechanism 1g | 2000/7 US-500 Rocker Switch Mechanism 1gang |  | 5.14
2CKA001012A2231 | 2400/6 US | Active | 4011395223703 | 16.43 | 1 | 1 | stuk | Switches / Retractive switches /Push-button switches High runner | BE31210 | TA (Mech Stnd WA & SSM) | stuk | schak wissel 16A inb | Interrupteur Insert 16A | Switch Insert 16A | 2400/6 US Rocker Switch Mechanism |  | 5.14
2CKA001012A2232 | 2400/6 US-500 | Active | 4011395223727 | 29.04 | 1 | 1 | stuk | Switches / Retractive switches /Push-button switches High runner | BE31210 | TA (Mech Stnd WA & SSM) | stuk | 2400/6 US-500 Rocker SwitchMech. | 2400/6 US-500 Rocker Switch Mechanism | 2400/6 US-500 Rocker Switch Mechanism | 2400/6 US-500 Rocker Switch Mechanism |  | 5.14
2CKA001012A2233 | 2400/5 US | Active | 4011395223758 | 22.03 | 1 | 1 | stuk | Switches / Retractive switches / Push-button switches | BE31210 | TA (Mech Stnd WA & SSM) | stuk | 2400/5 US Rocker SwitchMech. | Interrupteur Insert 16A | Switch Insert 16A | 2400/5 US Rocker Switch Mechanism |  | 5.14
2CKA001012A2235 | 2400/7 US | Active | 4011395223772 | 25.49 | 1 | 1 | stuk | Switches / Retractive switches / Push-button switches | BE31210 | TA (Mech Stnd WA & SSM) | stuk | schak kruis 16A inb | Interrupteur Insert 16A | Switch Insert 16A | 2400/7 US Rocker Switch Mechanism |  | 5.14
2CKA001012A2237 | 2400/5 USK | Active | 4011395223819 | 36.45 | 1 | 1 | stuk | Switches / Retractive switches / Push-button switches | BE31210 | TA (Mech Stnd WA & SSM) | stuk | schak contr 16A inb | Interrupteur Insert 16A | Switch Insert 16A | 2400/5 USK Rocker Switch Mechanism, control |  | 5.14
2CKA001020A0023 | 1020/2 US | Active | 4011395964804 | 20.18 | 1 | 1 | stuk | Switches / Retractive switches / Push-button switches | BE31210 | TA (Mech Stnd WA & SSM) | stuk | 1020/2 US 2A DP schak.Insert 1g1 | 1020/2 US 2A DP Interrupteur Insert, 1g1 | 20A DP Switch Insert, 1g1w | 1020/2 US Rocker Switch Mechanism DP |  | 5.14
2CKA001020A0031 | 1020/2 USK | Active | 4011395964903 | 25.83 | 1 | 1 | stuk | Switches / Retractive switches / Push-button switches | BE31210 | TA (Mech Stnd WA & SSM) | stuk | 1020/2 USK 2A DP schak.Insert 1g1 | 1020/2 USK 2A DP Interrupteur Insert, 1g1 | 20A DP Switch Insert, 1g1w | 1020/2 USK 20 A Double Pole Switch DP |  | 5.14
2CKA001020A0057 | 1020/2 USBS-101 | Active | 4011395004937 | 19.94 | 1 | 1 | stuk | Switches / Retractive switches / Push-button switches | BE31210 | TA (Mech Stnd WA & SSM) | stuk | 1020/2 USBS-101 2A DP schak.Insert 1g1 | 1020/2 USBS-101 2A DP Interrupteur Insert, 1g1 | 20A DP Switch Insert, 1g1w | 1020/2 USBS-101 20 A Double Pole Switch 1gang 1way |  | 5.14
2CKA001022A0474 | 2000/6 USK | Active | 4011395010501 | 24.56 | 1 | 1 | stuk | Switches / Retractive switches / Push-button switches | BE31210 | TA (Mech Stnd WA & SSM) | stuk | Wipctrleschak.-mech. | Mécanisme pour interrupteur de contrôle | SWITCH INSERT | 2000/6 USK Rocker Switch Mechanism, control 1gang 2way with N-terminal |  | 5.14
2CKA001022A0615 | 2001/6 UKGL-101 | Active | 4011395644805 | 29.42 | 1 | 1 | stuk | Switches / Retractive switches / Push-button switches | BE31210 | TA (Mech Stnd WA & SSM) | stuk | Drukctrleschak.mech. | Mécanisme pour interrupteur de contrôle | SWITCH | 2001/6 UKGL-101 Rocker Switch with parallel stroke mechanism 1gang 2way |  | 5.14
2CKA001022A0623 | 2001/2 UKGL-101 | Active | 4011395644904 | 38.28 | 1 | 1 | stuk | Switches / Retractive switches / Push-button switches | BE31210 | TA (Mech Stnd WA & SSM) | stuk | Drukctrleschak.mech. | Mécanisme pour interrupteur de contrôle | SWITCH | 2001/2 UKGL-101 Rocker Switch with parallel stroke mechanism DP, 1gang 1way |  | 5.14
2CKA001022A0656 | 2000/2 UK | Active | 4011395780503 | 34.71 | 1 | 1 | stuk | Switches / Retractive switches / Push-button switches | BE31210 | TA (Mech Stnd WA & SSM) | stuk | Wipctrleschak.-mech. | Mécanisme pour interrupteur de contrôle | SWITCH INSERT | 2000/2 UK Rocker Switch Mechanism, control DP, 1gang 1way |  | 5.14
2CKA001022A0660 | 2400/6 USK | Active | 4011395223734 | 32.06 | 1 | 1 | stuk | Switches / Retractive switches / Push-button switches | BE31210 | TA (Mech Stnd WA & SSM) | stuk | schak wissel contr 16A inb | Interrupteur Insert 16A | Switch Insert 16A | 2400/6 USK Rocker Switch Mechanism, control |  | 5.14
2CKA001022A0662 | 2400/6/6 US-101 | Active | 4011395223796 | 33.1 | 1 | 1 | stuk | Switches / Retractive switches / Push-button switches | BE31210 | TA (Mech Stnd WA & SSM) | stuk | schak wissel/wissel 16A inb | Interrupteur Insert 16A creme | Switch Insert 16A | 2400/6/6 US-101 Rocker Switch Mechanism |  | 5.14
2CKA001022A0663 | 2400/6/6US-101-500 | Active | 4011395223802 | 58.5 | 1 | 1 | stuk | Switches / Retractive switches / Push-button switches | BE31210 | TA (Mech Stnd WA & SSM) | stuk | 2400/6/6US-101-500 Rocker SwitchMechani | 2400/6/6US-101-500 Rocker Switch Mechani | 2400/6/6US-101-500 Rocker Switch Mechani | 2400/6/6US-101-500 Rocker Switch Mechanism |  | 5.14
2CKA001032A0517 | 1091 U | Active | 4011395208700 | 335.57 | 1 | 1 | stuk | CO2-sensor device including control element | BE31210 | TA (Mech Stnd WA & SSM) | stuk | CO2Melder | 1091 Capteur Busch-CO2 U, capteur Busch-CO2 | CO2 signaling FM | 1091 U Busch-CO2 sensor For controlling the incoming fresh air in rooms by means of opening or switching of windows/fans. |  | 5.14
2CKA001042A0621 | 2601/6 AP | Active | 4011395015605 | 14.93 | 1 | 1 | stuk | Busch-Duro 2000® | BE31210 | TD (Mechanics IP 44 FM) | stuk | 2601/6 AP schak.SM | 2601/6 AP Interrupteur, SM | Switch, SM | 2601/6 AP Cover switch, 2 modules 1gang 2way |  | 5.14
2CKA001042A0639 | 2601/5 AP | Active | 4011395015704 | 21.28 | 1 | 1 | stuk | Busch-Duro 2000® | BE31210 | TD (Mechanics IP 44 FM) | stuk | 2601/5 AP schak.2-gang SM | 2601/5 AP Interrupteur, 2-gang, SM | Switch, 2-gang, SM | 2601/5 AP Rocker switch 2gang 1way |  | 5.14
2CKA001042A0647 | 2601/7 AP | Active | 4011395015803 | 27.17 | 1 | 1 | stuk | Busch-Duro 2000® | BE31210 | TD (Mechanics IP 44 FM) | stuk | Intermedaiate schak.SM | Intermedaiate Interrupteur, SM | Intermedaiate Switch, SM | 2601/7 AP Rocker switch 1gang |  | 5.14
2CKA001042A0654 | 2601/2 AP | Active | 4011395015902 | 27.17 | 1 | 1 | stuk | Busch-Duro 2000® | BE31210 | TD (Mechanics IP 44 FM) | stuk | 2601/2 AP schak.SM | 2601/2 AP Interrupteur, SM | Switch, SM | 2601/2 AP Rocker switch DP, 1gang 1way |  | 5.14
2CKA001042A0662 | 2601/6 APGL | Active | 4011395016008 | 23.05 | 1 | 1 | stuk | Busch-Duro 2000® | BE31210 | TD (Mechanics IP 44 FM) | stuk | 2601/6 APGL schak.SM | 2601/6 APGL Interrupteur, SM | Switch, SM | 2601/6 APGL Rocker switch 1gang 2way |  | 5.14
2CKA001042A0670 | 2601/5 APGL | Active | 4011395016107 | 29.64 | 1 | 1 | stuk | Busch-Duro 2000® | BE31210 | TD (Mechanics IP 44 FM) | stuk | 2601/5 APGL schak.2-gang SM | 2601/5 APGL Interrupteur, 2-gang, SM | Switch, 2-gang, SM | 2601/5 APGL Rocker switch 2gang 1way |  | 5.14
2CKA001042A0944 | 2601/6-32 | Active | 4011395512104 | 18.23 | 1 | 1 | stuk | Busch-Duro 2000® | BE31210 | TD (Mechanics IP 44 FM) | stuk | 2601/6-32 schak.SM | 2601/6-32 Interrupteur , SM | Switch , SM | 2601/6-32 Rocker switch 1gang 2way |  | 5.14
2CKA001042A0951 | 2601/5-32 | Active | 4011395511909 | 23.88 | 1 | 1 | stuk | Busch-Duro 2000® | BE31210 | TD (Mechanics IP 44 FM) | stuk | 2601/5-32 schak.SM | 2601/5-32 Interrupteur, SM | Switch, SM | 2601/5-32 Rocker switch 2gang 1way |  | 5.14
2CKA001042A0985 | 2601/6 N-32 | Active | 4011395592809 | 28.26 | 1 | 1 | stuk | Busch-Duro 2000® | BE31210 | TD (Mechanics IP 44 FM) | stuk | 2601/6 N-32 schak.SM | 2601/6 N-32 Interrupteur, SM | Switch, SM | 2601/6 N-32 Rocker switch 1gang 2way |  | 5.14
2CKA001042A1032 | 2601/2 AP/11W-503 | Active | 4011395196328 | 27.17 | 1 | 1 | stuk | Busch-Duro 2000® | BE31210 | TD (Mechanics IP 44 FM) | stuk | schak 2P opb AP alpin | 2601/2 AP/11W-503 interrupteur à bascule, blanc alpin, interrupteurs à bascule | 1gang 1way switch, DP | 2601/2 AP/11W-503 Rocker switch DP, 1gang 1way |  | 5.14
2CKA001043A0025 | 1070 U | Active | 4011395019405 | 80.61 | 1 | 1 | stuk | Flush-mounted inserts and Timer control elements | BE31210 | TH (Electronic Basic ran) | stuk | Tijdschakelklokmech. | Mécanisme pour programmateur | TIMER | 1070 U Time switch mechanism 16 A DP, break contact for staircases, exterior lighting, fans, etc. |  | 5.14
2CKA001043A0124 | 1071 U | Active | 4011395019504 | 80.61 | 1 | 1 | stuk | Flush-mounted inserts and Timer control elements | BE31210 | TH (Electronic Basic ran) | stuk | Tijdschakelklokmech. | Mécanisme pour programmateur | TIMER | 1071 U Time switch mechanism 16 A DP, break contact for staircases, exterior lighting, fans, etc. |  | 5.14
2CKA001045A0001 | 1032/2 UGL | Active | 4011395971758 | 39.22 | 1 | 1 | stuk | Switches / Retractive switches / Push-button switches | BE31210 | TA (Mech Stnd WA & SSM) | stuk | 1032/2 UGL 32A DP schak.Insert | 1032/2 UGL 32A DP Interrupteur Insert | 32A DP Switch Insert | 1032/2 UGL 32 A Double Pole Switch Mechanism |  | 5.14
2CKA001045A0002 | 1045/2 UGL | Active | 4011395971772 | 43.37 | 1 | 1 | stuk | Switches / Retractive switches / Push-button switches | BE31210 | TA (Mech Stnd WA & SSM) | stuk | 1045/2 UGL 45A DP schak.Insert | 1045/2 UGL 45A DP Interrupteur Insert | 45A DP Switch Insert | 1045/2 UGL 45 A Double Pole Switch Mechanism |  | 5.14
2CKA001052A0117 | 2601/6 SKAP | Active | 4011395019702 | 32.22 | 1 | 1 | stuk | Busch-Duro 2000® | BE31210 | TD (Mechanics IP 44 FM) | stuk | 2601/6 S Combination Swich/Socket | 2601/6 SKAP Combination Swich/Socket, | Combination Swich/Socket,SM | 2601/6 SKAP Switch 1gang 2way |  | 5.14
2CKA001084A0797 | 2601/6 WDI | Active | 4011395026502 | 38.23 | 1 | 1 | stuk | Busch-Duro 2000® | BE31210 | TE (Mechanics IP 44 SM) | stuk | 2601/6 WDI Rocker switch 1gang 2way | 2601/6 WDI Rocker switch 1gang 2way | SWITCH | 2601/6 WDI Rocker switch 1gang 2way |  | 5.14
2CKA001084A0805 | 2601/7 WDI | Active | 4011395026601 | 48.58 | 1 | 1 | stuk | Busch-Duro 2000® | BE31210 | TE (Mechanics IP 44 SM) | stuk | 2601/7 WDI Rocker switch 1gang | 2601/7 WDI Rocker switch 1gang | Switch, SM | 2601/7 WDI Rocker switch 1gang |  | 5.14
2CKA001084A0821 | 2601/2 WDI | Active | 4011395026809 | 48.58 | 1 | 1 | stuk | Busch-Duro 2000® | BE31210 | TE (Mechanics IP 44 SM) | stuk | schak 2P opb industrie IP66 WDI | 2601/2 WDI Rocker switch DP, 1gang 1way | Switch SM DP | 2601/2 WDI Rocker switch DP, 1gang 1way |  | 5.14
2CKA001084A0839 | 2601/5 WDI | Active | 4011395026908 | 49.29 | 1 | 1 | stuk | Busch-Duro 2000® | BE31210 | TE (Mechanics IP 44 SM) | stuk | 2601/5 WDI Rocker switch 2gang 1way | 2601/5 WDI Rocker switch 2gang 1way | Switch, SM | 2601/5 WDI Rocker switch 2gang 1way |  | 5.14
2CKA001084A0854 | 2601/6 SKWDI | Active | 4011395027004 | 51.17 | 1 | 1 | stuk | Busch-Duro 2000® | BE31210 | TE (Mechanics IP 44 SM) | stuk | 2601/6 SKWDI Rocker switch 1gang 2way | 2601/6 SKWDI Rocker switch 1gang 2way | Switch, SM | 2601/6 SKWDI Rocker switch 1gang 2way |  | 5.14
2CKA001085A1603 | 2601/6 W-53 | Active | 4011395992470 | 16.83 | 1 | 1 | stuk | Switches / Retractive switches High runner | BE31210 | TF (Basis AP-WG IP 65) | stuk | 2601/6 W-53 Rocker switch 1gang 2way | Interrupteur à manette | Rocker Sw. oc 10A 1P | 2601/6 W-53 Rocker switch 1gang 2way |  | 5.14
2CKA001085A1604 | 2601/7 W-53 | Active | 4011395992494 | 28 | 1 | 1 | stuk | Switches / Retractive switches | BE31210 | TE (Mechanics IP 44 SM) | stuk | 2601/7 W-53 Rocker switch 1gang | Interrupteur à manette | Rocker Sw. Interm. oc 10A 1P | 2601/7 W-53 Rocker switch 1gang |  | 5.14
2CKA001085A1605 | 2601/2 W-53 | Active | 4011395992517 | 28 | 1 | 1 | stuk | Switches / Retractive switches | BE31210 | TE (Mechanics IP 44 SM) | stuk | 2601/2 W-53 Rocker switch breaking circuit 2-P | Interrupteur à manette | Rocker Sw.On/Off oc 10A 2P | 2601/2 W-53 Rocker switch breaking circuit, 2-pole |  | 5.14
2CKA001085A1606 | 2601/5 W-53 | Active | 4011395992531 | 28.93 | 1 | 1 | stuk | Switches / Retractive switches | BE31210 | TE (Mechanics IP 44 SM) | stuk | 2601/5 W-53 Rocker switch 2gang 1way | Interrupteur à manette | Rocker Switch oc 10A 1P | 2601/5 W-53 Rocker switch 2gang 1way |  | 5.14
2CKA001085A1607 | 2601/6 SKW-53 | Active | 4011395992555 | 32.57 | 1 | 1 | stuk | Switches / Retractive switches | BE31210 | TE (Mechanics IP 44 SM) | stuk | Wipctrleschak. | Interrupteur de contrôle à manette | Switch Contr. oc 10A 1P | 2601/6 SKW-53 Rocker switch 1gang 2way |  | 5.14
2CKA001085A1609 | 2601/6 SKWNH-53 | Active | 4011395992579 | 34.36 | 1 | 1 | stuk | Switches / Retractive switches | BE31210 | TE (Mechanics IP 44 SM) | stuk | Wipctrleschak/verwarmingsnood- | Interrupteur de contrôle à manette / | Rocker Sw. oc H-Emerg. | 2601/6 SKWNH-53 Rocker switch with marking "Heizung" 1gang 2way |  | 5.14
2CKA001085A1610 | 2601/2 SKWNH-53 | Active | 4011395992609 | 44.4 | 1 | 1 | stuk | Switches / Retractive switches | BE31210 | TE (Mechanics IP 44 SM) | stuk | Wipctrleschak/verwarmingsnood- | Interrupteur de contrôle à manette / | Rocker Sw. On/Off oc H-Emerg. | 2601/2 SKWNH-53 Rocker switch with marking "Heizung" breaking circuit, 2-pole |  | 5.14
2CKA001085A1611 | 2601/6 WN-53 | Active | 4011395992623 | 20.11 | 1 | 1 | stuk | Switches / Retractive switches | BE31210 | TE (Mechanics IP 44 SM) | stuk | 2601/6 WN-53 Rocker switch 1gang 2way | Interrupteur à manette | Rocker Sw. oc Tab | 2601/6 WN-53 Rocker switch 1gang 2way |  | 5.14
2CKA001085A1612 | 2601/4 W-53 | Active | 4011395992647 | 44.22 | 1 | 1 | stuk | Blind controls | BE31210 | TE (Mechanics IP 44 SM) | stuk | Jaloezieschak. | Interrupteur de jalousie | Blind C. Rotary Sw. oc 10A 1P | 2601/4 W-53 Blind switch Rocker Switch, SP |  | 5.14
2CKA001085A1613 | 2601/6 WGL-53 | Active | 4011395992661 | 24.94 | 1 | 1 | stuk | Switches / Retractive switches | BE31210 | TE (Mechanics IP 44 SM) | stuk | 2601/6 WGL-53 Rocker switch 1gang 2way | Interrupteur à manette | Rocker Sw. oc Tag | 2601/6 WGL-53 Rocker switch 1gang 2way |  | 5.14
2CKA001085A1620 | 2601/7 W-54 | Active | 4011395079430 | 29.53 | 1 | 1 | stuk | Switches / Retractive switches | BE31210 | TE (Mechanics IP 44 SM) | stuk | Wipschak.kruisschak. | Interrupteur à manette, interrupteur va-et-vient | Intermediate gridswitch | 2601/7 W-54 Rocker switch 1gang |  | 5.14
2CKA001085A1621 | 2601/5 W-54 | Active | 4011395079447 | 29.64 | 1 | 1 | stuk | Switches / Retractive switches | BE31210 | TE (Mechanics IP 44 SM) | stuk | Wipschak.chakelaar | Interrupteur à manette, commutateur multiple | Switch Insert | 2601/5 W-54 Rocker switch 2gang 1way |  | 5.14
2CKA001085A1622 | 2601/6 SKW-54 | Active | 4011395079454 | 33.29 | 1 | 1 | stuk | Switches / Retractive switches | BE31210 | TE (Mechanics IP 44 SM) | stuk | Wipctrleschak.rood venster | Interrupteur de contrôle à manette, fenêtre rouge | SWITCH | 2601/6 SKW-54 Rocker switch 1gang 2way |  | 5.14
2CKA001085A1623 | 2601/2 SKWNH-54 | Active | 4011395079461 | 46.82 | 1 | 1 | stuk | Switches / Retractive switches | BE31210 | TE (Mechanics IP 44 SM) | stuk | Verwarmingsnoodschak.opdruk 2-polig | Bouton d'arrêt d'urgence chauffage, avec marquage bipolaire | Switch | 2601/2 SKWNH-54 Rocker switch with marking "Heizung" breaking circuit, 2-pole |  | 5.14
2CKA001085A1624 | 2601/6 WN-54 | Active | 4011395079478 | 21.22 | 1 | 1 | stuk | Switches / Retractive switches | BE31210 | TE (Mechanics IP 44 SM) | stuk | Wipschak.tekst | Interrupteur à manette, zone de marquage | Switch | 2601/6 WN-54 Rocker switch 1gang 2way |  | 5.14
2CKA001085A1625 | 2601/4 W-54 | Active | 4011395079485 | 44.58 | 1 | 1 | stuk | Blind controls | BE31210 | TE (Mechanics IP 44 SM) | stuk | Jaloezieschak/-toets | Interrupteur / bouton-poussoir de jalousie | Switch | 2601/4 W-54 Blind switch Rocker Switch, SP |  | 5.14
2CKA001085A1626 | 2601/6 WGL-54 | Active | 4011395079492 | 26.34 | 1 | 1 | stuk | Switches / Retractive switches | BE31210 | TE (Mechanics IP 44 SM) | stuk | Wipschak.verlichting | Interrupteur à manette, avec éclairage | Switch | 2601/6 WGL-54 Rocker switch 1gang 2way |  | 5.14
2CKA001085A1627 | 2601/2 W-54 | Active | 4011395083680 | 29.53 | 1 | 1 | stuk | Switches / Retractive switches | BE31210 | TE (Mechanics IP 44 SM) | stuk | Wipschak.wisselschak.2-polig | Interrupteur à manette, commutateur inverseur, bipolaire | Switch | 2601/2 W-54 Rocker switch breaking circuit, 2-pole |  | 5.14
2CKA001085A1628 | 2601/6 W-54 | Active | 4011395083710 | 17.47 | 1 | 1 | stuk | Switches / Retractive switches | BE31210 | TE (Mechanics IP 44 SM) | stuk | Wipschak.wisselschak. | Interrupteur à manette, commutateur inverseur | Vorlage OP 2 - sh.Mat-Kurztext+Prioliste | 2601/6 W-54 Rocker switch 1gang 2way |  | 5.14
2CKA001085A1631 | 2601/6 SKWNH-54 | Active | 4011395094600 | 36.19 | 1 | 1 | stuk | Switches / Retractive switches | BE31210 | TE (Mechanics IP 44 SM) | stuk | Verwarmingsnoodschak. | Bouton d'arrêt d'urgence chauffage | Change over switch/control | 2601/6 SKWNH-54 Rocker switch with marking "Heizung" 1gang 2way |  | 5.14
2CKA001101A0534 | 2712 U | Active | 4011395040805 | 38.28 | 1 | 1 | stuk | Blind controls | BE31210 | TA (Mech Stnd WA & SSM) | stuk | Jaloezieschak.mech. | Mécanisme interrupteur de jalousie | SWITCH INSERT | 2712 U Blind switch insert DP |  | 5.14
2CKA001101A0542 | 2713 U | Active | 4011395040904 | 28.02 | 1 | 1 | stuk | Blind controls | BE31210 | TA (Mech Stnd WA & SSM) | stuk | Jaloezieschak.mech. | Mécanisme interrupteur de jalousie | SWITCH INSERT | 2713 U Blind switch insert SP, N, E |  | 5.14
2CKA001101A0559 | 2722 U | Active | 4011395041000 | 39.43 | 1 | 1 | stuk | Blind controls | BE31210 | TA (Mech Stnd WA & SSM) | stuk | Jaloezietoetsmech. | Mécanisme pour bouton-poussoir de | SWITCH INSERT | 2722 U Blind switch insert DP |  | 5.14
2CKA001101A0567 | 2723 U | Active | 4011395041109 | 28.83 | 1 | 1 | stuk | Blind controls | BE31210 | TA (Mech Stnd WA & SSM) | stuk | Jaloezietoetsmech. | Mécanisme pour bouton-poussoir de | SWITCH INSERT | 2723 U Blind switch insert SP, N, E |  | 5.14
2CKA001101A0872 | 2712 USL-101 | Active | 4011395860908 | 68.62 | 1 | 1 | stuk | Rotary switches / Key rotary switches | BE31210 | TH (Electronic Basic ran) | stuk | Jaloezieschak/toetsmech. | Mécanisme interrupteur / bouton-poussoir | SWITCH INSERT | 2712 USL-101 Blind switch/push-switch DP |  | 5.14
2CKA001101A0880 | 2713 USL-101 | Active | 4011395861004 | 58.35 | 1 | 1 | stuk | Rotary switches / Key rotary switches | BE31210 | TH (Electronic Basic ran) | stuk | Jaloezieschak.mech. | Mécanisme interrupteur de jalousie | SWITCH INSERT | 2713 USL-101 Blind switch insert SP, N, E |  | 5.14
2CKA001101A0898 | 2722 USL-101 | Active | 4011395861103 | 68.62 | 1 | 1 | stuk | Rotary switches / Key rotary switches | BE31210 | TH (Electronic Basic ran) | stuk | Jaloezietoetsmech. | Mécanisme pour bouton-poussoir de | SWITCH INSERT | 2722 USL-101 Blind switch insert DP |  | 5.14
2CKA001101A0906 | 2723 USL-101 | Active | 4011395861301 | 58.35 | 1 | 1 | stuk | Rotary switches / Key rotary switches | BE31210 | TH (Electronic Basic ran) | stuk | Jaloezietoetsmech. | Mécanisme pour bouton-poussoir de | SWITCH INSERT | 2723 USL-101 Blind switch insert SP, N, E |  | 5.14
2CKA001101A0914 | 2733 USL-101 | Active | 4011395861400 | 58.35 | 1 | 1 | stuk | Rotary switches / Key rotary switches | BE31210 | TH (Electronic Basic ran) | stuk | mech. | Mécanisme pour interrupteur à clé | Blind C. Key Retrac. Sw. oc 10A | 2733 USL-101 Key Switch Insert breaking circuit, 1-pole |  | 5.14
2CKA001101A0916 | 2712 SLW-53 | Active | 4011395992685 | 126.85 | 1 | 1 | stuk | Key switch / Blind switch for profile semi-cylindrical lock | BE31210 | TH (Electronic Basic ran) | stuk | Jaloezieschak. | Interrupteur de jalousie | Blind C. Rocker Retrac. oc 10A | 2712 SLW-53 Busch-Blind control switch/push-switch cover switch, 1gang 2way, DP |  | 5.14
2CKA001101A0917 | 2733 SLW-53 | Active | 4011395992708 | 114.86 | 1 | 1 | stuk | Key switch / Blind switch for profile semi-cylindrical lock | BE31210 | TH (Electronic Basic ran) | stuk | 2733 SLW-53 | 2733 SLW-53 Key switch breaking circuit, 1-pole | Blind C. Key Retrac. Sw. oc 10A | 2733 SLW-53 Key switch breaking circuit, 1-pole |  | 5.14
2CKA001101A0918 | 2710 U | Active | 4011395990162 | 72.19 | 1 | 1 | stuk | Rotary switches / Key rotary switches | BE31210 | TA (Mech Stnd WA & SSM) | stuk | 3-traps-draaischak.nulst, 1-polig | Commutateur rotatif à trois ét unipolaire | 3-step Switch | 2710 U Three-step rotary switch SP, with zero position |  | 5.14
2CKA001101A0919 | 2710/1 U | Active | 4011395008898 | 72.19 | 1 | 1 | stuk | Rotary switches / Key rotary switches | BE31210 | TA (Mech Stnd WA & SSM) | stuk | Drietraps schak. | Commutateur rotatif à trois étages | Three-Stage Turn Switch | 2710/1 U Three-step rotary switch SP, without zero position |  | 5.14
2CKA001101A0924 | 2712 SLW-54 | Active | 4011395094617 | 131.46 | 1 | 1 | stuk | Key switch / Blind switch for profile semi-cylindrical lock | BE31210 | TH (Electronic Basic ran) | stuk | Jaloezieschak.tekststrokenblad | Interrupteur de jalousie, feuille de marquage | Shutter push-button | 2712 SLW-54 Busch-Blind control switch/push-switch cover switch, 1gang 2way, DP |  | 5.14
2CKA001101A0925 | 2733 SLW-54 | Active | 4011395094624 | 115.32 | 1 | 1 | stuk | Key switch / Blind switch for profile semi-cylindrical lock | BE31210 | TH (Electronic Basic ran) | stuk | 2733 SLW-54 | 2733 SLW-54 Key switch breaking circuit, 1-pole | Code switch | 2733 SLW-54 Key switch breaking circuit, 1-pole |  | 5.14
2CKA001164A0136 | 2711 UCDRL-212 | Active | 4011395042106 | 80.02 | 1 | 1 | stuk | Busch-Duro 2000® | BE31210 | TA (Mech Stnd WA & SSM) | stuk | Ventilatorschak.mech. | Mécanisme pour interrupteur de | SWITCH | 2711 UCDRL-212 Three-step rotary switch SP, without zero position |  | 5.14
2CKA001164A0144 | 2711 UCDRL-214 | Active | 4011395042205 | 77.04 | 1 | 1 | stuk | Accessories & Others white | BE31210 | TA (Mech Stnd WA & SSM) | stuk | Ventilatorschak.mech. | Mécanisme pour interrupteur de | SWITCH | 2711 UCDRL-214 Three-step rotary switch SP, without zero position |  | 5.14
2CKA001164A0195 | 2711 UCDRL-914 | Active | 4011395192481 | 77.04 | 1 | 1 | stuk | Accessories & Others white | BE31210 | TA (Mech Stnd WA & SSM) | stuk | ventilatorschak 1P cpl 3st SI-B | 2711 UCDRL-914 Interrupteur rotatif trois positions, blanc alpin, éléments de commande pour les contrôleurs de température de la pièce | rotary switch 2-1-3 | 2711 UCDRL-914 Three-step rotary switch SP, without zero position |  | 5.14
2CKA001315A0027 | 2610/6 UJ-214 | Active | 4011395042700 | 27.55 | 1 | 1 | stuk | Accessories & Others white | BE31210 | TA (Mech Stnd WA & SSM) | stuk | 2610/6 UJ-214 Pullcord switch 1gang 2way | Interrupteur à tirette | SWITCH | 2610/6 UJ-214 Pull cord switch 1gang 2way |  | 5.14
2CKA001315A0191 | 2610/6 UJ-212 | Active | 4011395042809 | 28.72 | 1 | 1 | stuk | Busch-Duro 2000® | BE31210 | TA (Mech Stnd WA & SSM) | stuk | BJ-Duro 2000® 2610/6 UJ-212 | Interrupteur à tirette Interrupteur et commutateur inverseur blanc | Switch | 2610/6 UJ-212 Pull cord switch 1gang 2way |  | 5.14
2CKA001315A0415 | 2610/6 UJ-212-500 | Active | 4011395494806 | 28.72 | 1 | 1 | stuk | Busch-Duro 2000® | BE31210 | TA (Mech Stnd WA & SSM) | stuk | BJ-Duro 2000® 2610/6 UJ-212-500 | 2610/6 UJ-212-500 Pull cord switch 1gang 2way | Switch | 2610/6 UJ-212-500 Pull cord switch 1gang 2way |  | 5.14
2CKA001343A0136 | 2610/6 AP | Active | 4011395043707 | 30.09 | 1 | 1 | stuk | Busch-Duro 2000® | BE31210 | TD (Mechanics IP 44 FM) | stuk | 2610/6 AP Pull cord switch 1gang 2way | 2610/6 AP Pull cord switch 1gang 2way | Switch, SM | 2610/6 AP Pull cord switch 1gang 2way |  | 5.14
2CKA001343A0146 | 2610/6 APW | Active | 4011395196380 | 30.09 | 1 | 1 | stuk | Busch-Duro 2000® | BE31210 | TD (Mechanics IP 44 FM) | stuk | trekschak.wis opb AP alpin | 2610/6 APWInterrupteur à cordon de traction, blanc alpin, interrupteurs à bascule | Pull cord switch | 2610/6 APW Pull cord switch 1gang 2way |  | 5.14
2CKA001383A0141 | 2610/6 W-53 | Active | 4011395992722 | 40.59 | 1 | 1 | stuk | Switches / Retractive switches | BE31210 | TE (Mechanics IP 44 SM) | stuk | 2610/6 W-53 Pull cord switch 1gang 2way | Interrupteur à tirette | Pull Switch oc 10A 1P | 2610/6 W-53 Pull cord switch 1gang 2way |  | 5.14
2CKA001383A0143 | 2610/6 W-54 | Active | 4011395079515 | 41.06 | 1 | 1 | stuk | Switches / Retractive switches | BE31210 | TE (Mechanics IP 44 SM) | stuk | 2610/6 W-54 Pull cord switch 1gang 2way | Interrupteur à tirette | SWITCH | 2610/6 W-54 Pull cord switch 1gang 2way |  | 5.14
2CKA001413A0475 | 2020 US | Active | 4011395045503 | 10.67 | 1 | 1 | stuk | Switches / Retractive switches /Push-button switches High runner | BE31210 | TA (Mech Stnd WA & SSM) | stuk | Switch /drukknopswitches High runner 2020 US | 2020 US Push-switch mechanism SP, with normally open contact (operating current) | Push Switch Mechanism with normally open contact | 2020 US Push-switch mechanism SP, with normally open contact (operating current) |  | 5.14
2CKA001413A0483 | 2020 US-201 | Active | 4011395045602 | 15.23 | 1 | 1 | stuk | Switches / Retractive switches / Push-button switches | BE31210 | TA (Mech Stnd WA & SSM) | stuk | Wiptoetsmech. | Mécanisme bouton-poussoir à manette | SWITCH INSERT | 2020 US-201 Push-switch mechanism SP, with normally open contact (operating current) |  | 5.14
2CKA001413A0491 | 2020 US-205 | Active | 4011395045701 | 18.23 | 1 | 1 | stuk | Switches / Retractive switches / Push-button switches | BE31210 | TA (Mech Stnd WA & SSM) | stuk | Wiptoetsmech. | Mécanisme bouton-poussoir à manette | SWITCH INSERT | 2020 US-205 Push-switch mechanism ./. |  | 5.14
2CKA001413A0509 | 2020 US-205-101 | Active | 4011395045800 | 26.52 | 1 | 1 | stuk | Switches / Retractive switches / Push-button switches | BE31210 | TA (Mech Stnd WA & SSM) | stuk | Wiptoetsmech. | Mécanisme bouton-poussoir à manette | SWITCH INSERT | 2020 US-205-101 Push-switch mechanism 2 x SP, 2 normally open contact |  | 5.14
2CKA001413A0517 | 2020 US-206 | Active | 4011395045909 | 11.37 | 1 | 1 | stuk | Switches / Retractive switches / Push-button switches | BE31210 | TA (Mech Stnd WA & SSM) | stuk | Wiptoetsmech. | Mécanisme bouton-poussoir à manette | SWITCH INSERT | 2020 US-206 Push-switch mechanism SP, 1gang 2way |  | 5.14
2CKA001413A0533 | 2020 USGL | Active | 4011395046005 | 17.24 | 1 | 1 | stuk | Switches / Retractive switches / Push-button switches | BE31210 | TA (Mech Stnd WA & SSM) | stuk | Wiptoetsmech. | Mécanisme bouton-poussoir à manette | PUSH SW. INS.W. ILLUMIN. | 2020 USGL Push-switch mechanism SP, with normally open contact (operating current) |  | 5.14
2CKA001413A0574 | 2020 US-500 | Active | 4011395046401 | 10.67 | 1 | 1 | stuk | Switches / Retractive switches /Push-button switches High runner | BE31210 | TC (Mechanics Premium) | stuk | schak.Insert 2020 US-500 | Interrupteur Insert 2020 US-500 | Switch Insert 2020 US-500 | 2020 US-500 Push-switch mechanism SP, with normally open contact (operating current) |  | 5.14
2CKA001413A0590 | 2020/4 US | Active | 4011395046500 | 26.64 | 1 | 1 | stuk | Blind controls | BE31210 | TA (Mech Stnd WA & SSM) | stuk | Jaloezietoetsmech. | Mécanisme pour bouton-poussoir de | SWITCH INSERT | 2020/4 US Blind switch insert SP, push switch. |  | 5.14
2CKA001413A0806 | 2031 UP | Active | 4011395478004 | 5.82 | 1 | 1 | stuk | Switches / Retractive switches / Push-button switches | BE31210 | TA (Mech Stnd WA & SSM) | stuk | 2031 UP schak.Insert | 2031 UP Interrupteur Insert | Switch Insert | 2031 UP Push-switch mechanism SP with normally open contact |  | 5.14
2CKA001413A0871 | 2021/6 U | Active | 4011395586105 | 18.23 | 1 | 1 | stuk | Switches / Retractive switches / Push-button switches | BE31210 | TA (Mech Stnd WA & SSM) | stuk | Druktoetsmech. | Mécanisme pour bouton-poussoir | SWITCH | 2021/6 U Push switch SP, 1gang 2way without N-terminal |  | 5.14
2CKA001413A0889 | 2021/6/6 U | Active | 4011395586204 | 26.75 | 1 | 1 | stuk | Switches / Retractive switches / Push-button switches | BE31210 | TA (Mech Stnd WA & SSM) | stuk | Druktoetsmech. | Mécanisme pour bouton-poussoir | SWITCH | 2021/6/6 U Push switch SP, 2x 1gang 2way |  | 5.14
2CKA001413A0897 | 2021/6 UK | Active | 4011395633007 | 21.21 | 1 | 1 | stuk | Switches / Retractive switches / Push-button switches | BE31210 | TA (Mech Stnd WA & SSM) | stuk | Druktoetsmech. | Mécanisme pour bouton-poussoir | SWITCH | 2021/6 UK Push switch SP, 1gang 2way with N-terminal |  | 5.14
2CKA001413A1051 | 2021/6 US-201 | Active | 4011395000625 | 37.82 | 1 | 1 | stuk | Switches / Retractive switches / Push-button switches | BE31210 | TA (Mech Stnd WA & SSM) | stuk | Druktoetsmech. | Mécanisme pour bouton-poussoir | Push switch | 2021/6 US-201 Push switch SP, 1gang 2way with 2 independent answering contacts |  | 5.14
2CKA001413A1103 | 2020/4 US-500 | Active | 4011395175262 | 47.11 | 1 | 1 | stuk | Blind controls | BE31210 | TH (Electronic Basic ran) | stuk | 2020/4 US-500 Blind switch insert SP pu | 2020/4 US-500 Blind switch insert SP, pu | 2020/4 US-500 Blind switch insert SP, pu | 2020/4 US-500 Blind switch insert SP, push switch. |  | 5.14
2CKA001413A1105 | 2020 US-205-500 | Active | 4011395175286 | 32.28 | 1 | 1 | stuk | Switches / Retractive switches / Push-button switches | BE31210 | TA (Mech Stnd WA & SSM) | stuk | 2020 US-205-500 Push-switchMech./ | 2020 US-205-500 Push-switch mechanism ./ | 2020 US-205-500 Push-switch mechanism ./ | 2020 US-205-500 Push-switch mechanism ./. |  | 5.14
2CKA001413A1111 | 2020/10 US-101 | Active | 4011395261187 | 39.28 | 1 | 1 | stuk | Accessories for surface-mounting | BE31210 | TC (Mechanics Premium) | stuk | 2020/10 US-101 Pull switch SP break con | 2020/10 US-101 Pull switch SP, break con | 2020/10 US-101 Pull switch SP, break con | 2020/10 US-101 Pull switch SP, break contact
2CKA001413A1112 | 2020/01 US-101 | Active | 4011395260418 | 37.18 | 1 | 1 | stuk | Accessories for surface-mounting | BE31210 | TC (Mechanics Premium) | stuk | 2020/01 US-101 Pull switch SPnorm | 2020/01 US-101 Pull switch SP, with norm | 2020/01 US-101 Pull switch SP, with norm | 2020/01 US-101 Pull switch SP, with normally open contact (operating current) |  | 5.14
2CKA001433A0010 | 2525 N-214 | Active | 4011395047705 | 1.18 | 1 | 1 | stuk | Symbols for switches | BE31210 | TA (Mech Stnd WA & SSM) | stuk | 2525 N-214 Symbol push-switch out symbol | Symbole pour bouton-poussoir | SYMBOL | 2525 N-214 Symbol for push-switch without symbol
2CKA001433A0028 | 2525 LI-214 | Active | 4011395047804 | 1.33 | 1 | 1 | stuk | Symbols for switches | BE31210 | TA (Mech Stnd WA & SSM) | stuk | 2525 LI-214 Symbol push-switch "light" | Symbole pour bouton-poussoir | SYMBOL | 2525 LI-214 Symbol for push-switch "light"
2CKA001433A0036 | 2525 KI-214 | Active | 4011395047903 | 1.33 | 1 | 1 | stuk | Symbols for switches | BE31210 | TA (Mech Stnd WA & SSM) | stuk | 2525 KI-214 Symbol push-switch "Bell" | Symbole pour bouton-poussoir | SYMBOL | 2525 KI-214 Symbol for push-switch "Bell"
2CKA001433A0044 | 2525 TR-214 | Active | 4011395048009 | 1.33 | 1 | 1 | stuk | Symbols for switches | BE31210 | TA (Mech Stnd WA & SSM) | stuk | 2525 TR-214 Symbol push-switch "Key" | Symbole pour bouton-poussoir | SYMBOL | 2525 TR-214 Symbol for push-switch "Key"
2CKA001433A0416 | 2525 N | Active | 4011395048603 | 1.23 | 1 | 1 | stuk | Symbols for switches | BE31210 | TA (Mech Stnd WA & SSM) | stuk | 2525 N Symbol push-switch out symbol | Symbole pour bouton-poussoir | SYMBOL | 2525 N Symbol for push-switch without symbol
2CKA001433A0424 | 2525 LI | Active | 4011395048702 | 1.33 | 1 | 1 | stuk | Symbols for switches | BE31210 | TA (Mech Stnd WA & SSM) | stuk | 2525 LI Symbol push-switch "light" | Symbole pour bouton-poussoir | SYMBOL | 2525 LI Symbol for push-switch "light"
2CKA001433A0432 | 2525 KI | Active | 4011395048801 | 1.33 | 1 | 1 | stuk | Symbols for switches | BE31210 | TA (Mech Stnd WA & SSM) | stuk | 2525 KI Symbol push-switch "Bell" | Symbole pour bouton-poussoir | SYMBOL | 2525 KI Symbol for push-switch "Bell"
2CKA001433A0440 | 2525 TR | Active | 4011395048900 | 1.33 | 1 | 1 | stuk | Symbols for switches | BE31210 | TA (Mech Stnd WA & SSM) | stuk | 2525 TR Symbol push-switch "Key" | Symbole pour bouton-poussoir | SYMBOL | 2525 TR Symbol for push-switch "Key"
2CKA001433A0457 | 2525-12 | Active | 4011395049006 | 1.33 | 1 | 1 | stuk | Symbols for switches | BE31210 | TA (Mech Stnd WA & SSM) | stuk | 2525-12 Symbol push-switch red | Symbole pour bouton-poussoir | SYMBOL | 2525-12 Symbol for push-switch red
2CKA001433A0838 | 2525-13 | Active | 4011395472903 | 1.33 | 1 | 1 | stuk | Symbols for switches | BE31210 | TA (Mech Stnd WA & SSM) | stuk | groene lens SI/AP | 2525-13 Symbol for push-switch green | Symbol green | 2525-13 Symbol for push-switch green
2CKA001434A0430 | 2545-212 | Active | 4011395051306 | 10.61 | 1 | 1 | stuk | Busch-Duro 2000® | BE31210 | TA (Mech Stnd WA & SSM) | stuk | Wipgesloten opp. | Manette avec surface fermée | ROCKER | 2545-212 Rocker screwable (fixing element)
2CKA001434A0448 | 2546-212 | Active | 4011395051405 | 7.21 | 1 | 1 | stuk | Busch-Duro 2000® | BE31210 | TA (Mech Stnd WA & SSM) | stuk | Wipneutraal symbool | Manette avec symbole neutre | ROCKER | 2546-212 Switch rocker with neutral symbol screwable (fixing element)
2CKA001434A0455 | 2544-212 | Active | 4011395051504 | 9.92 | 1 | 1 | stuk | Busch-Duro 2000® | BE31210 | TA (Mech Stnd WA & SSM) | stuk | Wipneutraal symbool | Manette avec symbole neutre | ROCKER | 2544-212 Switch rocker with neutral symbol screwable (fixing element)
2CKA001434A0554 | 2546-214 | Active | 4011395052204 | 6.92 | 1 | 1 | stuk | Cover plates white | BE31210 | TA (Mech Stnd WA & SSM) | stuk | Wipneutraal symbool | Manette avec symbole neutre | ROCKER | 2546-214 Switch rocker with neutral symbol screwable (fixing element)
2CKA001434A0562 | 2545-214 | Active | 4011395052303 | 10.21 | 1 | 1 | stuk | Cover plates white | BE31210 | TA (Mech Stnd WA & SSM) | stuk | Wipgesloten opp. | Manette avec surface fermée | ROCKER | 2545-214 Rocker screwable (fixing element)
2CKA001434A0570 | 2544-214 | Active | 4011395052402 | 9.51 | 1 | 1 | stuk | Cover plates white | BE31210 | TA (Mech Stnd WA & SSM) | stuk | Wipneutraal symbool | Manette avec symbole neutre | ROCKER | 2544-214 Switch rocker with neutral symbol screwable (fixing element)
2CKA001434A0662 | 2546-914 | Active | 4011395190302 | 6.92 | 1 | 1 | stuk | Cover plates white | BE31210 | TA (Mech Stnd WA & SSM) | stuk | wip schr v wis(contr) kruis SI-B | 2546-914 Bascule, blanc alpin, capots pour interrupteurs/boutons-poussoirs | rocker fix. 1P | 2546-914 Rocker screwable (fixing element)
2CKA001434A0663 | 2544-914 | Active | 4011395190258 | 9.51 | 1 | 1 | stuk | Cover plates white | BE31210 | TA (Mech Stnd WA & SSM) | stuk | wip schroef v 2P(contr) SI-B | 2544-914 Interrupteur à bascule, blanc alpin, capots pour interrupteurs/boutons-poussoirs | rocker sym. 0-1 fix. | 2544-914 Rocker with red spherical cap, with imprint screwable (fixing element)
2CKA001442A0193 | 2621/4 AP | Active | 4011395053607 | 31.02 | 1 | 1 | stuk | Busch-Duro 2000® | BE31210 | TD (Mechanics IP 44 FM) | stuk | BJ-Duro 2000® 2621/4 AP | 2621/4 AP Busch-Blind control® switch/push button SP, push-switch | Switch, SM | 2621/4 AP Busch-Blind control® switch/push button SP, push-switch |  | 5.14
2CKA001442A0201 | 2621 AP | Active | 4011395053706 | 16.55 | 1 | 1 | stuk | Busch-Duro 2000® | BE31210 | TD (Mechanics IP 44 FM) | stuk | 2621 AP Push schak.SM | 2621 AP Push Interrupteur, SM | Push Switch, SM | 2621 AP Push-switch SP, with normally open contact (operating current) |  | 5.14
2CKA001442A0219 | 2621 APGL | Active | 4011395053805 | 24.44 | 1 | 1 | stuk | Busch-Duro 2000® | BE31210 | TD (Mechanics IP 44 FM) | stuk | 2621 APGL schak.SM | 2621 APGL Interrupteur, SM | Switch, SM | 2621 APGL Push-switch SP, with normally open contact (operating current) |  | 5.14
2CKA001442A0417 | 2621-32 | Active | 4011395511800 | 19.59 | 1 | 1 | stuk | Busch-Duro 2000® | BE31210 | TD (Mechanics IP 44 FM) | stuk | 2621-32 schak.SM | 2621-32 Interrupteur, SM | Switch, SM | 2621-32 Push-switch SP, with normally open contact (operating current) |  | 5.14
2CKA001442A0441 | 2621 NAP/KI | Active | 4011395695708 | 22.26 | 1 | 1 | stuk | Busch-Duro 2000® | BE31210 | TD (Mechanics IP 44 FM) | stuk | 2621 NAP/KI schak.SM | 2621 NAP/KI Interrupteur, SM | Switch, SM | 2621 NAP/KI Push-switch SP, with normally open contact (operating current) |  | 5.14
2CKA001442A0469 | 2621/4 W-53 | Active | 4011395992746 | 43.37 | 1 | 1 | stuk | Blind controls | BE31210 | TE (Mechanics IP 44 SM) | stuk | Rolluik actor KNX 2621/4 W-53 | Bouton-poussoir de jalousie | Blind C. Rotary Switch oc 10A | 2621/4 W-53 Blind switch/push switch, with marking push-switch, SP |  | 5.14
2CKA001442A0474 | 2621/4 W-54 | Active | 4011395079522 | 45.55 | 1 | 1 | stuk | Blind controls | BE31210 | TE (Mechanics IP 44 SM) | stuk | Jaloezietoets tekststrokenblad | Bouton-poussoir de jalousie, feuille de marquage | SWITCH | 2621/4 W-54 Blind switch/push switch, with marking push-switch, SP |  | 5.14
2CKA001483A0171 | 2621 WDI | Active | 4011395056004 | 38.87 | 1 | 1 | stuk | Busch-Duro 2000® | BE31210 | TE (Mechanics IP 44 SM) | stuk | BJ-Duro 2000® 2621 WDI | 2621 WDI Push-switch SP, with normally open contact (operating current) | SWITCH | 2621 WDI Push-switch SP, with normally open contact (operating current) |  | 5.14
2CKA001484A0054 | 2621 W-53-206 | Active | 4011395023921 | 20.12 | 1 | 1 | stuk | Switches / Retractive switches | BE31210 | TE (Mechanics IP 44 SM) | stuk | 2621 W-53-206 Push-switch 1gang 2way | Bouton-poussoir à manette | Retrac. Switch oc 10A 1P | 2621 W-53-206 Push-switch 1gang 2way |  | 5.14
2CKA001484A0370 | 2621 W-53 | Active | 4011395992753 | 17.88 | 1 | 1 | stuk | Switches / Retractive switches High runner | BE31210 | TF (Basis AP-WG IP 65) | stuk | 2621 W-53 Push-switch 1gang 1way | Bouton-poussoir à manette | Retrac. Switch oc | 2621 W-53 Push-switch 1gang 1way |  | 5.14
2CKA001484A0371 | 2621 WGL-53 | Active | 4011395992784 | 25.83 | 1 | 1 | stuk | Switches / Retractive switches | BE31210 | TE (Mechanics IP 44 SM) | stuk | 2621 WGL-53 Push-switch 1gang 1way | Bouton-poussoir à manette | Retrac. Switch oc | 2621 WGL-53 Push-switch 1gang 1way |  | 5.14
2CKA001484A0373 | 2621 WN-53-201 | Active | 4011395993491 | 23.52 | 1 | 1 | stuk | Switches / Retractive switches | BE31210 | TE (Mechanics IP 44 SM) | stuk | 2621 WN-53-201 Push-switch 1gang 1way | Bouton-poussoir à manette | Retrac. Switch oc 1P | 2621 WN-53-201 Push-switch 1gang 1way |  | 5.14
2CKA001484A0374 | 2621 WN-53-205-101 | Active | 4011395993507 | 34.02 | 1 | 1 | stuk | Switches / Retractive switches | BE31210 | TE (Mechanics IP 44 SM) | stuk | Switch 2621 WN-53-205-101 | Bouton-poussoir double | Retrac. Switch oc 2g | 2621 WN-53-205-101 2gang 1way 2gang 1way, SP (operating current) |  | 5.14
2CKA001484A0377 | 2621 W-54-206 | Active | 4011395079539 | 21.27 | 1 | 1 | stuk | Switches / Retractive switches | BE31210 | TE (Mechanics IP 44 SM) | stuk | Wiptoets wisselaar | Bouton-poussoir à manette, inverseur | SWITCH | 2621 W-54-206 Push-switch 1gang 2way |  | 5.14
2CKA001484A0378 | 2621 WN-54-201 | Active | 4011395079683 | 24.92 | 1 | 1 | stuk | Switches / Retractive switches | BE31210 | TE (Mechanics IP 44 SM) | stuk | Wiptoets tekst | Bouton-poussoir à manette, zone de marquage | SWITCH | 2621 WN-54-201 Push-switch 1gang 1way |  | 5.14
2CKA001484A0379 | 2621 WN-54-205-101 | Active | 4011395079690 | 35.97 | 1 | 1 | stuk | Switches / Retractive switches | BE31210 | TE (Mechanics IP 44 SM) | stuk | Dubb. toets tekst | Bouton-poussoir double, zone de marquage | SWITCH | 2621 WN-54-205-101 2gang 1way 2gang 1way, SP (operating current) |  | 5.14
2CKA001484A0380 | 2621 W-54 | Active | 4011395094754 | 18.57 | 1 | 1 | stuk | Switches / Retractive switches | BE31210 | TE (Mechanics IP 44 SM) | stuk | WiptoetsMaakcont. | Bouton-poussoir à manette, contact normalement ouvert | Tracer | 2621 W-54 Push-switch 1gang 1way |  | 5.14
2CKA001484A0381 | 2621 WGL-54 | Active | 4011395094761 | 26.52 | 1 | 1 | stuk | Switches / Retractive switches | BE31210 | TE (Mechanics IP 44 SM) | stuk | Wiptoetsverlichting | Bouton-poussoir à manette, avec éclairage | Tracer lights up | 2621 WGL-54 Push-switch 1gang 1way |  | 5.14
2CKA001510A0001 | 2067/11 U | Active | 4011395132715 | 62.04 | 1 | 1 | stuk | Busch-iceLight® | BE31210 | TH (Electronic Basic ran) | stuk | LED insert FM warm wit | LED insert, FM, warm white | LED insert, FM, warm white | 2067/11 U Flush-mounted LED insert Power module warm white |  | 5.14
2CKA001510A0002 | 2067/12 U | Active | 4011395132722 | 62.04 | 1 | 1 | stuk | Busch-iceLight® | BE31210 | TH (Electronic Basic ran) | stuk | LED insert FM neutral wit | LED insert, FM, neutral white | LED insert, FM, neutral white | 2067/12 U Flush-mounted LED insert Power module neutral white |  | 5.14
2CKA001510A0003 | 2068/11-214 | Active | 4011395132739 | 77.72 | 1 | 1 | stuk | Busch-iceLight® | BE31210 | TH (Electronic Basic ran) | stuk | BJ-iceLight® 2068/11-214 | Module mural Busch-Icelight Une direction de lumière, Reflex SI | Wall module Busch-Icelight 1 lighting direction, Reflex SI | 2068/11-214 Wall module Busch-iceLight® |  | 5.14
2CKA001510A0005 | 2068/11-84 | Active | 4011395132753 | 77.72 | 1 | 1 | stuk | Busch-iceLight® | BE31210 | TH (Electronic Basic ran) | stuk | WallM1direction | Wall module, 1direction | Wall module, 1direction | 2068/11-84 Wall module Busch-iceLight® |  | 5.14
2CKA001510A0006 | 2068/14-214 | Active | 4011395132760 | 77.72 | 1 | 1 | stuk | Busch-iceLight® | BE31210 | TH (Electronic Basic ran) | stuk | BJ-iceLight® 2068/14-214 | Module mural Busch-Icelight 5 direction de lumière, Reflex SI | wall module 5 LD, Info RSI | 2068/14-214 Wall module Busch-iceLight® |  | 5.14
2CKA001510A0008 | 2068/14-84 | Active | 4011395132784 | 77.72 | 1 | 1 | stuk | Busch-iceLight® | BE31210 | TH (Electronic Basic ran) | stuk | WallM5 directions | Wall module, 5 directions | Wall module, 5 directions | 2068/14-84 Wall module Busch-iceLight® |  | 5.14
2CKA001510A0012 | 2067/13 U | Active | 4011395134566 | 62.04 | 1 | 1 | stuk | Busch-iceLight® | BE31210 | TH (Electronic Basic ran) | stuk | LED insert FM night warm wit | LED insert, FM, night, warm white | LED insert, FM, night, warm white | 2067/13 U Flush-mounted LED insert Night light warm white |  | 5.14
2CKA001510A0013 | 2067/14 U | Active | 4011395134573 | 62.04 | 1 | 1 | stuk | Busch-iceLight® | BE31210 | TH (Electronic Basic ran) | stuk | LED insert FM night neutral wit | LED insert, FM, night, neutral white | LED insert, FM, night, neutral white | 2067/14 U Flush-mounted LED insert |  | 5.14
2CKA001510A0014 | 2068/21 | Active | 4011395134580 | 244.46 | 1 | 1 | stuk | Busch-iceLight® | BE31210 | TH (Electronic Basic ran) | stuk | BJ-iceLight® 2068/21 | 2068/21 Ceiling module 1 lighting direction | Ceiling module | 2068/21 Ceiling module 1 lighting direction |  | 5.14
2CKA001510A0015 | 2069/11-84 | Active | 4011395134610 | 145.3 | 1 | 1 | stuk | Busch-iceLight® | BE31210 | TH (Electronic Basic ran) | stuk | Set night light davos/studiowit | ICELIGHT PACK VEILLEUSE MURALE davos/blanc studio | Set NL 1 LD, cw, S/F | 2069/11-84 Busch-iceLight® Night light set complete set |  | 5.14
2CKA001510A0016 | 2068/22-214 | Active | 4011395148440 | 52.94 | 1 | 1 | stuk | Busch-iceLight® | BE31210 | TH (Electronic Basic ran) | stuk | BJ-iceLight® 2068/22-214 | Module plafonnier Busch-Icelight Une direction de lumière, Reflex SI, plane | Ceiling module RSI, flat | 2068/22-214 Ceiling module Reflex SI flush-type |  | 5.14
2CKA001510A0017 | 2068/22-84 | Active | 4011395148457 | 55.36 | 1 | 1 | stuk | Busch-iceLight® | BE31210 | TH (Electronic Basic ran) | stuk | BJ-iceLight® 2068/22-84 | Module plafonnier davos/blanc studio Une direction de lumière, Future, plane | Ceiling module S/F, flat | 2068/22-84 Ceiling module solo/future® linear flush-type |  | 5.14
2CKA001510A0018 | 2069/21 | Active | 4011395150214 | 305.59 | 1 | 1 | stuk | Busch-iceLight® | BE31210 | TH (Electronic Basic ran) | stuk | Set ceiling light BJ-Icelight | ICELIGHT PACK PLAFONNIER Busch-Icelight | Set CL, nw | 2069/21 Busch-iceLight® set ceiling module complete set |  | 5.14
2CKA001510A0019 | 2068/11-914 | Active | 4011395192467 | 77.72 | 1 | 1 | stuk | Busch-iceLight® | BE31210 | TH (Electronic Basic ran) | stuk | icelight w,M1 richting SI-B | 2068/11-914 Module mural Busch-iceLight, blanc alpin, capots pour voyants LED | LED-module 1light direct. | 2068/11-914 Wall module Busch-iceLight® |  | 5.14
2CKA001510A0020 | 2068/14-914 | Active | 4011395192474 | 77.72 | 1 | 1 | stuk | Busch-iceLight® | BE31210 | TH (Electronic Basic ran) | stuk | icelight w,M5 richting SI-B | 2068/14-914 Module mural Busch-iceLight, blanc alpin, capots pour voyants LED | LED-Module 5light direct. | 2068/14-914 Wall module Busch-iceLight® |  | 5.14
2CKA001511A0062 | 2061 U | Active | 4011395058800 | 12.86 | 1 | 1 | stuk | Accessories & Others | BE31210 | TA (Mech Stnd WA & SSM) | stuk | LichtSig.-mech. | Mécanisme pour signal lumineux | LIGHT SIGNAL | 2061 U Light signal insert for push lamp not included |  | 5.14
2CKA001511A0096 | 2661 U | Active | 4011395059005 | 12.86 | 1 | 1 | stuk | Accessories & Others | BE31210 | TA (Mech Stnd WA & SSM) | stuk | LichtSig.-mech. | Mécanisme pour signal lumineux | LIGHT SIGNAL | 2661 U Light signal insert for push lamp with E 10-thread |  | 5.14
2CKA001511A0115 | 2062 U | Active | 4011395067451 | 92.02 | 1 | 1 | stuk | Information light | BE31210 | TH (Electronic Basic ran) | stuk | infolicht led inb. | Lumière d'information mécanisme Lumière d'information mécanisme | infolicht led inb. | 2062 U Info light unit |  | 5.14
2CKA001512A0193 | 2526-11 | Active | 4011395059203 | 5.47 | 1 | 1 | stuk | Accessories & Others white | BE31210 | TA (Mech Stnd WA & SSM) | stuk | 2526-11 Cap ind.lamp | 2526-11 Cap for indication lamp | COVER | 2526-11 Cap for indication lamp
2CKA001512A0201 | 2526-12 | Active | 4011395059302 | 5.47 | 1 | 1 | stuk | Accessories & Others white | BE31210 | TA (Mech Stnd WA & SSM) | stuk | 2526-12 Cap ind.lamp | 2526-12 Cap for indication lamp | COVER | 2526-12 Cap for indication lamp
2CKA001512A0219 | 2526-13 | Active | 4011395059401 | 5.47 | 1 | 1 | stuk | Accessories & Others white | BE31210 | TA (Mech Stnd WA & SSM) | stuk | 2526-13 Cap ind.lamp | 2526-13 Cap for indication lamp | COVER | 2526-13 Cap for indication lamp
2CKA001512A0227 | 2526-14 | Active | 4011395059500 | 5.47 | 1 | 1 | stuk | Accessories & Others white | BE31210 | TA (Mech Stnd WA & SSM) | stuk | 2526-14 Cap ind.lamp | 2526-14 Cap for indication lamp | COVER | 2526-14 Cap for indication lamp
2CKA001512A0228 | 1756-914 | Active | 4011395192450 | 12.46 | 1 | 1 | stuk | Cover plates white | BE31210 | TA (Mech Stnd WA & SSM) | stuk | cpl zonder lens v 2661U SI-B | 1756-914 Plaque couvercle, blanc alpin, capots pour voyants LED | c-plate light signal | 1756-914 Cover plate for indication lamp
2CKA001563A0148 | 2863-11-53 | Active | 4011395992852 | 5.74 | 1 | 1 | stuk | Ocean | BE31210 | TE (Mechanics IP 44 SM) | stuk | 2863-11-53 Cap ind.lamp | 2863-11-53 Cap for indication lamp | Cover ocean clear | 2863-11-53 Cap for indication lamp
2CKA001563A0149 | 2863-12-53 | Active | 4011395992876 | 5.74 | 1 | 1 | stuk | Ocean | BE31210 | TE (Mechanics IP 44 SM) | stuk | 2863-12-53 Cap ind.lamp | 2863-12-53 Cap for indication lamp | Cover ocean red | 2863-12-53 Cap for indication lamp
2CKA001563A0150 | 2863-13-53 | Active | 4011395992890 | 5.74 | 1 | 1 | stuk | Ocean | BE31210 | TE (Mechanics IP 44 SM) | stuk | 2863-13-53 Cap ind.lamp | 2863-13-53 Cap for indication lamp | Cover ocean green | 2863-13-53 Cap for indication lamp
2CKA001565A0134 | 1557-11 | Active | 4011395061107 | 10.26 | 1 | 1 | stuk | Alpha | BE31210 | TC (Mechanics Premium) | stuk | 1557-11 Cap ind.lamp | 1557-11 Cap for indication lamp | COVER | 1557-11 Cap for indication lamp
2CKA001565A0142 | 1557-12 | Active | 4011395061206 | 10.26 | 1 | 1 | stuk | Alpha | BE31210 | TC (Mechanics Premium) | stuk | 1557-12 Cap ind.lamp | 1557-12 Cap for indication lamp | COVER | 1557-12 Cap for indication lamp
2CKA001565A0159 | 1557-13 | Active | 4011395061305 | 10.26 | 1 | 1 | stuk | Alpha | BE31210 | TC (Mechanics Premium) | stuk | 1557-13 Cap ind.lamp | 1557-13 Cap for indication lamp | COVER | 1557-13 Cap for indication lamp
2CKA001565A0167 | 1565-11 | Active | 4011395583203 | 10.26 | 1 | 1 | stuk | Accessories & Others | BE31210 | TC (Mechanics Premium) | stuk | 1565-11 Cap ind.lamp | 1565-11 Cap for indication lamp | COVER | 1565-11 Cap for indication lamp
2CKA001565A0175 | 1565-12 | Active | 4011395583302 | 10.26 | 1 | 1 | stuk | Accessories & Others | BE31210 | TC (Mechanics Premium) | stuk | 1565-12 Cap ind.lamp | 1565-12 Cap for indication lamp | COVER | 1565-12 Cap for indication lamp
2CKA001565A0183 | 1565-13 | Active | 4011395583401 | 10.26 | 1 | 1 | stuk | Accessories & Others | BE31210 | TC (Mechanics Premium) | stuk | 1565-13 Cap ind.lamp | 1565-13 Cap for indication lamp | COVER | 1565-13 Cap for indication lamp
2CKA001565A0191 | 2664-11-101 | Active | 4011395871102 | 6.11 | 1 | 1 | stuk | All Weather 44 (IP44) | BE31210 | TD (Mechanics IP 44 FM) | stuk | 2664-11-101 Cap ind.lamp | 2664-11-101 Cap for indication lamp | COVER | 2664-11-101 Cap for indication lamp
2CKA001565A0209 | 2664-12-101 | Active | 4011395871201 | 6.11 | 1 | 1 | stuk | All Weather 44 (IP44) | BE31210 | TD (Mechanics IP 44 FM) | stuk | 2664-12-101 Cap ind.lamp | 2664-12-101 Cap for indication lamp | COVER | 2664-12-101 Cap for indication lamp
2CKA001565A0217 | 2664-13-101 | Active | 4011395871300 | 6.11 | 1 | 1 | stuk | All Weather 44 (IP44) | BE31210 | TD (Mechanics IP 44 FM) | stuk | 2664-13-101 Cap ind.lamp | 2664-13-101 Cap for indication lamp | COVER | 2664-13-101 Cap for indication lamp
2CKA001582A0305 | 2661 W-53 | Active | 4011395992838 | 26.29 | 1 | 1 | stuk | Light signal | BE31210 | TE (Mechanics IP 44 SM) | stuk | 2661 W-53 Neon ind.E 10-thread | 2661 W-53 Neon indicator with E 10-thread | Light Signal oc | 2661 W-53 Neon indicator with E 10-thread |  | 5.14
2CKA001582A0313 | 1538/02 | Active | 4011395038338 | 22.42 | 1 | 1 | stuk | Cover plates | BE31210 | TG (Electronic Security) | stuk | 1538/02 Sensor tape | 1538/02 Sensor tape | Sensor tape, 2 m | 1538/02 Sensor tape |  | 5.14
2CKA001582A0328 | 2661 W-54 | Active | 4011395079546 | 27.68 | 1 | 1 | stuk | Light signal | BE31210 | TE (Mechanics IP 44 SM) | stuk | 2661 W-54 Neon ind.E 10-thread | 2661 W-54 Neon indicator with E 10-thread | LIGHT SIGNAL | 2661 W-54 Neon indicator with E 10-thread |  | 5.14
2CKA001582A0331 | 1518 U | Active | 4011395092484 | 72.19 | 1 | 1 | stuk | Flush-mounted inserts | BE31210 | TG (Electronic Security) | stuk | Voedingsmech. | Mécanisme pour bloc d'alimentation | Transformer insert | 1518 U Power supply insert |  | 5.14
2CKA001582A0332 | 1511 U | Active | 4011395092491 | 189.12 | 1 | 1 | stuk | Flush-mounted inserts | BE31210 | TG (Electronic Security) | stuk | Bewakingsmech. | Mécanisme pour surveillance | Transformer insert | 1511 U Monitoring unit with cancel push button |  | 5.14
2CKA001582A0334 | 1531 U | Active | 4011395092521 | 197.19 | 1 | 1 | stuk | Flush-mounted inserts | BE31210 | TG (Electronic Security) | stuk | BJ-vochtigheidsalarmmech. | Mécanisme pour alarme d'humidité Busch | Busch-Leakage guard insert | 1531 U Busch-Leakage guard insert with cancel push button |  | 5.14
2CKA001582A0335 | 1539 U | Active | 4011395092538 | 151.06 | 1 | 1 | stuk | Flush-mounted inserts | BE31210 | TG (Electronic Security) | stuk | 1539 U Relay insert | Mécanisme pour relais | Relay insert | 1539 U Relay insert |  | 5.14
2CKA001582A0336 | 1563 U-12 | Active | 4011395092545 | 160.29 | 1 | 1 | stuk | Flush-mounted inserts | BE31210 | TG (Electronic Security) | stuk | BJ-waarschuwingsmeldermech. | Mécanisme pour avertisseur Busch | Busch-Alarm insert | 1563 U-12 Busch-Alarm signal insert red |  | 5.14
2CKA001582A0338 | 1564 U-12 | Active | 4011395092569 | 62.49 | 1 | 1 | stuk | Flush-mounted inserts | BE31210 | TG (Electronic Security) | stuk | LichtSig.mech.rood | Mécanisme pour signal lumineux, rouge | Indication lamp insert | 1564 U-12 Light signal insert for push lamp red |  | 5.14
2CKA001582A0339 | 1564 U-13 | Active | 4011395092576 | 62.49 | 1 | 1 | stuk | Flush-mounted inserts | BE31210 | TG (Electronic Security) | stuk | LichtSig.sokkel groen | Mécanisme pour signal lumineux, vert | Indication lamp insert | 1564 U-13 Light signal insert for push lamp green |  | 5.14
2CKA001582A0340 | 1564 U-15 | Active | 4011395092583 | 62.49 | 1 | 1 | stuk | Flush-mounted inserts | BE31210 | TG (Electronic Security) | stuk | LichtSig.mech.geel | Mécanisme pour signal lumineux, jaune | Indication lamp insert | 1564 U-15 Light signal insert for push lamp yellow |  | 5.14
2CKA001582A0341 | 1566 U | Active | 4011395092590 | 133.76 | 1 | 1 | stuk | Flush-mounted inserts | BE31210 | TG (Electronic Security) | stuk | ctrle-indicatiemech. | Mécanisme pour affichage de contrôle | Signal panel insert | 1566 U Signal panel insert 6gang |  | 5.14
2CKA001582A0345 | 1571 CN-214 | Active | 4011395092644 | 9.28 | 1 | 1 | stuk | Cover plates | BE31210 | TG (Electronic Security) | stuk | Centr.Plaatbevestigingstoets,tekst | Plaque centrale avec bouton de commande et zone de marquage | Cover plate | 1571 CN-214 Cover plate 1gang, with labelling field
2CKA001582A0346 | 1571 CN-84 | Active | 4011395092668 | 17.01 | 1 | 1 | stuk | Cover plates | BE31210 | TG (Electronic Security) | stuk | Centr.Plaatbevestigingstoets,tekst | Plaque centrale avec bouton de commande et zone de marquage | Cover plate | 1571 CN-84 Cover plate 1gang, with labelling field
2CKA001582A0347 | 1572 CN-214 | Active | 4011395092675 | 9.05 | 1 | 1 | stuk | Cover plates | BE31210 | TG (Electronic Security) | stuk | Centr.Plaat 2- bevestigingstoets,tekst | Plaque centrale double avec bouton de commande et zone de marquage | Cover plate | 1572 CN-214 Cover plate 2gang, with labelling field
2CKA001582A0348 | 1572 CN-84 | Active | 4011395092682 | 16.78 | 1 | 1 | stuk | Cover plates | BE31210 | TG (Electronic Security) | stuk | Centr.Plaat 2- bevestigingstoets,tekst | Plaque centrale double avec bouton de commande et zone de marquage | Cover plate | 1572 CN-84 Cover plate 2gang, with labelling field
2CKA001582A0349 | 1573 C-214 | Active | 4011395092699 | 10.49 | 1 | 1 | stuk | Cover plates | BE31210 | TG (Electronic Security) | stuk | Centr.Plaatrode,neutrale | Plaque centrale avec calotte rouge et neutre | Cover plate | 1573 C-214 Cover plate with red and neutral neon indicator
2CKA001582A0350 | 1573 CN-84 | Active | 4011395092712 | 18.85 | 1 | 1 | stuk | Cover plates | BE31210 | TG (Electronic Security) | stuk | 1573 CN-84red,neutral light panel,label field | Plaque centrale avec champ lumineux rouge et neutre et zone de marquage | Cover plate | 1573 CN-84 Cover plate with red and neutral light panel and labelling field
2CKA001582A0351 | 1574 C-214 | Active | 4011395092729 | 9.98 | 1 | 1 | stuk | Cover plates | BE31210 | TG (Electronic Security) | stuk | Centr.Plaatrooster | Plaque centrale avec grille | Cover plate | 1574 C-214 Cover plate with loudspeaker grid
2CKA001582A0352 | 1575 CN-214 | Active | 4011395092736 | 12.46 | 1 | 1 | stuk | Cover plates | BE31210 | TG (Electronic Security) | stuk | Centr.Plaat ctrle- indicatiesokkel | Plaque centrale pour mécanisme pour affichage de contrôle | Cover plate | 1575 CN-214 Cover plate 6gang, illuminable, with labelling field
2CKA001582A0353 | 1575 CN-84 | Active | 4011395092743 | 19.09 | 1 | 1 | stuk | Cover plates | BE31210 | TG (Electronic Security) | stuk | Centr.Plaat ctrle- indicatiesokkel | Plaque centrale pour mécanisme pour affichage de contrôle | Cover plate | 1575 CN-84 Cover plate 6gang, illuminable, with labelling field
2CKA001582A0354 | 1576 C-214 | Active | 4011395092750 | 7.21 | 1 | 1 | stuk | Cover plates | BE31210 | TG (Electronic Security) | stuk | Blind Centr.Plaat | Fausse plaque centrale | Blank plate | 1576 C-214 Blank plate
2CKA001582A0355 | 1576 CN-84 | Active | 4011395092774 | 13.32 | 1 | 1 | stuk | Cover plates | BE31210 | TG (Electronic Security) | stuk | Blind Centr.Plaattekstvenster | Fausse plaque centrale avec fenêtre de marquage | Blank plate | 1576 CN-84 Cover plate with labelling field
2CKA001582A0357 | 1571 CN-212 | Active | 4011395122723 | 9.28 | 1 | 1 | stuk | Cover plates | BE31210 | TG (Electronic Security) | stuk | BD reflex si tekst wit | BP pour 1511 BD reflex si ,avec bande texte blanc | Cover plate | 1571 CN-212 Cover plate 1gang, with labelling field
2CKA001582A0358 | 1572 CN-212 | Active | 4011395122730 | 9.05 | 1 | 1 | stuk | Cover plates | BE31210 | TG (Electronic Security) | stuk | BD reflex si tekst wit | Bp pour 1520 u/1 ukz BD reflex si ,avec bande texte blanc | Cover plate | 1572 CN-212 Cover plate 2gang, with labelling field
2CKA001582A0359 | 1573 C-212 | Active | 4011395122747 | 10.54 | 1 | 1 | stuk | Cover plates | BE31210 | TG (Electronic Security) | stuk | rood of neutraal | Plaque centrale cache rouge ou neutre | Cover plate | 1573 C-212 Cover plate with red and neutral neon indicator
2CKA001582A0360 | 1576 C-212 | Active | 4011395122754 | 7.27 | 1 | 1 | stuk | Cover plates | BE31210 | TG (Electronic Security) | stuk | voor 1518 u/1539 u/1561 u wit | Plaque centrale pour 1518 u/1539 u/1561 u blanc | Blank plate | 1576 C-212 Blank plate
2CKA001582A0397 | 1571 CN-914 | Active | 4011395192542 | 9.28 | 1 | 1 | stuk | Cover plates | BE31210 | TG (Electronic Security) | stuk | 1571 CN-914 deksel1ganglabel field | 1571 CN-914 Cover plate 1gang, with labelling field | c-plate InfoL 1g | 1571 CN-914 Cover plate 1gang, with labelling field
2CKA001582A0398 | 1572 CN-914 | Active | 4011395192559 | 9.05 | 1 | 1 | stuk | Cover plates | BE31210 | TG (Electronic Security) | stuk | 1572 CN-914 deksel2ganglabel field | 1572 CN-914 Cover plate 2gang, with labelling field | c-plate InfoL 2g | 1572 CN-914 Cover plate 2gang, with labelling field
2CKA001582A0399 | 1573 C-914 | Active | 4011395192566 | 10.49 | 1 | 1 | stuk | Cover plates | BE31210 | TG (Electronic Security) | stuk | 1573 C-914 deksel red,neutral neon ind. | 1573 C-914 Cover plate with red and neutral neon indicator | c-plate InfoL sym. red | 1573 C-914 Cover plate with red and neutral neon indicator
2CKA001582A0400 | 1575 CN-914 | Active | 4011395192573 | 12.46 | 1 | 1 | stuk | Cover plates | BE31210 | TG (Electronic Security) | stuk | Infoline cpl v 1566U SI-B | 1575 CN-914 Plaque de couvercle, blanc alpin, Ligne info Busch | c-plate InfoL 6f | 1575 CN-914 Cover plate 6gang, illuminable, with labelling field
2CKA001582A0401 | 1576 C-914 | Active | 4011395192580 | 7.21 | 1 | 1 | stuk | Cover plates | BE31210 | TG (Electronic Security) | stuk | Infoline cpl blind SI-B | 1576 CN-914 Plaque vierge, blanc alpin, Ligne info Busch | c-plate InfoL blind | 1576 C-914 Blank plate
2CKA001582A0413 | 1561 U-101 | Active | 4011395207659 | 83.25 | 1 | 1 | stuk | Flush-mounted inserts | BE31210 | TG (Electronic Security) | stuk | 1561 U-101 Buzzer insert | 1561 U-101 Buzzer insert | Buzzer insert Busch-easycare® | 1561 U-101 Buzzer insert |  | 5.14
2CKA001582A0422 | 1510 UC-214-101 | Active | 4011395254776 | 367.85 | 1 | 1 | stuk | Signal System | BE31210 | TG (Electronic Security) | stuk | Miva oproepset SI-B | Jeu d'appel pour WC pour handicapé Balance SI | Toilet signal set | 1510 UC-214-101 Handicapped toilet signal set According to DIN VDE 0834 |  | 5.14
2CKA001582A0424 | 1510 UC-84-101 | Active | 4011395254790 | 394.38 | 1 | 1 | stuk | Signal System | BE31210 | TG (Electronic Security) | stuk | Miva oproepset S-studiowit | Jeu d'appel pour WC pour handicapé davos/blanc studio | Toilet signal set | 1510 UC-84-101 Handicapped toilet signal set According to DIN VDE 0834 |  | 5.14
2CKA001582A0426 | 1510 UC-914-101 | Active | 4011395254851 | 367.85 | 1 | 1 | stuk | Signal System | BE31210 | TG (Electronic Security) | stuk | Miva oproepset SI reflex | Jeu d'appel pour WC pour handicapé SI reflex | Toilet signal set | 1510 UC-914-101 Handicapped toilet signal set According to DIN VDE 0834 |  | 5.14
2CKA001582A0428 | 1515 U-12-101 | Active | 4011395254813 | 167.21 | 1 | 1 | stuk | Flush-mounted inserts | BE31210 | TG (Electronic Security) | stuk | InfolineMiVa alarm VDE0834 inb | 1515 U-12-101 Insert de panneau de signalement d#alarme, Busch-Infoline | Infoline alarm signalling panel insert | 1515 U-12-101 Alarm signalling panel insert According to DIN VDE 0834 |  | 5.14
2CKA001582A0429 | 1520/1 UK-101 | Active | 4011395254820 | 52.35 | 1 | 1 | stuk | Flush-mounted inserts | BE31210 | TG (Electronic Security) | stuk | InfolineMiVa impulsdrukker VDE0843 inb | 1520/1 UK-101 Bouton-poussoir signal/annulation, Busch-Infoline | Infoline signal/cancel push-button | 1520/1 UK-101 Signal/cancel push-button According to DIN VDE 0834 |  | 5.14
2CKA001582A0430 | 1520/1 UKZ-101 | Active | 4011395254837 | 50.51 | 1 | 1 | stuk | Flush-mounted inserts | BE31210 | TG (Electronic Security) | stuk | Sig.mech.trekschak. | Mécanisme pour bouton-poussoir de signal, avec tirette | Signal push-button insert | 1520/1 UKZ-101 Signal push-button According to DIN VDE 0834 |  | 5.14
2CKA001611A0110 | 4310/6 EUJ-212-500 | Active | 4011395064603 | 31.02 | 1 | 1 | stuk | Busch-Duro 2000® | BE31210 | TA (Mech Stnd WA & SSM) | stuk | BJ-Duro 2000® 4310/6 EUJ-212-500 | 4310/6 EUJ-212-500 Combination SCHUKO® socket outlet, with rocker switch | Combination | 4310/6 EUJ-212-500 Combination SCHUKO® socket outlet, with rocker switch |  | 5.14
2CKA001611A0169 | 4310/6 EUJ-214 | Active | 4011395065105 | 29.76 | 1 | 1 | stuk | SCHUKO® socket outlets white | BE31210 | TA (Mech Stnd WA & SSM) | stuk | Combination 4310/6 EUJ-214 | Combination 4310/6 EUJ-214 | Combination 4310/6 EUJ-214 | 4310/6 EUJ-214 Combination SCHUKO® socket outlet, with rocker switch |  | 5.14
2CKA001641A0174 | 2601/6/2300 EAP | Active | 4011395065709 | 36.21 | 1 | 1 | stuk | Busch-Duro 2000® | BE31210 | TD (Mechanics IP 44 FM) | stuk | BJ-Duro 2000® 2601/6/2300 EAP | 2601/6/2300 EAP Combination Swich/Socket, | Combination Swich/Socket,SM | 2601/6/2300 EAP Combination SCHUKO® socket outlet, with rocker switch 1gang 2way |  | 5.14
2CKA001641A0182 | 2601/6/2300 EAP500 | Active | 4011395065808 | 36.21 | 1 | 1 | stuk | Busch-Duro 2000® | BE31210 | TA (Mech Stnd WA & SSM) | stuk | Combination schak/Socket | Combination Interrupteur/Socket | Combination Switch/Socket | 2601/6/2300 EAP500 Combination SCHUKO® socket outlet, with rocker switch 1gang 2way |  | 5.14
2CKA001684A0316 | 2601/6/20 EW-53 | Active | 4011395992913 | 35.52 | 1 | 1 | stuk | SCHUKO® socket outlets High runner | BE31210 | TF (Basis AP-WG IP 65) | stuk | 2601/6/20 EW-53 Comb.schak/stopcont. | 2601/6/20 EW-53 Comb.Interrupteur/prise | Comb.Switch/Socket Outlet, oc | 2601/6/20 EW-53 Combination SCHUKO® socket outlet, with rocker switch 1gang 2way |  | 5.14
2CKA001684A0327 | 2601/6/20 EW-54 | Active | 4011395079553 | 37.05 | 1 | 1 | stuk | SCHUKO® socket outlets | BE31210 | TE (Mechanics IP 44 SM) | stuk | Comb.schak/stopcont. | Comb.Interrupteur/prise | Comb.Switch/Socket Outlet, oc | 2601/6/20 EW-54 Combination SCHUKO® socket outlet, with rocker switch 1gang 2way |  | 5.14
2CKA001684A0330 | 2601/6/20 EBW-53 | Active | 4011395125014 | 40.8 | 1 | 1 | stuk | SCHUKO® socket outlets | BE31210 | TE (Mechanics IP 44 SM) | stuk | Combination/change over schak. | Combination/change over Interrupteur | Combination/change over switch | 2601/6/20 EBW-53 Combination SCHUKO® socket outlet, with rocker switch shuttered |  | 5.14
2CKA001684A0331 | 2601/6/20 EBW-54 | Active | 4011395125021 | 41.76 | 1 | 1 | stuk | SCHUKO® socket outlets | BE31210 | TE (Mechanics IP 44 SM) | stuk | Combination/change over schak. | Combination/change over Interrupteur | Combination/change over switch | 2601/6/20 EBW-54 Combination SCHUKO® socket outlet, with rocker switch shuttered |  | 5.14
2CKA001686A0013 | 2601/6/2300/2 EAP | Active | 4011395068809 | 49.99 | 1 | 1 | stuk | Busch-Duro 2000® | BE31210 | TD (Mechanics IP 44 FM) | stuk | Combination Swich/Socket | Combination Swich/Socket, | Combination Swich/Socket,SM | 2601/6/2300/2 EAP Combination 2 SCHUKO® socket outlets/rocker switch 1gang 2way |  | 5.14
2CKA001710A0110 | 2527-214 | Active | 4011395069202 | 15.34 | 1 | 1 | stuk | Cover plates white for data and communication system | BE31210 | TA (Mech Stnd WA & SSM) | stuk | 2527-214 Cover plate | 2527-214 Cover plate | CENTER PLATE | 2527-214 Cover plate
2CKA001710A0623 | 2527-212 | Active | 4011395069707 | 15.97 | 1 | 1 | stuk | Busch-Duro 2000® | BE31210 | TA (Mech Stnd WA & SSM) | stuk | 2527-212 Cover plate | 2527-212 Cover plate | CENTER PLATE | 2527-212 Cover plate
2CKA001710A0698 | 2529-212 | Active | 4011395070512 | 12.46 | 1 | 1 | stuk | Busch-Duro 2000® | BE31210 | TA (Mech Stnd WA & SSM) | stuk | BJ-Duro 2000® 2529-212 | 2529-212 Cover plate with metal mounting plate | CENTER PLATE | 2529-212 Cover plate with metal mounting plate
2CKA001710A0904 | 1749-20 | Active | 4011395072103 | 26.64 | 1 | 1 | stuk | Alpha | BE31210 | TC (Mechanics Premium) | stuk | Alpha 1749-20 | 1749-20 Cover plate with metal mounting plate | CENTER PLATE | 1749-20 Cover plate with metal mounting plate
2CKA001710A0946 | 1749-21 | Active | 4011395072400 | 26.64 | 1 | 1 | stuk | Alpha | BE31210 | TC (Mechanics Premium) | stuk | Alpha 1749-21 | 1749-21 Cover plate with metal mounting plate | CENTER PLATE | 1749-21 Cover plate with metal mounting plate
2CKA001710A1209 | 1749-24G | Active | 4011395728802 | 19.09 | 1 | 1 | stuk | Alpha | BE31210 | TC (Mechanics Premium) | stuk | Alpha 1749-24G | 1749-24G Cover plate with metal mounting plate | CENTER PLATE | 1749-24G Cover plate with metal mounting plate
2CKA001710A1332 | 2557 PZ-212-101 | Active | 4011395865101 | 9.63 | 1 | 1 | stuk | Busch-Duro 2000® | BE31210 | TH (Electronic Basic ran) | stuk | BJ-Duro 2000® 2557 PZ-212-101 | 2557 PZ-212-101 Cover plate with marking | Center Pl. PZ | 2557 PZ-212-101 Cover plate with marking
2CKA001710A1340 | 2557 SLPZ-212-101 | Active | 4011395865200 | 9.63 | 1 | 1 | stuk | Busch-Duro 2000® | BE31210 | TH (Electronic Basic ran) | stuk | BJ-Duro 2000® 2557 SLPZ-212-101 | 2557 SLPZ-212-101 Cover plate with marking | Center Pl. Key Retrac. Sw. | 2557 SLPZ-212-101 Cover plate with marking
2CKA001710A1415 | 2557 PZ-214-101 | Active | 4011395862704 | 9.63 | 1 | 1 | stuk | Cover plates for 3-step rotary switch & Key switch / Blind switch for profile semi-cylindrical lock | BE31210 | TH (Electronic Basic ran) | stuk | 2557 PZ-214-101 deksellabel | 2557 PZ-214-101 Cover plate with marking | Center Pl. PZ | 2557 PZ-214-101 Cover plate with marking
2CKA001710A1456 | 2557 SLPZ-214-101 | Active | 4011395862308 | 9.63 | 1 | 1 | stuk | Cover plates for 3-step rotary switch & Key switch / Blind switch for profile semi-cylindrical lock | BE31210 | TH (Electronic Basic ran) | stuk | 2557 SLPZ-214-101 deksellabel | 2557 SLPZ-214-101 Cover plate with marking | Center Pl. Key Retrac. Sw. | 2557 SLPZ-214-101 Cover plate with marking
2CKA001710A1522 | 1755 PZ-24G-101 | Active | 4011395866207 | 19.44 | 1 | 1 | stuk | Alpha | BE31210 | TH (Electronic Basic ran) | stuk | 1755 PZ-24G-101 deksellabel | 1755 PZ-24G-101 Cover plate with marking | Center Pl. PZ | 1755 PZ-24G-101 Cover plate with marking
2CKA001710A1550 | 1803-84-500 | Active | 4011395172957 | 21.19 | 1 | 1 | stuk | Cover plates white for data and communication system | BE31210 | TC (Mechanics Premium) | stuk | 1803-84-500 | 1803-84-500 Cover plate | 1803-84-500 Cover plate | 1803-84-500 Cover plate
2CKA001710A1551 | 1803-02-84-500 | Active | 4011395172964 | 21.19 | 1 | 1 | stuk | Cover plates white for data and communication system | BE31210 | TC (Mechanics Premium) | stuk | 1803-02-84-500 2gang | 1803-02-84-500 Cover plate 2gang | 1803-02-84-500 Cover plate 2gang | 1803-02-84-500 Cover plate 2gang
2CKA001710A1597 | 1755 SLPZ-24G-101 | Active | 4011395866900 | 19.44 | 1 | 1 | stuk | Alpha | BE31210 | TH (Electronic Basic ran) | stuk | 1755 SLPZ-24G-101 Cover plate | 1755 SLPZ-24G-101 Cover plate | Center Pl. Key Retrac. Sw. | 1755 SLPZ-24G-101 Cover plate
2CKA001710A1811 | 2142 DR-34 | Active | 4011395870600 | 30.32 | 1 | 1 | stuk | All Weather 44 (IP44) | BE31210 | TD (Mechanics IP 44 FM) | stuk | All Weather 44 2142 DR-34 | 2142 DR-34 Cover plate with rotary control, with marking | CENTER PLATE | 2142 DR-34 Cover plate with rotary control, with marking
2CKA001710A1829 | 2155 PZ-34 | Active | 4011395870709 | 31.59 | 1 | 1 | stuk | All Weather 44 (IP44) | BE31210 | TH (Electronic Basic ran) | stuk | 2155 PZ-34 deksellabel | 2155 PZ-34 Cover plate with marking | CENTER PLATE | 2155 PZ-34 Cover plate with marking
2CKA001710A1837 | 2155 SLPZ-34 | Active | 4011395870808 | 31.59 | 1 | 1 | stuk | All Weather 44 (IP44) | BE31210 | TH (Electronic Basic ran) | stuk | 2155 SLPZ-34 deksellabel | 2155 SLPZ-34 Cover plate with marking | CENTER PLATE | 2155 SLPZ-34 Cover plate with marking
2CKA001710A1845 | 2133-34 | Active | 4011395870907 | 21.16 | 1 | 1 | stuk | All Weather 44 (IP44) | BE31210 | TD (Mechanics IP 44 FM) | stuk | All Weather 44 2133-34 | 2133-34 Cover plate with metal mounting plate | CENTER PLATE | 2133-34 Cover plate with metal mounting plate
2CKA001710A1852 | 2138-34 | Active | 4011395871003 | 15.39 | 1 | 1 | stuk | All Weather 44 (IP44) | BE31210 | TD (Mechanics IP 44 FM) | stuk | Blind Centr.Plaat | Fausse plaque centrale | CENTER PLATE | 2138-34 Blank plate with metal mounting plate
2CKA001710A1860 | 2118 GK-34 | Active | 4011395872406 | 13.83 | 1 | 1 | stuk | All Weather 44 (IP44) | BE31210 | TD (Mechanics IP 44 FM) | stuk | Tussenringdeksel | Bague intermédiaire avec couvercle | INTERMEDIATE RING | 2118 GK-34 Intermediate ring, hinged lid
2CKA001710A1878 | 2118 GKN-34 | Active | 4011395872505 | 18.23 | 1 | 1 | stuk | All Weather 44 (IP44) | BE31210 | TD (Mechanics IP 44 FM) | stuk | Tussenringdeksel | Bague intermédiaire avec couvercle | INTERMEDIATE RING | 2118 GKN-34 Intermediate ring with hinged lid with labelling field
2CKA001710A1886 | 2142 DR-35 | Active | 4011395874301 | 32.74 | 1 | 1 | stuk | All Weather 44 (IP44) | BE31210 | TD (Mechanics IP 44 FM) | stuk | All Weather 44 2142 DR-35 | 2142 DR-35 Cover plate with rotary control, with marking | CENTER PLATE | 2142 DR-35 Cover plate with rotary control, with marking
2CKA001710A1894 | 2155 PZ-35 | Active | 4011395874400 | 34.02 | 1 | 1 | stuk | All Weather 44 (IP44) | BE31210 | TH (Electronic Basic ran) | stuk | 2155 PZ-35 deksellabel | 2155 PZ-35 Cover plate with marking | CENTER PLATE | 2155 PZ-35 Cover plate with marking
2CKA001710A1902 | 2155 SLPZ-35 | Active | 4011395874509 | 34.02 | 1 | 1 | stuk | All Weather 44 (IP44) | BE31210 | TH (Electronic Basic ran) | stuk | 2155 SLPZ-35 deksellabel | 2155 SLPZ-35 Cover plate with marking | CENTER PLATE | 2155 SLPZ-35 Cover plate with marking
2CKA001710A1910 | 2133-35 | Active | 4011395874608 | 25.49 | 1 | 1 | stuk | All Weather 44 (IP44) | BE31210 | TD (Mechanics IP 44 FM) | stuk | All Weather 44 2133-35 | 2133-35 Cover plate with metal mounting plate | CENTER PLATE | 2133-35 Cover plate with metal mounting plate
2CKA001710A1928 | 2138-35 | Active | 4011395874707 | 19.54 | 1 | 1 | stuk | All Weather 44 (IP44) | BE31210 | TD (Mechanics IP 44 FM) | stuk | Blind Centr.Plaat | Fausse plaque centrale | CENTER PLATE | 2138-35 Blank plate with metal mounting plate
2CKA001710A1936 | 2118 GK-35 | Active | 4011395875001 | 16.72 | 1 | 1 | stuk | All Weather 44 (IP44) | BE31210 | TD (Mechanics IP 44 FM) | stuk | Tussenringdeksel | Bague intermédiaire avec couvercle | INTERMEDIATE RING | 2118 GK-35 Intermediate ring, hinged lid
2CKA001710A1951 | 2118 GKSL-34 | Active | 4011395872604 | 67.91 | 1 | 1 | stuk | All Weather 44 (IP44) | BE31210 | TD (Mechanics IP 44 FM) | stuk | Tussenringdeksel | Bague intermédiaire avec couvercle | INTERMEDIATE RING | 2118 GKSL-34 Intermediate ring with hinged lid lockable, differing locks
2CKA001710A1969 | 2118 GKSLN-34 | Active | 4011395872703 | 75.41 | 1 | 1 | stuk | All Weather 44 (IP44) | BE31210 | TD (Mechanics IP 44 FM) | stuk | Tussenringdeksel | Bague intermédiaire avec couvercle | INTERMEDIATE RING | 2118 GKSLN-34 Intermediate ring with hinged lid lockable, differing locks
2CKA001710A1977 | 2118 GKSL-35 | Active | 4011395884102 | 72.19 | 1 | 1 | stuk | All Weather 44 (IP44) | BE31210 | TD (Mechanics IP 44 FM) | stuk | Tussenringdeksel | Bague intermédiaire avec couvercle | INTERMEDIATE RING | 2118 GKSL-35 Intermediate ring with hinged lid lockable, differing locks
2CKA001710A1985 | 2118 GKSLN-35 | Active | 4011395875209 | 77.96 | 1 | 1 | stuk | All Weather 44 (IP44) | BE31210 | TD (Mechanics IP 44 FM) | stuk | Tussenringdeksel | Bague intermédiaire avec couvercle | INTERMEDIATE RING | 2118 GKSLN-35 Intermediate ring with hinged lid lockable, differing locks
2CKA001710A1993 | 2118 GKN-35 | Active | 4011395875100 | 21.79 | 1 | 1 | stuk | All Weather 44 (IP44) | BE31210 | TD (Mechanics IP 44 FM) | stuk | Tussenringdeksel | Bague intermédiaire avec couvercle | INTERMEDIATE RING | 2118 GKN-35 Intermediate ring with hinged lid with labelling field
2CKA001710A2025 | 1803-24G | Active | 4011395896402 | 9.63 | 1 | 1 | stuk | Alpha | BE31210 | TC (Mechanics Premium) | stuk | 1803-24G Cover plate | 1803-24G Cover plate | Center Pl. A-nea UAE 1g | 1803-24G Cover plate
2CKA001710A2033 | 1803-02-24G | Active | 4011395896600 | 9.63 | 1 | 1 | stuk | Alpha | BE31210 | TC (Mechanics Premium) | stuk | 1803-02-24G deksel2gang | 1803-02-24G Cover plate 2gang | Center Pl. A-nea UAE 2g | 1803-02-24G Cover plate 2gang
2CKA001710A2223 | 2142 DR-32 | Active | 4011395911402 | 30.32 | 1 | 1 | stuk | All Weather 44 (IP44) | BE31210 | TD (Mechanics IP 44 FM) | stuk | All Weather 44 2142 DR-32 | 2142 DR-32 Cover plate with rotary control, with marking | CENTER PLATE | 2142 DR-32 Cover plate with rotary control, with marking
2CKA001710A2231 | 2155 PZ-32 | Active | 4011395911501 | 31.59 | 1 | 1 | stuk | All Weather 44 (IP44) | BE31210 | TH (Electronic Basic ran) | stuk | 2155 PZ-32 deksellabel | 2155 PZ-32 Cover plate with marking | CENTER PLATE | 2155 PZ-32 Cover plate with marking
2CKA001710A2249 | 2155 SLPZ-32 | Active | 4011395911600 | 31.59 | 1 | 1 | stuk | All Weather 44 (IP44) | BE31210 | TH (Electronic Basic ran) | stuk | 2155 SLPZ-32 deksellabel | 2155 SLPZ-32 Cover plate with marking | CENTER PLATE | 2155 SLPZ-32 Cover plate with marking
2CKA001710A2256 | 2133-32 | Active | 4011395911709 | 21.79 | 1 | 1 | stuk | All Weather 44 (IP44) | BE31210 | TD (Mechanics IP 44 FM) | stuk | All Weather 44 2133-32 | 2133-32 Cover plate with metal mounting plate | CENTER PLATE | 2133-32 Cover plate with metal mounting plate
2CKA001710A2264 | 2138-32 | Active | 4011395911808 | 15.87 | 1 | 1 | stuk | All Weather 44 (IP44) | BE31210 | TD (Mechanics IP 44 FM) | stuk | Blind Centr.Plaat | Fausse plaque centrale | CENTER PLATE | 2138-32 Blank plate with metal mounting plate
2CKA001710A2272 | 2118 GK-32 | Active | 4011395912102 | 14.25 | 1 | 1 | stuk | All Weather 44 (IP44) | BE31210 | TD (Mechanics IP 44 FM) | stuk | Tussenringdeksel | Bague intermédiaire avec couvercle | INTERMEDIATE RING | 2118 GK-32 Intermediate ring, hinged lid
2CKA001710A2280 | 2118 GKN-32 | Active | 4011395912201 | 19.32 | 1 | 1 | stuk | All Weather 44 (IP44) | BE31210 | TD (Mechanics IP 44 FM) | stuk | Tussenringdeksel | Bague intermédiaire avec couvercle | INTERMEDIATE RING | 2118 GKN-32 Intermediate ring with hinged lid with labelling field
2CKA001710A2298 | 2118 GKSL-32 | Active | 4011395912300 | 70.34 | 1 | 1 | stuk | All Weather 44 (IP44) | BE31210 | TD (Mechanics IP 44 FM) | stuk | Tussenringdeksel | Bague intermédiaire avec couvercle | INTERMEDIATE RING | 2118 GKSL-32 Intermediate ring with hinged lid lockable, differing locks
2CKA001710A2306 | 2118 GKSLN-32 | Active | 4011395912409 | 75.41 | 1 | 1 | stuk | All Weather 44 (IP44) | BE31210 | TD (Mechanics IP 44 FM) | stuk | Tussenringdeksel | Bague intermédiaire avec couvercle | INTERMEDIATE RING | 2118 GKSLN-32 Intermediate ring with hinged lid lockable, differing locks
2CKA001710A2330 | 1740 DR-22G | Active | 4011395917909 | 14.07 | 1 | 1 | stuk | Alpha | BE31210 | TC (Mechanics Premium) | stuk | Alpha 1740 DR-22G | 1740 DR-22G Cover plate with rotary control, with marking | Center Pl. A-nea Rotary/B. | 1740 DR-22G Cover plate with rotary control, with marking
2CKA001710A2348 | 1755 PZ-22G-101 | Active | 4011395918005 | 19.44 | 1 | 1 | stuk | Alpha | BE31210 | TH (Electronic Basic ran) | stuk | 1755 PZ-22G-101 deksellabel | 1755 PZ-22G-101 Cover plate with marking | Center Pl. A-nea PZ | 1755 PZ-22G-101 Cover plate with marking
2CKA001710A2355 | 1755 SLPZ-22G-101 | Active | 4011395918104 | 19.44 | 1 | 1 | stuk | Alpha | BE31210 | TH (Electronic Basic ran) | stuk | 1755 SLPZ-22G-101 Cover plate | 1755 SLPZ-22G-101 Cover plate | Center Pl. A-nea Key R.Sw. | 1755 SLPZ-22G-101 Cover plate
2CKA001710A2389 | 1742-22G | Active | 4011395918609 | 13.83 | 1 | 1 | stuk | Alpha | BE31210 | TC (Mechanics Premium) | stuk | Blind Centr.Plaat | Fausse plaque centrale | Cover DCS A-nea blind | 1742-22G Blank plate with metal mounting plate
2CKA001710A2397 | 1770-22G-101 | Active | 4011395918708 | 15.92 | 1 | 1 | stuk | Control elements / cover plates | BE31210 | TH (Electronic Basic ran) | stuk | 1770-22G-101 deksel rotary ctrl label | 1770-22G-101 Cover plate with rotary control, with marking | Center Pl. A-nea Rotary | 1770-22G-101 Cover plate with rotary control, with marking
2CKA001710A2405 | 1771-22G-101 | Active | 4011395918807 | 15.92 | 1 | 1 | stuk | Control elements / cover plates | BE31210 | TH (Electronic Basic ran) | stuk | 1771-22G-101 deksel rotary ctrl label | 1771-22G-101 Cover plate with rotary control, with marking | Center Pl. A-nea Rotary | 1771-22G-101 Cover plate with rotary control, with marking
2CKA001710A2413 | 1756-22G | Active | 4011395918906 | 14.35 | 1 | 1 | stuk | Alpha | BE31210 | TC (Mechanics Premium) | stuk | 1756-22G dekselind.lamp | 1756-22G Cover plate for indication lamp | Center Pl. A-nea Light-S. | 1756-22G Cover plate for indication lamp
2CKA001710A2454 | 1743-22G | Active | 4011395922002 | 9.63 | 1 | 1 | stuk | Alpha | BE31210 | TC (Mechanics Premium) | stuk | Alpha 1743-22G | 1743-22G Cover plate as cover for standard Radio/TV/SAT socket outlets | Center Pl. A-nea Aerial | 1743-22G Cover plate as cover for standard Radio/TV/SAT socket outlets
2CKA001710A2470 | 1746-22G-101 | Active | 4011395922309 | 16.09 | 1 | 1 | stuk | Alpha | BE31210 | TC (Mechanics Premium) | stuk | 1746-22G-101 Cover plate | 1746-22G-101 Cover plate | Cover DCS A-nea H. Lid | 1746-22G-101 Cover plate
2CKA001710A2488 | 1746-22G FN | Active | 4011395922408 | 17.06 | 1 | 1 | stuk | Alpha | BE31210 | TC (Mechanics Premium) | stuk | Afdek.TAE deksel | Plaque de recouvrement, TAE, couvercle clapet | Cover DCS A-nea H. Lid | 1746-22G FN Cover plate
2CKA001710A2496 | 1766-22G | Active | 4011395922507 | 9.63 | 1 | 1 | stuk | Alpha | BE31210 | TC (Mechanics Premium) | stuk | 1766-22G Cover plate | 1766-22G Cover plate | Cover DCS A-nea | 1766-22G Cover plate
2CKA001710A2504 | 2561-22G | Active | 4011395922606 | 16.72 | 1 | 1 | stuk | Alpha | BE31210 | TC (Mechanics Premium) | stuk | Alpha 2561-22G | 2561-22G Cover plate with metal mounting plate | Cover DCS A-nea Mod.-J. | 2561-22G Cover plate with metal mounting plate
2CKA001710A2512 | 2561-02-22G | Active | 4011395922705 | 17.24 | 1 | 1 | stuk | Alpha | BE31210 | TC (Mechanics Premium) | stuk | Alpha 2561-02-22G | 2561-02-22G Cover plate with metal mounting plate | Cover DCS A-nea Mod.-J. | 2561-02-22G Cover plate with metal mounting plate
2CKA001710A2546 | 1748-22G | Active | 4011395923108 | 18.74 | 1 | 1 | stuk | Alpha | BE31210 | TC (Mechanics Premium) | stuk | 1748-22G Cover plate | 1748-22G Cover plate | Cover DCS A-nea | 1748-22G Cover plate
2CKA001710A2561 | 1749-22G | Active | 4011395923702 | 19.09 | 1 | 1 | stuk | Alpha | BE31210 | TC (Mechanics Premium) | stuk | Alpha 1749-22G | 1749-22G Cover plate with metal mounting plate | Cover DCS A-nea C. Outl. | 1749-22G Cover plate with metal mounting plate
2CKA001710A2603 | 1803-22G | Active | 4011395924709 | 9.63 | 1 | 1 | stuk | Alpha | BE31210 | TC (Mechanics Premium) | stuk | 1803-22G Cover plate | 1803-22G Cover plate | Center Pl. A-nea UAE 1g | 1803-22G Cover plate
2CKA001710A2611 | 1803-02-22G | Active | 4011395924808 | 9.63 | 1 | 1 | stuk | Alpha | BE31210 | TC (Mechanics Premium) | stuk | 1803-02-22G deksel2gang | 1803-02-22G Cover plate 2gang | Center Pl. A-nea UAE 2g | 1803-02-22G Cover plate 2gang
2CKA001710A2645 | 1800-22G | Active | 4011395925102 | 17.69 | 1 | 1 | stuk | Alpha | BE31210 | TC (Mechanics Premium) | stuk | 1800-22G deksel label field | 1800-22G Cover plate with labelling field | Center Pl. A-nea Mod.-J.2g | 1800-22G Cover plate with labelling field
2CKA001710A2652 | 1746/10-22G | Active | 4011395925201 | 8.89 | 1 | 1 | stuk | Alpha | BE31210 | TC (Mechanics Premium) | stuk | 1746/10-22G Cover plate | 1746/10-22G Cover plate | Cover DCS A-nea | 1746/10-22G Cover plate
2CKA001710A2710 | 1800-24G | Active | 4011395929704 | 17.69 | 1 | 1 | stuk | Alpha | BE31210 | TC (Mechanics Premium) | stuk | 1800-24G deksel label field | 1800-24G Cover plate with labelling field | Center Pl. A-nea Mod.-J.2g | 1800-24G Cover plate with labelling field
2CKA001710A2744 | 1746/10-24G | Active | 4011395930007 | 8.89 | 1 | 1 | stuk | Alpha | BE31210 | TC (Mechanics Premium) | stuk | 1746/10-24G Cover plate | 1746/10-24G Cover plate | Cover DCS A-nea | 1746/10-24G Cover plate
2CKA001710A3100 | 1816 | Active | 4011395973035 | 8.13 | 1 | 1 | stuk | Data and communication | BE31210 | TA (Mech Stnd WA & SSM) | stuk | 1816Mounting plateblue insert | 1816 Mounting plate with blue insert | Mounting Grid 2g | 1816 Mounting plate with blue insert
2CKA001710A3113 | 2542 DR/01-20 | Active | 4011395990278 | 20.48 | 1 | 1 | stuk | Alpha | BE31210 | TC (Mechanics Premium) | stuk | Alpha 2542 DR/01-20 | 2542 DR/01-20 Cover plate with rotary control, with marking | Center Pl. A-nea Rotary | 2542 DR/01-20 Cover plate with rotary control, with marking
2CKA001710A3114 | 2542 DR/01-21 | Active | 4011395990292 | 20.48 | 1 | 1 | stuk | Alpha | BE31210 | TC (Mechanics Premium) | stuk | Alpha 2542 DR/01-21 | 2542 DR/01-21 Cover plate with rotary control, with marking | Center Pl. A-nea Rotary | 2542 DR/01-21 Cover plate with rotary control, with marking
2CKA001710A3115 | 2542 DR/01-22G | Active | 4011395990315 | 14.07 | 1 | 1 | stuk | Alpha | BE31210 | TC (Mechanics Premium) | stuk | Alpha 2542 DR/01-22G | 2542 DR/01-22G Cover plate with rotary control, with marking | Center Pl. A-nea Rotary | 2542 DR/01-22G Cover plate with rotary control, with marking
2CKA001710A3117 | 2542 DR/01-24G | Active | 4011395990346 | 14.07 | 1 | 1 | stuk | Alpha | BE31210 | TC (Mechanics Premium) | stuk | Alpha 2542 DR/01-24G | 2542 DR/01-24G Cover plate with rotary control, with marking | Center Pl. A-nea Rotary | 2542 DR/01-24G Cover plate with rotary control, with marking
2CKA001710A3143 | 1742-82 | Active | 4011395995426 | 13.03 | 1 | 1 | stuk | Cover plates white for data and communication system | BE31210 | TA (Mech Stnd WA & SSM) | stuk | Blind Centr.Plaat | Fausse plaque centrale | Cover DCS SF Blind | 1742-82 Blank plate with metal mounting plate
2CKA001710A3144 | 1766-82 | Active | 4011395995488 | 8.31 | 1 | 1 | stuk | Cover plates white for data and communication system | BE31210 | TA (Mech Stnd WA & SSM) | stuk | 1766-82 Cover plate | 1766-82 Cover plate | Center Pl. SF DCS | 1766-82 Cover plate
2CKA001710A3145 | 1749-82 | Active | 4011395995501 | 18.17 | 1 | 1 | stuk | Cover plates white for data and communication system | BE31210 | TA (Mech Stnd WA & SSM) | stuk | 1749-82 deksel flex outlet | 1749-82 Cover plate with flex outlet | Cover DCS SF C. Outl. | 1749-82 Cover plate with flex outlet
2CKA001710A3146 | 1803-02-82 | Active | 4011395995525 | 11.98 | 1 | 1 | stuk | Cover plates white for data and communication system | BE31210 | TA (Mech Stnd WA & SSM) | stuk | 1803-02-82 deksel2gang | 1803-02-82 Cover plate 2gang | Center Pl. SF 2g | 1803-02-82 Cover plate 2gang
2CKA001710A3147 | 1803-82 | Active | 4011395995532 | 11.98 | 1 | 1 | stuk | Cover plates white for data and communication system | BE31210 | TA (Mech Stnd WA & SSM) | stuk | 1803-82 Cover plate | 1803-82 Cover plate | Center Pl. SF 1g | 1803-82 Cover plate
2CKA001710A3148 | 1750-82 | Active | 4011395995549 | 12.74 | 1 | 1 | stuk | Cover plates white for data and communication system | BE31210 | TA (Mech Stnd WA & SSM) | stuk | 1750-82 dekselMetalMounting plate | 1750-82 Cover plate with metal mounting plate | Cover DCS SF BNC/TNC | 1750-82 Cover plate with metal mounting plate
2CKA001710A3149 | 1746-82 | Active | 4011395995563 | 15.23 | 1 | 1 | stuk | Cover plates white for data and communication system | BE31210 | TA (Mech Stnd WA & SSM) | stuk | 1746-82 Cover plate | 1746-82 Cover plate | Cover DCS SF H. Lid | 1746-82 Cover plate
2CKA001710A3154 | 1740-82 | Active | 4011395995716 | 13.44 | 1 | 1 | stuk | Cover plates white for blind control | BE31210 | TA (Mech Stnd WA & SSM) | stuk | 1740-82 deksel rotary ctrl label | 1740-82 Cover plate with rotary control, with marking | Center Pl. SF Blind/Retrac. | 1740-82 Cover plate with rotary control, with marking
2CKA001710A3155 | 1745-82 | Active | 4011395995730 | 8.31 | 1 | 1 | stuk | Cover plates white for data and communication system | BE31210 | TA (Mech Stnd WA & SSM) | stuk | 1745-82 Cover plate | 1745-82 Cover plate | Center Pl. SF Phone | 1745-82 Cover plate
2CKA001710A3157 | 1755 SL/PZ-82-101 | Active | 4011395995792 | 14.25 | 1 | 1 | stuk | Cover plates for 3-step rotary switch & Key switch / Blind switch for profile semi-cylindrical lock | BE31210 | TH (Electronic Basic ran) | stuk | 1755 SL/PZ-82-101 deksel label field | 1755 SL/PZ-82-101 Cover plate with labelling field | Center Pl. SF Key Retrac. Sw. | 1755 SL/PZ-82-101 Cover plate with labelling field
2CKA001710A3158 | 1800-82 | Active | 4011395995815 | 15.57 | 1 | 1 | stuk | Cover plates white for data and communication system | BE31210 | TA (Mech Stnd WA & SSM) | stuk | 1800-82 deksel label field | 1800-82 Cover plate with labelling field | Center Pl. SF Mod.-Jack 2g | 1800-82 Cover plate with labelling field
2CKA001710A3161 | 1742-84 | Active | 4011395996379 | 13.03 | 1 | 1 | stuk | Cover plates white for data and communication system | BE31210 | TA (Mech Stnd WA & SSM) | stuk | Blind Centr.Plaat | Fausse plaque centrale | Cover DCS SF Blind | 1742-84 Blank plate with metal mounting plate
2CKA001710A3162 | 1766-84 | Active | 4011395996430 | 8.31 | 1 | 1 | stuk | Cover plates white for data and communication system | BE31210 | TA (Mech Stnd WA & SSM) | stuk | 1766-84 Cover plate | 1766-84 Cover plate | Center Pl. SF DCS | 1766-84 Cover plate
2CKA001710A3163 | 1749-84 | Active | 4011395996454 | 18.17 | 1 | 1 | stuk | Cover plates white for data and communication system | BE31210 | TA (Mech Stnd WA & SSM) | stuk | 1749-84 deksel flex outlet | 1749-84 Cover plate with flex outlet | Cover DCS SF C. Outl. | 1749-84 Cover plate with flex outlet
2CKA001710A3164 | 1803-02-84 | Active | 4011395996713 | 11.98 | 1 | 1 | stuk | Cover plates white for data and communication system | BE31210 | TA (Mech Stnd WA & SSM) | stuk | 1803-02-84 deksel2gang | 1803-02-84 Cover plate 2gang | Center Pl. SF 2g | 1803-02-84 Cover plate 2gang
2CKA001710A3165 | 1803-84 | Active | 4011395996485 | 11.98 | 1 | 1 | stuk | Cover plates white for data and communication system | BE31210 | TA (Mech Stnd WA & SSM) | stuk | 1803-84 Cover plate | 1803-84 Cover plate | Center Pl. SF 1g | 1803-84 Cover plate
2CKA001710A3166 | 1750-84 | Active | 4011395996508 | 12.74 | 1 | 1 | stuk | Cover plates white for data and communication system | BE31210 | TA (Mech Stnd WA & SSM) | stuk | 1750-84 dekselMetalMounting plate | 1750-84 Cover plate with metal mounting plate | Cover DCS SF BNC/TNC | 1750-84 Cover plate with metal mounting plate
2CKA001710A3167 | 1746-84 | Active | 4011395996522 | 15.23 | 1 | 1 | stuk | Cover plates white for data and communication system | BE31210 | TA (Mech Stnd WA & SSM) | stuk | 1746-84 Cover plate | 1746-84 Cover plate | Cover DCS SF H. Lid | 1746-84 Cover plate
2CKA001710A3172 | 1740-84 | Active | 4011395996652 | 13.44 | 1 | 1 | stuk | Cover plates white for blind control | BE31210 | TA (Mech Stnd WA & SSM) | stuk | 1740-84 deksel rotary ctrl label | 1740-84 Cover plate with rotary control, with marking | Center Pl. SF Blind/Retrac. | 1740-84 Cover plate with rotary control, with marking
2CKA001710A3173 | 1745-84 | Active | 4011395996676 | 8.31 | 1 | 1 | stuk | Cover plates white for data and communication system | BE31210 | TA (Mech Stnd WA & SSM) | stuk | 1745-84 Cover plate | 1745-84 Cover plate | Center Pl. SF Phone | 1745-84 Cover plate
2CKA001710A3175 | 1755 SL/PZ-84-101 | Active | 4011395996737 | 14.25 | 1 | 1 | stuk | Cover plates for 3-step rotary switch & Key switch / Blind switch for profile semi-cylindrical lock | BE31210 | TH (Electronic Basic ran) | stuk | 1755 SL/PZ-84-101 deksel label field | 1755 SL/PZ-84-101 Cover plate with labelling field | Center Pl. SF Key Retrac. Sw. | 1755 SL/PZ-84-101 Cover plate with labelling field
2CKA001710A3176 | 1800-84 | Active | 4011395996751 | 15.57 | 1 | 1 | stuk | Cover plates white for data and communication system | BE31210 | TA (Mech Stnd WA & SSM) | stuk | 1800-84 deksel label field | 1800-84 Cover plate with labelling field | Center Pl. SF Mod.-Jack 2g | 1800-84 Cover plate with labelling field
2CKA001710A3293 | 1792-20-101 | Active | 4011395004692 | 66.19 | 1 | 1 | stuk | Alpha | BE31210 | TC (Mechanics Premium) | stuk | 1792-20-101 Cover plate | 1792-20-101 Cover plate | Center Pl. A-nea Card Switch | 1792-20-101 Cover plate
2CKA001710A3294 | 1792-21-101 | Active | 4011395004715 | 66.19 | 1 | 1 | stuk | Alpha | BE31210 | TC (Mechanics Premium) | stuk | 1792-21-101 Cover plate | 1792-21-101 Cover plate | Center Pl. A-nea Card Switch | 1792-21-101 Cover plate
2CKA001710A3295 | 1792-22G-101 | Active | 4011395004739 | 61.58 | 1 | 1 | stuk | Alpha | BE31210 | TC (Mechanics Premium) | stuk | 1792-22G-101 Cover plate | 1792-22G-101 Cover plate | Center Pl. A-nea Card Switch | 1792-22G-101 Cover plate
2CKA001710A3297 | 1792-24G-101 | Active | 4011395004777 | 61.58 | 1 | 1 | stuk | Alpha | BE31210 | TC (Mechanics Premium) | stuk | 1792-24G-101 Cover plate | 1792-24G-101 Cover plate | Center Pl. A-nea Card Switch | 1792-24G-101 Cover plate
2CKA001710A3302 | 1740 DR-260 | Active | 4011395005170 | 20.48 | 1 | 1 | stuk | Alpha | BE31210 | TC (Mechanics Premium) | stuk | Alpha 1740 DR-260 | 1740 DR-260 Cover plate with rotary control, with marking | Center Pl. Blind Retrac. | 1740 DR-260 Cover plate with rotary control, with marking
2CKA001710A3305 | 1792-260-101 | Active | 4011395005279 | 66.19 | 1 | 1 | stuk | Alpha | BE31210 | TC (Mechanics Premium) | stuk | 1792-260-101 Cover plate | 1792-260-101 Cover plate | Center Pl. A-E Card Switch | 1792-260-101 Cover plate
2CKA001710A3306 | 1756-260 | Active | 4011395005293 | 21.39 | 1 | 1 | stuk | Alpha | BE31210 | TC (Mechanics Premium) | stuk | 1756-260 dekselind.lamp | 1756-260 Cover plate for indication lamp | Center Pl. A-E Light Signal | 1756-260 Cover plate for indication lamp
2CKA001710A3309 | 1742-260 | Active | 4011395005583 | 19.66 | 1 | 1 | stuk | Alpha | BE31210 | TC (Mechanics Premium) | stuk | Blind Centr.Plaat | Fausse plaque centrale | Cover DCS A-E | 1742-260 Blank plate with metal mounting plate
2CKA001710A3310 | 1766-260 | Active | 4011395005668 | 14.93 | 1 | 1 | stuk | Alpha | BE31210 | TC (Mechanics Premium) | stuk | 1766-260 Cover plate | 1766-260 Cover plate | Center Pl. A-E DCS | 1766-260 Cover plate
2CKA001710A3311 | 1746-260 FN | Active | 4011395005675 | 23.06 | 1 | 1 | stuk | Alpha | BE31210 | TC (Mechanics Premium) | stuk | Afdek.TAE deksel | Plaque de recouvrement, TAE, couvercle clapet | Cover DCS A-E H. Lid | 1746-260 FN Cover plate
2CKA001710A3312 | 1746/10-260 | Active | 4011395005699 | 12.46 | 1 | 1 | stuk | Alpha | BE31210 | TC (Mechanics Premium) | stuk | 1746/10-260 Cover plate | 1746/10-260 Cover plate | Adapter Ring A-E DCS | 1746/10-260 Cover plate
2CKA001710A3313 | 1746-260-101 | Active | 4011395005712 | 23.06 | 1 | 1 | stuk | Alpha | BE31210 | TC (Mechanics Premium) | stuk | 1746-260-101 Cover plate | 1746-260-101 Cover plate | Adapter Ring A-E DCS | 1746-260-101 Cover plate
2CKA001710A3314 | 2561-260 | Active | 4011395005729 | 24.8 | 1 | 1 | stuk | Alpha | BE31210 | TC (Mechanics Premium) | stuk | Alpha 2561-260 | 2561-260 Cover plate with metal mounting plate | Center Pl. A-E 1Mod.-Jack | 2561-260 Cover plate with metal mounting plate
2CKA001710A3315 | 2561-02-260 | Active | 4011395005743 | 24.56 | 1 | 1 | stuk | Alpha | BE31210 | TC (Mechanics Premium) | stuk | Alpha 2561-02-260 | 2561-02-260 Cover plate with metal mounting plate | Center Pl. A-E 2Mod.-Jack | 2561-02-260 Cover plate with metal mounting plate
2CKA001710A3316 | 1749-260 | Active | 4011395005767 | 26.64 | 1 | 1 | stuk | Alpha | BE31210 | TC (Mechanics Premium) | stuk | Alpha 1749-260 | 1749-260 Cover plate with metal mounting plate | Cover DCS A-E C. Outl. | 1749-260 Cover plate with metal mounting plate
2CKA001710A3318 | 1800-260 | Active | 4011395005781 | 22.72 | 1 | 1 | stuk | Alpha | BE31210 | TC (Mechanics Premium) | stuk | 1800-260 deksel label field | 1800-260 Cover plate with labelling field | Center Pl. A-E Mod.-J. 2g | 1800-260 Cover plate with labelling field
2CKA001710A3321 | 1803-02-260 | Active | 4011395005828 | 14.93 | 1 | 1 | stuk | Alpha | BE31210 | TC (Mechanics Premium) | stuk | 1803-02-260 deksel2gang | 1803-02-260 Cover plate 2gang | Center Pl. A-E 2g | 1803-02-260 Cover plate 2gang
2CKA001710A3322 | 1803-260 | Active | 4011395005835 | 14.93 | 1 | 1 | stuk | Alpha | BE31210 | TC (Mechanics Premium) | stuk | 1803-260 Cover plate | 1803-260 Cover plate | Center Pl. A-E 1g | 1803-260 Cover plate
2CKA001710A3323 | 1748-260 | Active | 4011395005842 | 26.29 | 1 | 1 | stuk | Alpha | BE31210 | TC (Mechanics Premium) | stuk | 1748-260 Cover plate | 1748-260 Cover plate | Cover DCS A-E | 1748-260 Cover plate
2CKA001710A3328 | 1740 DR-266 | Active | 4011395006108 | 20.48 | 1 | 1 | stuk | Alpha | BE31210 | TC (Mechanics Premium) | stuk | Alpha 1740 DR-266 | 1740 DR-266 Cover plate with rotary control, with marking | Center Pl. Blind Retrac. | 1740 DR-266 Cover plate with rotary control, with marking
2CKA001710A3331 | 1792-266-101 | Active | 4011395006184 | 66.19 | 1 | 1 | stuk | Alpha | BE31210 | TC (Mechanics Premium) | stuk | 1792-266-101 Cover plate | 1792-266-101 Cover plate | Center Pl. A-E Card Switch | 1792-266-101 Cover plate
2CKA001710A3332 | 1756-266 | Active | 4011395006207 | 21.39 | 1 | 1 | stuk | Alpha | BE31210 | TC (Mechanics Premium) | stuk | 1756-266 dekselind.lamp | 1756-266 Cover plate for indication lamp | Center Pl. A-E Light Signal | 1756-266 Cover plate for indication lamp
2CKA001710A3335 | 1742-266 | Active | 4011395006443 | 19.66 | 1 | 1 | stuk | Alpha | BE31210 | TC (Mechanics Premium) | stuk | Blind Centr.Plaat | Fausse plaque centrale | Cover DCS A-E | 1742-266 Blank plate with metal mounting plate
2CKA001710A3336 | 1766-266 | Active | 4011395006528 | 14.93 | 1 | 1 | stuk | Alpha | BE31210 | TC (Mechanics Premium) | stuk | 1766-266 Cover plate | 1766-266 Cover plate | Center Plate A-E DCS | 1766-266 Cover plate
2CKA001710A3337 | 1746-266 FN | Active | 4011395006542 | 23.06 | 1 | 1 | stuk | Alpha | BE31210 | TC (Mechanics Premium) | stuk | Afdek.TAE deksel | Plaque de recouvrement, TAE, couvercle clapet | Cover DCS A-E H. Lid | 1746-266 FN Cover plate
2CKA001710A3338 | 1746/10-266 | Active | 4011395006559 | 12.46 | 1 | 1 | stuk | Alpha | BE31210 | TC (Mechanics Premium) | stuk | 1746/10-266 Cover plate | 1746/10-266 Cover plate | Adapter Ring A-E DCS | 1746/10-266 Cover plate
2CKA001710A3339 | 1746-266-101 | Active | 4011395006566 | 23.06 | 1 | 1 | stuk | Alpha | BE31210 | TC (Mechanics Premium) | stuk | 1746-266-101 Cover plate | 1746-266-101 Cover plate | Adapter Ring A-E DCS | 1746-266-101 Cover plate
2CKA001710A3340 | 2561-266 | Active | 4011395006580 | 24.8 | 1 | 1 | stuk | Alpha | BE31210 | TC (Mechanics Premium) | stuk | Alpha 2561-266 | 2561-266 Cover plate with metal mounting plate | Center Pl. A-E 1Mod.-Jack | 2561-266 Cover plate with metal mounting plate
2CKA001710A3341 | 2561-02-266 | Active | 4011395012673 | 24.56 | 1 | 1 | stuk | Alpha | BE31210 | TC (Mechanics Premium) | stuk | Alpha 2561-02-266 | 2561-02-266 Cover plate with metal mounting plate | Center Pl. A-E 2Mod.-Jack | 2561-02-266 Cover plate with metal mounting plate
2CKA001710A3342 | 1749-266 | Active | 4011395006610 | 26.64 | 1 | 1 | stuk | Alpha | BE31210 | TC (Mechanics Premium) | stuk | Alpha 1749-266 | 1749-266 Cover plate with metal mounting plate | Cover DCS A-E C. Outl. | 1749-266 Cover plate with metal mounting plate
2CKA001710A3344 | 1800-266 | Active | 4011395006641 | 22.72 | 1 | 1 | stuk | Alpha | BE31210 | TC (Mechanics Premium) | stuk | 1800-266 deksel label field | 1800-266 Cover plate with labelling field | Center Pl. A-E Mod.-J. 2g | 1800-266 Cover plate with labelling field
2CKA001710A3347 | 1803-02-266 | Active | 4011395006696 | 14.93 | 1 | 1 | stuk | Alpha | BE31210 | TC (Mechanics Premium) | stuk | 1803-02-266 deksel2gang | 1803-02-266 Cover plate 2gang | Center Pl. A-E 2g | 1803-02-266 Cover plate 2gang
2CKA001710A3348 | 1803-266 | Active | 4011395006719 | 14.93 | 1 | 1 | stuk | Alpha | BE31210 | TC (Mechanics Premium) | stuk | 1803-266 Cover plate | 1803-266 Cover plate | Center Pl. A-E 1g | 1803-266 Cover plate
2CKA001710A3349 | 1748-266 | Active | 4011395006726 | 26.29 | 1 | 1 | stuk | Alpha | BE31210 | TC (Mechanics Premium) | stuk | 1748-266 Cover plate | 1748-266 Cover plate | Cover DCS A-E | 1748-266 Cover plate
2CKA001710A3424 | 2542 DR/02-20 | Active | 4011395008973 | 20.48 | 1 | 1 | stuk | Alpha | BE31210 | TC (Mechanics Premium) | stuk | Alpha 2542 DR/02-20 | 2542 DR/02-20 Cover plate with rotary control, with marking | Center Pl. A-nea Rotary | 2542 DR/02-20 Cover plate with rotary control, with marking
2CKA001710A3425 | 2542 DR/02-21 | Active | 4011395008980 | 20.48 | 1 | 1 | stuk | Alpha | BE31210 | TC (Mechanics Premium) | stuk | Alpha 2542 DR/02-21 | 2542 DR/02-21 Cover plate with rotary control, with marking | Center Pl. A-nea Rotary | 2542 DR/02-21 Cover plate with rotary control, with marking
2CKA001710A3426 | 2542 DR/02-22G | Active | 4011395009000 | 14.07 | 1 | 1 | stuk | Alpha | BE31210 | TC (Mechanics Premium) | stuk | Alpha 2542 DR/02-22G | 2542 DR/02-22G Cover plate with rotary control, with marking | Center Pl. A-nea Rotary | 2542 DR/02-22G Cover plate with rotary control, with marking
2CKA001710A3428 | 2542 DR/02-24G | Active | 4011395009024 | 14.07 | 1 | 1 | stuk | Alpha | BE31210 | TC (Mechanics Premium) | stuk | Alpha 2542 DR/02-24G | 2542 DR/02-24G Cover plate with rotary control, with marking | Center Pl. A-nea Rotary | 2542 DR/02-24G Cover plate with rotary control, with marking
2CKA001710A3464 | 2542 DR/01-260 | Active | 4011395020968 | 20.48 | 1 | 1 | stuk | Alpha | BE31210 | TC (Mechanics Premium) | stuk | Alpha 2542 DR/01-260 | 2542 DR/01-260 Cover plate with rotary control, with marking | Center Pl. A-nea Rotary | 2542 DR/01-260 Cover plate with rotary control, with marking
2CKA001710A3465 | 2542 DR/02-260 | Active | 4011395020982 | 20.48 | 1 | 1 | stuk | Alpha | BE31210 | TC (Mechanics Premium) | stuk | Alpha 2542 DR/02-260 | 2542 DR/02-260 Cover plate with rotary control, with marking | Center Pl. A-nea Rotary | 2542 DR/02-260 Cover plate with rotary control, with marking
2CKA001710A3466 | 2542 DR/01-266 | Active | 4011395021781 | 20.48 | 1 | 1 | stuk | Alpha | BE31210 | TC (Mechanics Premium) | stuk | Alpha 2542 DR/01-266 | 2542 DR/01-266 Cover plate with rotary control, with marking | Center Pl. A-nea Rotary | 2542 DR/01-266 Cover plate with rotary control, with marking
2CKA001710A3467 | 2542 DR/02-266 | Active | 4011395021026 | 20.48 | 1 | 1 | stuk | Alpha | BE31210 | TC (Mechanics Premium) | stuk | Alpha 2542 DR/02-266 | 2542 DR/02-266 Cover plate with rotary control, with marking | Center Pl. A-nea Rotary | 2542 DR/02-266 Cover plate with rotary control, with marking
2CKA001710A3521 | 1746/10-82 | Active | 4011395039373 | 10.1 | 1 | 1 | stuk | Cover plates white for data and communication system | BE31210 | TA (Mech Stnd WA & SSM) | stuk | 1746/10-82 deksel50 x 50Mm | 1746/10-82 Cover plate 50 x 50 mm, | Center Pl. DCS solo H. Lid | 1746/10-82 Cover plate 50 x 50 mm,
2CKA001710A3522 | 1746/10-84 | Active | 4011395039427 | 10.1 | 1 | 1 | stuk | Cover plates white for data and communication system | BE31210 | TA (Mech Stnd WA & SSM) | stuk | 1746/10-84 deksel50 x 50Mm | 1746/10-84 Cover plate 50 x 50 mm, | Center Pl. DCS solo H. Lid | 1746/10-84 Cover plate 50 x 50 mm,
2CKA001710A3532 | 1794-20 | Active | 4011395043561 | 20.36 | 1 | 1 | stuk | Control elements / cover plates | BE31210 | TH (Electronic Basic ran) | stuk | 1794-20 dekselroom thermo. | 1794-20 Cover plate for room thermostat | Center Pl. | 1794-20 Cover plate for room thermostat
2CKA001710A3533 | 1794-21 | Active | 4011395043578 | 20.36 | 1 | 1 | stuk | Control elements / cover plates | BE31210 | TH (Electronic Basic ran) | stuk | 1794-21 dekselroom thermo. | 1794-21 Cover plate for room thermostat | Center Pl. | 1794-21 Cover plate for room thermostat
2CKA001710A3534 | 1794-22G | Active | 4011395043592 | 12.29 | 1 | 1 | stuk | Control elements / cover plates | BE31210 | TH (Electronic Basic ran) | stuk | 1794-22G dekselroom thermo. | 1794-22G Cover plate for room thermostat | Center Pl. | 1794-22G Cover plate for room thermostat
2CKA001710A3536 | 1794-24G | Active | 4011395043615 | 12.29 | 1 | 1 | stuk | Control elements / cover plates | BE31210 | TH (Electronic Basic ran) | stuk | 1794-24G dekselroom thermo. | 1794-24G Cover plate for room thermostat | Center Pl. | 1794-24G Cover plate for room thermostat
2CKA001710A3541 | 1794-260 | Active | 4011395043677 | 20.36 | 1 | 1 | stuk | Control elements / cover plates | BE31210 | TH (Electronic Basic ran) | stuk | 1794-260 dekselroom thermo. | 1794-260 Cover plate for room thermostat | Center Pl. | 1794-260 Cover plate for room thermostat
2CKA001710A3542 | 1794-266 | Active | 4011395043684 | 20.36 | 1 | 1 | stuk | Control elements / cover plates | BE31210 | TH (Electronic Basic ran) | stuk | 1794-266 dekselroom thermo. | 1794-266 Cover plate for room thermostat | Center Pl. | 1794-266 Cover plate for room thermostat
2CKA001710A3543 | 1794-82 | Active | 4011395043691 | 9.98 | 1 | 1 | stuk | Control elements / cover plates | BE31210 | TH (Electronic Basic ran) | stuk | 1794-82 dekselroom thermo. | 1794-82 Cover plate for room thermostat | Center Pl. | 1794-82 Cover plate for room thermostat
2CKA001710A3544 | 1794-84 | Active | 4011395044285 | 9.98 | 1 | 1 | stuk | Control elements / cover plates | BE31210 | TH (Electronic Basic ran) | stuk | 1794-84 dekselroom thermo. | 1794-84 Cover plate for room thermostat | Center Pl. | 1794-84 Cover plate for room thermostat
2CKA001710A3552 | 1794-74 | Active | 4011395043783 | 15.1 | 1 | 1 | stuk | Control elements / cover plates | BE31210 | TH (Electronic Basic ran) | stuk | 1794-74 dekselroom thermo. | 1794-74 Cover plate for room thermostat | Center Pl. | 1794-74 Cover plate for room thermostat
2CKA001710A3554 | 1794-79 | Active | 4011395044292 | 21.74 | 1 | 1 | stuk | Control elements / cover plates | BE31210 | TH (Electronic Basic ran) | stuk | 1794-79 dekselroom thermo. | 1794-79 Cover plate for room thermostat | Center Pl. | 1794-79 Cover plate for room thermostat
2CKA001710A3557 | 1795-20 | Active | 4011395043851 | 22.67 | 1 | 1 | stuk | Control elements / cover plates | BE31210 | TH (Electronic Basic ran) | stuk | 1795-20 dekselroom thermo. | 1795-20 Cover plate for room thermostat | Center Pl. | 1795-20 Cover plate for room thermostat
2CKA001710A3558 | 1795-21 | Active | 4011395043868 | 22.67 | 1 | 1 | stuk | Control elements / cover plates | BE31210 | TH (Electronic Basic ran) | stuk | 1795-21 dekselroom thermo. | 1795-21 Cover plate for room thermostat | Center Pl. | 1795-21 Cover plate for room thermostat
2CKA001710A3559 | 1795-22G | Active | 4011395043882 | 14.66 | 1 | 1 | stuk | Control elements / cover plates | BE31210 | TH (Electronic Basic ran) | stuk | 1795-22G dekselroom thermo. | 1795-22G Cover plate for room thermostat | Center Pl. | 1795-22G Cover plate for room thermostat
2CKA001710A3561 | 1795-24G | Active | 4011395043905 | 14.66 | 1 | 1 | stuk | Control elements / cover plates | BE31210 | TH (Electronic Basic ran) | stuk | 1795-24G dekselroom thermo. | 1795-24G Cover plate for room thermostat | Center Pl. | 1795-24G Cover plate for room thermostat
2CKA001710A3566 | 1795-260 | Active | 4011395043967 | 22.67 | 1 | 1 | stuk | Control elements / cover plates | BE31210 | TH (Electronic Basic ran) | stuk | 1795-260 dekselroom thermo. | 1795-260 Cover plate for room thermostat | Center Pl. | 1795-260 Cover plate for room thermostat
2CKA001710A3567 | 1795-266 | Active | 4011395043974 | 22.67 | 1 | 1 | stuk | Control elements / cover plates | BE31210 | TH (Electronic Basic ran) | stuk | 1795-266 dekselroom thermo. | 1795-266 Cover plate for room thermostat | Center Pl. | 1795-266 Cover plate for room thermostat
2CKA001710A3568 | 1795-82 | Active | 4011395043998 | 11.71 | 1 | 1 | stuk | Control elements / cover plates | BE31210 | TH (Electronic Basic ran) | stuk | 1795-82 dekselroom thermo. | 1795-82 Cover plate for room thermostat | Center Pl. | 1795-82 Cover plate for room thermostat
2CKA001710A3569 | 1795-84 | Active | 4011395044001 | 11.71 | 1 | 1 | stuk | Control elements / cover plates | BE31210 | TH (Electronic Basic ran) | stuk | 1795-84 dekselroom thermo. | 1795-84 Cover plate for room thermostat | Center Pl. | 1795-84 Cover plate for room thermostat
2CKA001710A3577 | 1795-74 | Active | 4011395044087 | 17.69 | 1 | 1 | stuk | Control elements / cover plates | BE31210 | TH (Electronic Basic ran) | stuk | 1795-74 dekselroom thermo. | 1795-74 Cover plate for room thermostat | Center Pl. | 1795-74 Cover plate for room thermostat
2CKA001710A3579 | 1795-79 | Active | 4011395044100 | 24.44 | 1 | 1 | stuk | Control elements / cover plates | BE31210 | TH (Electronic Basic ran) | stuk | 1795-79 dekselroom thermo. | 1795-79 Cover plate for room thermostat | Center Pl. | 1795-79 Cover plate for room thermostat
2CKA001710A3610 | 1803-02-83 | Active | 4011395054765 | 14.47 | 1 | 1 | stuk | Cover plates colored/metal for data and communication system | BE31210 | TC (Mechanics Premium) | stuk | cpl v data 2xRJ45 f-aluzilver | Plaque de recouvrement, boîtes de raccordement UAE, doubles | cpl v datadoos 2 x RJ45 f-aluzilver | 1803-02-83 Cover plate 2gang
2CKA001710A3612 | 1742-81 | Active | 4011395056271 | 14.99 | 1 | 1 | stuk | Cover plates colored/metal for data and communication system | BE31210 | TC (Mechanics Premium) | stuk | Blind Centr.Plaat | Fausse plaque centrale | Center Pl. solo Blind pl. | 1742-81 Blank plate with metal mounting plate
2CKA001710A3613 | 1766-81 | Active | 4011395056318 | 10.44 | 1 | 1 | stuk | Cover plates colored/metal for data and communication system | BE31210 | TC (Mechanics Premium) | stuk | 1766-81 Cover plate | 1766-81 Cover plate | Center Pl. solo Telecomm. | 1766-81 Cover plate
2CKA001710A3614 | 1749-81 | Active | 4011395056325 | 20.42 | 1 | 1 | stuk | Cover plates colored/metal for data and communication system | BE31210 | TC (Mechanics Premium) | stuk | 1749-81 deksel flex outlet | 1749-81 Cover plate with flex outlet | Center Pl. solo Busch-Timer | 1749-81 Cover plate with flex outlet
2CKA001710A3615 | 1803-02-81 | Active | 4011395056332 | 14.18 | 1 | 1 | stuk | Cover plates colored/metal for data and communication system | BE31210 | TC (Mechanics Premium) | stuk | 1803-02-81 deksel2gang | 1803-02-81 Cover plate 2gang | Center Pl. solo | 1803-02-81 Cover plate 2gang
2CKA001710A3616 | 1803-81 | Active | 4011395056349 | 14.18 | 1 | 1 | stuk | Cover plates colored/metal for data and communication system | BE31210 | TC (Mechanics Premium) | stuk | 1803-81 Cover plate | 1803-81 Cover plate | Center Pl. solo | 1803-81 Cover plate
2CKA001710A3617 | 1750-81 | Active | 4011395056356 | 15.92 | 1 | 1 | stuk | Cover plates colored/metal for data and communication system | BE31210 | TC (Mechanics Premium) | stuk | 1750-81 dekselMetalMounting plate | 1750-81 Cover plate with metal mounting plate | Center Pl. solo | 1750-81 Cover plate with metal mounting plate
2CKA001710A3618 | 1746-81 | Active | 4011395056363 | 16.91 | 1 | 1 | stuk | Cover plates colored/metal for data and communication system | BE31210 | TA (Mech Stnd WA & SSM) | stuk | cpl kd v 50x50 cpl f-antraciet | 1746-81 Plaque couvercle, anthracite, communication de données | Cover Plate | 1746-81 Cover plate
2CKA001710A3623 | 1740-81 | Active | 4011395056431 | 15.39 | 1 | 1 | stuk | Cover plates colored/metal for blind control | BE31210 | TC (Mechanics Premium) | stuk | 1740-81 deksel rotary ctrl label | 1740-81 Cover plate with rotary control, with marking | Center Pl. solo blind/retrac. | 1740-81 Cover plate with rotary control, with marking
2CKA001710A3624 | 1745-81 | Active | 4011395056448 | 10.44 | 1 | 1 | stuk | Cover plates colored/metal for data and communication system | BE31210 | TC (Mechanics Premium) | stuk | 1745-81 Cover plate | 1745-81 Cover plate | Center Pl. solo | 1745-81 Cover plate
2CKA001710A3626 | 1755 SL/PZ-81-101 | Active | 4011395056462 | 19.26 | 1 | 1 | stuk | Cover plates for 3-step rotary switch & Key switch / Blind switch for profile semi-cylindrical lock | BE31210 | TH (Electronic Basic ran) | stuk | 1755 SL/PZ-81-101 deksel label field | 1755 SL/PZ-81-101 Cover plate with labelling field | Center Pl. solo Key switch | 1755 SL/PZ-81-101 Cover plate with labelling field
2CKA001710A3627 | 1800-81 | Active | 4011395056479 | 18.05 | 1 | 1 | stuk | Cover plates colored/metal for data and communication system | BE31210 | TC (Mechanics Premium) | stuk | 1800-81 deksel label field | 1800-81 Cover plate with labelling field | Center Pl. solo M Jack | 1800-81 Cover plate with labelling field
2CKA001710A3628 | 1746/10-81 | Active | 4011395056486 | 11.63 | 1 | 1 | stuk | Cover plates colored/metal for data and communication system | BE31210 | TC (Mechanics Premium) | stuk | 1746/10-81 deksel50 x 50Mm | 1746/10-81 Cover plate 50 x 50 mm, | Center Pl. solo Telecomm. | 1746/10-81 Cover plate 50 x 50 mm,
2CKA001710A3629 | 1794-81 | Active | 4011395056493 | 13.83 | 1 | 1 | stuk | Control elements / cover plates | BE31210 | TH (Electronic Basic ran) | stuk | 1794-81 dekselroom thermo. | 1794-81 Cover plate for room thermostat | Center Pl. solo Thermostat | 1794-81 Cover plate for room thermostat
2CKA001710A3630 | 1795-81 | Active | 4011395056509 | 15.62 | 1 | 1 | stuk | Control elements / cover plates | BE31210 | TH (Electronic Basic ran) | stuk | 1795-81 dekselroom thermo. | 1795-81 Cover plate for room thermostat | Center Pl. solo Thermostat | 1795-81 Cover plate for room thermostat
2CKA001710A3639 | 1792-81 | Active | 4011395064818 | 64.11 | 1 | 1 | stuk | Cover plates colored/metal | BE31210 | TC (Mechanics Premium) | stuk | cpl v card-schak.c-antraciet | Plaque de recouvrement, interrupteur à carte | cpl v card-schakelaar c-antraciet | 1792-81 Cover plate
2CKA001710A3640 | 1792-82 | Active | 4011395064832 | 61.58 | 1 | 1 | stuk | Cover plates white | BE31210 | TA (Mech Stnd WA & SSM) | stuk | cpl v card-schak.s-ivoor | Plaque de recouvrement, interrupteur à carte | cpl v card-schakelaar s-ivoor | 1792-82 Cover plate
2CKA001710A3641 | 1792-84 | Active | 4011395064856 | 61.58 | 1 | 1 | stuk | Cover plates white | BE31210 | TA (Mech Stnd WA & SSM) | stuk | cpl v card-schak.s-studiowit | Plaque de recouvrement, interrupteur à carte | cpl v card-schakelaar s-studiowit | 1792-84 Cover plate
2CKA001710A3644 | 2542 DR/01-81 | Active | 4011395065013 | 15.39 | 1 | 1 | stuk | Cover plates for 3-step rotary switch & Key switch / Blind switch for profile semi-cylindrical lock | BE31210 | TC (Mechanics Premium) | stuk | cpl v 3 st, schak 2710 U c-ant | Plaque de recouvrement, commutateur rotatif à trois étages, 2710/1 U | cpl v 3 standen schak 2710 U c-ant | 2542 DR/01-81 Cover plate with rotary control, with marking
2CKA001710A3645 | 2542 DR/01-82 | Active | 4011395065037 | 13.44 | 1 | 1 | stuk | Cover plates for 3-step rotary switch & Key switch / Blind switch for profile semi-cylindrical lock | BE31210 | TA (Mech Stnd WA & SSM) | stuk | cpl v 3 st, schak 2710 U s-ivoor | Plaque de recouvrement, commutateur rotatif à trois étages, 2710/1 U | cpl v 3 standen schak 2710 U s-ivoor | 2542 DR/01-82 Cover plate with rotary control, with marking
2CKA001710A3646 | 2542 DR/01-84 | Active | 4011395065051 | 13.44 | 1 | 1 | stuk | Cover plates for 3-step rotary switch & Key switch / Blind switch for profile semi-cylindrical lock | BE31210 | TA (Mech Stnd WA & SSM) | stuk | cpl v 3 st, schak 2710 U s-s wit | Plaque de recouvrement, commutateur rotatif à trois étages, 2710/1 U | cpl v 3 standen schak 2710 U s-s wit | 2542 DR/01-84 Cover plate with rotary control, with marking
2CKA001710A3649 | 2542 DR/02-81 | Active | 4011395065112 | 15.39 | 1 | 1 | stuk | Cover plates for 3-step rotary switch & Key switch / Blind switch for profile semi-cylindrical lock | BE31210 | TC (Mechanics Premium) | stuk | cpl v 3 st, schak 2710/1 U c-ant | Plaque de recouvrement, commutateur rotatif à trois étages, 2710/1 U | cpl v 3 standen schak 2710/1 U c-ant | 2542 DR/02-81 Cover plate with rotary control, with marking
2CKA001710A3650 | 2542 DR/02-82 | Active | 4011395065136 | 13.44 | 1 | 1 | stuk | Cover plates for 3-step rotary switch & Key switch / Blind switch for profile semi-cylindrical lock | BE31210 | TA (Mech Stnd WA & SSM) | stuk | cpl v 3 st, schak 2710/1 U s-ivo | Plaque de recouvrement, commutateur rotatif à trois étages, 2710/1 U | cpl v 3 standen schak 2710/1 U s-ivo | 2542 DR/02-82 Cover plate with rotary control, with marking
2CKA001710A3651 | 2542 DR/02-84 | Active | 4011395065150 | 13.44 | 1 | 1 | stuk | Cover plates for 3-step rotary switch & Key switch / Blind switch for profile semi-cylindrical lock | BE31210 | TA (Mech Stnd WA & SSM) | stuk | cpl v 3 st, schak 2710/1 U s-s w | Plaque de recouvrement, commutateur rotatif à trois étages, 2710/1 U | cpl v 3 standen schak 2710/1 U s-s w | 2542 DR/02-84 Cover plate with rotary control, with marking
2CKA001710A3654 | 1748-81 | Active | 4011395065730 | 16.55 | 1 | 1 | stuk | Cover plates colored/metal for data and communication system | BE31210 | TC (Mechanics Premium) | stuk | cpl 2xzwakstroom c-antraciet | Plaque de recouvrement, petites prises de courant | cpl 2 x zwakstroom c-antraciet | 1748-81 Cover plate with metal mounting plate
2CKA001710A3655 | 1748-82 | Active | 4011395065754 | 14.07 | 1 | 1 | stuk | Cover plates white for data and communication system | BE31210 | TA (Mech Stnd WA & SSM) | stuk | cpl 2xzwakstroom s-ivoor | Plaque de recouvrement, petites prises de courant | cpl 2 x zwakstroom s-ivoor | 1748-82 Cover plate with metal mounting plate
2CKA001710A3656 | 1748-84 | Active | 4011395065778 | 14.07 | 1 | 1 | stuk | Cover plates white for data and communication system | BE31210 | TA (Mech Stnd WA & SSM) | stuk | cpl 2xzwakstroom s-studiowit | Plaque de recouvrement, petites prises de courant | cpl 2 x zwakstroom s-studiowit | 1748-84 Cover plate with metal mounting plate
2CKA001710A3659 | 1766-83 | Active | 4011395069097 | 12.46 | 1 | 1 | stuk | Cover plates colored/metal for data and communication system | BE31210 | TC (Mechanics Premium) | stuk | cpl TAE f-aluzilver | Plaque de recouvrement, TAE | cpl TAE f-aluzilver | 1766-83 Cover plate
2CKA001710A3661 | 1740-83 | Active | 4011395074473 | 22.03 | 1 | 1 | stuk | Cover plates colored/metal for blind control | BE31210 | TC (Mechanics Premium) | stuk | cpl+greep v jal draai f-aluzilver | Plaque de recouvrement, interrupteur / bouton-poussoir de jalousie, poignée tournante | cpl + greep v jal draai f-aluzilver | 1740-83 Cover plate with rotary control, with marking
2CKA001710A3662 | 1755 SL/PZ-83-101 | Active | 4011395074497 | 19.78 | 1 | 1 | stuk | Cover plates for 3-step rotary switch & Key switch / Blind switch for profile semi-cylindrical lock | BE31210 | TH (Electronic Basic ran) | stuk | cpl slot f-aluzilver | Plaque de recouvrement, interrupteur à clé | cpl slot f-aluzilver | 1755 SL/PZ-83-101 Cover plate with labelling field
2CKA001710A3664 | 1742-83 | Active | 4011395074534 | 15.69 | 1 | 1 | stuk | Cover plates colored/metal for data and communication system | BE31210 | TC (Mechanics Premium) | stuk | cpl blind f-aluzilver | Fausse plaque centrale | cpl blind f-aluzilver | 1742-83 Blank plate with metal mounting plate
2CKA001710A3665 | 1749-83 | Active | 4011395074541 | 21.16 | 1 | 1 | stuk | Cover plates colored/metal for data and communication system | BE31210 | TC (Mechanics Premium) | stuk | cpl 1xuit boring 10mm f-aluzilver | Plaque de recouvrement, sortie de câble | cpl 1 x uit boring 10mm f-aluzilver | 1749-83 Cover plate with flex outlet
2CKA001710A3668 | 1794-83 | Active | 4011395074572 | 15.1 | 1 | 1 | stuk | Control elements / cover plates | BE31210 | TH (Electronic Basic ran) | stuk | cpl v thermo. 1094/97U f-alu | Plaque de recouvrement, thermostats 1094 U, 1097 U | cpl v thermostaat 1094/97U f-alu | 1794-83 Cover plate for room thermostat
2CKA001710A3669 | 1795-83 | Active | 4011395074589 | 16.78 | 1 | 1 | stuk | Control elements / cover plates | BE31210 | TH (Electronic Basic ran) | stuk | cpl v thermo. 1095/96U f-alu | Plaque de recouvrement, thermostats 1095 U, 1096 U | cpl v thermostaat 1095/96U f-alu | 1795-83 Cover plate for room thermostat
2CKA001710A3670 | 1792-83 | Active | 4011395074596 | 65.51 | 1 | 1 | stuk | Cover plates colored/metal | BE31210 | TC (Mechanics Premium) | stuk | cpl v card-schak.f-aluzilver | Plaque de recouvrement, interrupteur à carte | cpl v card-schakelaar f-aluzilver | 1792-83 Cover plate
2CKA001710A3671 | 2542 DR/01-83 | Active | 4011395074602 | 22.03 | 1 | 1 | stuk | Cover plates for 3-step rotary switch & Key switch / Blind switch for profile semi-cylindrical lock | BE31210 | TC (Mechanics Premium) | stuk | cpl v 3 st, schak 2710 U f-alu | Plaque de recouvrement, commutateur rotatif à trois étages, 2710/1 U | cpl v 3 standen schak 2710 U f-alu | 2542 DR/01-83 Cover plate with rotary control, with marking
2CKA001710A3672 | 2542 DR/02-83 | Active | 4011395074619 | 22.03 | 1 | 1 | stuk | Cover plates for 3-step rotary switch & Key switch / Blind switch for profile semi-cylindrical lock | BE31210 | TC (Mechanics Premium) | stuk | Centr.Plaat aluzilverdraaigreep | Plaque centrale argent aluminium poignée tournante | Cover Plate aluminium silver turning handle | 2542 DR/02-83 Cover plate with rotary control, with marking
2CKA001710A3673 | 1748-83 | Active | 4011395074626 | 23.01 | 1 | 1 | stuk | Cover plates colored/metal for data and communication system | BE31210 | TC (Mechanics Premium) | stuk | cpl 2xzwakstroom f-aluzilver | Plaque de recouvrement, petites prises de courant | cpl 2 x zwakstroom f-aluzilver | 1748-83 Cover plate with metal mounting plate
2CKA001710A3674 | 1803-83 | Active | 4011395074633 | 14.47 | 1 | 1 | stuk | Cover plates colored/metal for data and communication system | BE31210 | TC (Mechanics Premium) | stuk | cpl v data 1xRJ45 f-alu | Plaque de recouvrement, boîtes de raccordement UAE, doubles | cpl v datadoos 1 x RJ45 f-alu | 1803-83 Cover plate
2CKA001710A3675 | 1745-83 | Active | 4011395074640 | 12.46 | 1 | 1 | stuk | Cover plates colored/metal for data and communication system | BE31210 | TC (Mechanics Premium) | stuk | cpl 1 of 2 XTelefoon vast f-aluzi | Plaque de recouvrement, prises de raccordement téléphonique par enfichage (ADo) | cpl 1 of 2 x telefoon vast f-aluzi | 1745-83 Cover plate
2CKA001710A3676 | 1800-83 | Active | 4011395074657 | 18.68 | 1 | 1 | stuk | Cover plates colored/metal for data and communication system | BE31210 | TC (Mechanics Premium) | stuk | cpl 2xmod jack schuifjes f-alu | Plaque de recouvrement, jack modulaire, actionneur d'ouverture, zone de marquage | cpl 2 x mod jack schuifjes f-alu | 1800-83 Cover plate with labelling field
2CKA001710A3677 | 1746/10-83 | Active | 4011395074664 | 11.93 | 1 | 1 | stuk | Cover plates colored/metal for data and communication system | BE31210 | TC (Mechanics Premium) | stuk | cpl verloop 50x50mm f-aluzilver | Plaque de recouvrement, appareils de communication 50 x 50 mm, couvercle clapet | cpl verloop 50 x 50mm f-aluzilver | 1746/10-83 Cover plate
2CKA001710A3678 | 1746-83 | Active | 4011395074671 | 18.17 | 1 | 1 | stuk | Cover plates colored/metal for data and communication system | BE31210 | TC (Mechanics Premium) | stuk | cpl kd v 50x50 cpl f-aluzilver | Plaque de recouvrement, appareils de communication 50 x 50 mm, couvercle clapet | cpl kd v 50 x 50 cpl f-aluzilver | 1746-83 Cover plate
2CKA001710A3679 | 1750-83 | Active | 4011395074688 | 16.55 | 1 | 1 | stuk | Cover plates colored/metal for data and communication system | BE31210 | TC (Mechanics Premium) | stuk | cpl BNC/TNC f-aluzilver | Plaque de recouvrement, fiches femelles BNC et TNC. | cpl BNC/TNC f-aluzilver | 1750-83 Cover plate with metal mounting plate
2CKA001710A3684 | 1794 TA-20 | Active | 4011395078037 | 20.36 | 1 | 1 | stuk | Control elements / cover plates | BE31210 | TH (Electronic Basic ran) | stuk | Afdekplaat thermostaat 1794 TA-20 | Plaque de recouvrement, Pour thermostat 194 u-197 u | Cover Plate, Thermostat | 1794 TA-20 Cover plate for room thermostat
2CKA001710A3685 | 1794 TA-21 | Active | 4011395078044 | 20.36 | 1 | 1 | stuk | Control elements / cover plates | BE31210 | TH (Electronic Basic ran) | stuk | Afdekplaat thermostaat 1794 TA-21 | Plaque de recouvrement, Pour thermostat 194 u-197 u | Cover Plate, Thermostat | 1794 TA-21 Cover plate for room thermostat
2CKA001710A3686 | 1794 TA-22G | Active | 4011395078051 | 12.29 | 1 | 1 | stuk | Control elements / cover plates | BE31210 | TH (Electronic Basic ran) | stuk | Afdekplaat thermostaat 1794 TA-22G | Plaque de recouvrement, Pour thermostat 194 u-197 u | Cover Plate, Thermostat | 1794 TA-22G Cover plate for room thermostat
2CKA001710A3688 | 1794 TA-24G | Active | 4011395078075 | 12.29 | 1 | 1 | stuk | Control elements / cover plates | BE31210 | TH (Electronic Basic ran) | stuk | Afdekplaat thermostaat 1794 TA-24G | Plaque de recouvrement, Pour thermostat 194 u-197 u | Cover Plate, Thermostat | 1794 TA-24G Cover plate for room thermostat
2CKA001710A3693 | 1794 TA-260 | Active | 4011395078136 | 20.36 | 1 | 1 | stuk | Control elements / cover plates | BE31210 | TH (Electronic Basic ran) | stuk | Afdekplaat thermostaat 1794 TA-260 | Plaque de recouvrement, Pour thermostat 194 u-197 u | Cover Plate, Thermostat | 1794 TA-260 Cover plate for room thermostat
2CKA001710A3694 | 1794 TA-266 | Active | 4011395078143 | 20.36 | 1 | 1 | stuk | Control elements / cover plates | BE31210 | TH (Electronic Basic ran) | stuk | Afdekplaat thermostaat 1794 TA-266 | Plaque de recouvrement, Pour thermostat 194 u-197 u | Cover Plate, Thermostat | 1794 TA-266 Cover plate for room thermostat
2CKA001710A3695 | 1794 TA-81 | Active | 4011395078150 | 13.83 | 1 | 1 | stuk | Control elements / cover plates | BE31210 | TH (Electronic Basic ran) | stuk | Afdekplaat hendel 1794 TA-81 | Cover Plate, Thermostat 194 u-197 u | Cover Plate, Thermostat 194 u-197 u | 1794 TA-81 Cover plate for room thermostat
2CKA001710A3696 | 1794 TA-82 | Active | 4011395078167 | 9.98 | 1 | 1 | stuk | Control elements / cover plates | BE31210 | TH (Electronic Basic ran) | stuk | Centr.Plaat savanne/ivoorwit kamerthermo. | Plaque centrale savane/blanc ivoire thermostat | Cover Plate savanna/ivory white Thermostat | 1794 TA-82 Cover plate for room thermostat
2CKA001710A3697 | 1794 TA-83 | Active | 4011395078174 | 15.1 | 1 | 1 | stuk | Control elements / cover plates | BE31210 | TH (Electronic Basic ran) | stuk | Centr.Plaat aluzilver kamerthermo. | Plaque centrale argent aluminium thermostat | Cover Plate aluminium silver Thermostat | 1794 TA-83 Cover plate for room thermostat
2CKA001710A3698 | 1794 TA-84 | Active | 4011395078181 | 9.98 | 1 | 1 | stuk | Control elements / cover plates | BE31210 | TH (Electronic Basic ran) | stuk | Centr.Plaat davos/studiowit kamerthermo. | Plaque centrale davos/blanc studio thermostat | Cover Plate davos/studio white Thermostat | 1794 TA-84 Cover plate for room thermostat
2CKA001710A3706 | 1794 TA-74 | Active | 4011395078280 | 15.1 | 1 | 1 | stuk | Control elements / cover plates | BE31210 | TH (Electronic Basic ran) | stuk | Afdekplaat thermostaat 1794 TA-74 | Plaque de recouvrement, Pour thermostat 194 u-197 u | Cover Plate, Thermostat | 1794 TA-74 Cover plate for room thermostat
2CKA001710A3708 | 1794 TA-79 | Active | 4011395078310 | 21.74 | 1 | 1 | stuk | Control elements / cover plates | BE31210 | TH (Electronic Basic ran) | stuk | Afdekplaat thermostaat 1794 TA-79 | Plaque de recouvrement, Pour thermostat 194 u-197 u | Cover Plate, Thermostat | 1794 TA-79 Cover plate for room thermostat
2CKA001710A3711 | 1795 TA-20 | Active | 4011395078341 | 22.67 | 1 | 1 | stuk | Control elements / cover plates | BE31210 | TH (Electronic Basic ran) | stuk | Afdekplaat thermostaat 1795 TA-20 | Plaque de recouvrement, Pour thermostat 195 u-196 u | Cover Plate, Thermostat | 1795 TA-20 Cover plate for room thermostat
2CKA001710A3712 | 1795 TA-21 | Active | 4011395078358 | 22.67 | 1 | 1 | stuk | Control elements / cover plates | BE31210 | TH (Electronic Basic ran) | stuk | Afdekplaat thermostaat 1795 TA-21 | Plaque de recouvrement, Pour thermostat 195 u-196 u | Cover Plate, Thermostat | 1795 TA-21 Cover plate for room thermostat
2CKA001710A3713 | 1795 TA-22G | Active | 4011395078365 | 14.66 | 1 | 1 | stuk | Control elements / cover plates | BE31210 | TH (Electronic Basic ran) | stuk | Afdekplaat thermostaat 1795 TA-22G | Plaque de recouvrement, Pour thermostat 195 u-196 u | Cover Plate, Thermostat | 1795 TA-22G Cover plate for room thermostat
2CKA001710A3715 | 1795 TA-24G | Active | 4011395078389 | 14.66 | 1 | 1 | stuk | Control elements / cover plates | BE31210 | TH (Electronic Basic ran) | stuk | Afdekplaat thermostaat 1795 TA-24G | Plaque de recouvrement, Pour thermostat 195 u-196 u | Cover Plate, Thermostat | 1795 TA-24G Cover plate for room thermostat
2CKA001710A3720 | 1795 TA-260 | Active | 4011395078440 | 22.67 | 1 | 1 | stuk | Control elements / cover plates | BE31210 | TH (Electronic Basic ran) | stuk | Afdekplaat thermostaat 1795 TA-260 | Plaque de recouvrement, Pour thermostat 195 u-196 u | Cover Plate, Thermostat | 1795 TA-260 Cover plate for room thermostat
2CKA001710A3721 | 1795 TA-266 | Active | 4011395078457 | 22.67 | 1 | 1 | stuk | Control elements / cover plates | BE31210 | TH (Electronic Basic ran) | stuk | Afdekplaat thermostaat 1795 TA-266 | Plaque de recouvrement, Pour thermostat 195 u-196 u | Cover Plate, Thermostat | 1795 TA-266 Cover plate for room thermostat
2CKA001710A3722 | 1795 TA-81 | Active | 4011395078464 | 15.62 | 1 | 1 | stuk | Control elements / cover plates | BE31210 | TH (Electronic Basic ran) | stuk | Centr.Plaat antraciet kamerthermo. | Plaque centrale anthracite thermostat | Cover Plate anthracite Thermostat | 1795 TA-81 Cover plate for room thermostat
2CKA001710A3723 | 1795 TA-82 | Active | 4011395078471 | 11.71 | 1 | 1 | stuk | Control elements / cover plates | BE31210 | TH (Electronic Basic ran) | stuk | Centr.Plaat savanne/ivoorwit kamerthermo. | Plaque centrale savane/blanc ivoire thermostat | Cover Plate savanna/ivory white Thermostat | 1795 TA-82 Cover plate for room thermostat
2CKA001710A3724 | 1795 TA-83 | Active | 4011395078488 | 16.78 | 1 | 1 | stuk | Control elements / cover plates | BE31210 | TH (Electronic Basic ran) | stuk | Afdekplaat thermostaat 1795 TA-83 | Cover Plate, Thermostat | Cover Plate, Thermostat | 1795 TA-83 Cover plate for room thermostat
2CKA001710A3725 | 1795 TA-84 | Active | 4011395078495 | 11.71 | 1 | 1 | stuk | Control elements / cover plates | BE31210 | TH (Electronic Basic ran) | stuk | Centr.Plaat davos/studiowit kamerthermo. | Plaque centrale davos/blanc studio thermostat | Cover Plate davos/studio white Thermostat | 1795 TA-84 Cover plate for room thermostat
2CKA001710A3733 | 1795 TA-74 | Active | 4011395078587 | 17.69 | 1 | 1 | stuk | Control elements / cover plates | BE31210 | TH (Electronic Basic ran) | stuk | Afdekplaat thermostaat 1795 TA-74 | Plaque de recouvrement, Pour thermostat 195 u-196 u | Cover Plate, Thermostat | 1795 TA-74 Cover plate for room thermostat
2CKA001710A3735 | 1795 TA-79 | Active | 4011395078600 | 24.44 | 1 | 1 | stuk | Control elements / cover plates | BE31210 | TH (Electronic Basic ran) | stuk | Afdekplaat thermostaat 1795 TA-79 | Plaque de recouvrement, Pour thermostat 195 u-196 u | Cover Plate, Thermostat | 1795 TA-79 Cover plate for room thermostat
2CKA001710A3744 | 1794-783 | Active | 4011395083321 | 21.74 | 1 | 1 | stuk | Control elements / cover plates | BE31210 | TH (Electronic Basic ran) | stuk | Afdek.Temp.regelaar 1094 U 1097 U | Plaque de recouvrement, thermostats 1094 U, 1097 U | Center Plate imp. | 1794-783 Cover plate for room thermostat
2CKA001710A3745 | 1794-72 | Active | 4011395082966 | 15.1 | 1 | 1 | stuk | Control elements / cover plates | BE31210 | TH (Electronic Basic ran) | stuk | Afdek.Temp.regelaar 1094 U 1097 U | Plaque de recouvrement, thermostats 1094 U, 1097 U | Center Plate imp. | 1794-72 Cover plate for room thermostat
2CKA001710A3746 | 1795-72 | Active | 4011395082959 | 17.69 | 1 | 1 | stuk | Control elements / cover plates | BE31210 | TH (Electronic Basic ran) | stuk | Afdek.Temp.regelaar 1095 U 1096 U | Plaque de recouvrement, thermostats 1095 U, 1096 U | Center Plate imp. | 1795-72 Cover plate for room thermostat
2CKA001710A3747 | 1795-783 | Active | 4011395083338 | 24.44 | 1 | 1 | stuk | Control elements / cover plates | BE31210 | TH (Electronic Basic ran) | stuk | Afdek.Temp.regelaar 1095 U 1096 U | Plaque de recouvrement, thermostats 1095 U, 1096 U | Center Plate imp. | 1795-783 Cover plate for room thermostat
2CKA001710A3748 | 1740-866 | Active | 4011395086711 | 35.52 | 1 | 1 | stuk | Cover plates for blind control | BE31210 | TC (Mechanics Premium) | stuk | Afdek.jaloezieschak.-/toets draaigreep | Plaque de recouvrement, interrupteur / bouton-poussoir de jalousie, poignée tournante | Central disk/turning grasp | 1740-866 Cover plate with rotary control, with marking
2CKA001710A3749 | 1755 SL/PZ-866-101 | Active | 4011395086728 | 26.64 | 1 | 1 | stuk | Cover plates for rotary switches / key rotary switches | BE31210 | TH (Electronic Basic ran) | stuk | Afdek. | Plaque de recouvrement, interrupteur à clé | Central disk | 1755 SL/PZ-866-101 Cover plate with labelling field
2CKA001710A3751 | 1742-866 | Active | 4011395086742 | 23.01 | 1 | 1 | stuk | Cover plates for data and communication | BE31210 | TC (Mechanics Premium) | stuk | Blind Centr.Plaat | Fausse plaque centrale | Central disk Carrying ring | 1742-866 Blank plate with metal mounting plate
2CKA001710A3752 | 1749-866 | Active | 4011395086759 | 27.9 | 1 | 1 | stuk | Cover plates for data and communication | BE31210 | TC (Mechanics Premium) | stuk | Afdek.leidingsuitvoer | Plaque de recouvrement, sortie de câble | Central disk Carrying ring | 1749-866 Cover plate with metal mounting plate
2CKA001710A3755 | 1794-866 | Active | 4011395086766 | 29.06 | 1 | 1 | stuk | Control elements / cover plates | BE31210 | TH (Electronic Basic ran) | stuk | Afdek.Temp.regelaar 1094 U 1097 U | Plaque de recouvrement, thermostats 1094 U, 1097 U | Central disk | 1794-866 Cover plate for room thermostat
2CKA001710A3756 | 1795-866 | Active | 4011395086773 | 29.06 | 1 | 1 | stuk | Control elements / cover plates | BE31210 | TH (Electronic Basic ran) | stuk | Afdek.Temp.regelaar 1095 U 1096 U | Plaque de recouvrement, thermostats 1095 U, 1096 U | Central disk | 1795-866 Cover plate for room thermostat
2CKA001710A3757 | 1792-866 | Active | 4011395086797 | 75.41 | 1 | 1 | stuk | Cover plates | BE31210 | TC (Mechanics Premium) | stuk | Afdek.cardschak. | Plaque de recouvrement, interrupteur à carte | Central disk | 1792-866 Cover plate
2CKA001710A3758 | 2542 DR/01-866 | Active | 4011395086780 | 35.52 | 1 | 1 | stuk | Cover plates for rotary switches / key rotary switches | BE31210 | TC (Mechanics Premium) | stuk | Afdek.3-traps draaischak.2710 U | Plaque de recouvrement, commutateur rotatif à trois étages, 2710 U | Central disk | 2542 DR/01-866 Cover plate with rotary control, with marking
2CKA001710A3759 | 2542 DR/02-866 | Active | 4011395086810 | 35.52 | 1 | 1 | stuk | Cover plates for rotary switches / key rotary switches | BE31210 | TC (Mechanics Premium) | stuk | Afdek.3-traps draaischak.2710/1 U | Plaque de recouvrement, commutateur rotatif à trois étages, 2710/1 U | Central disk | 2542 DR/02-866 Cover plate with rotary control, with marking
2CKA001710A3760 | 1748-866 | Active | 4011395086841 | 24.34 | 1 | 1 | stuk | Cover plates for data and communication | BE31210 | TC (Mechanics Premium) | stuk | Afdek.kleine stopcont. | Plaque de recouvrement, petites prises de courant | Central disk with carrying ring | 1748-866 Cover plate with metal mounting plate
2CKA001710A3761 | 1794 TA-866 | Active | 4011395087367 | 29.06 | 1 | 1 | stuk | Control elements / cover plates | BE31210 | TH (Electronic Basic ran) | stuk | Centr.Plaat edelstaal kamerthermo. | Plaque centrale acier inoxydable thermostat | Cover Plate stainless steel Thermostat | 1794 TA-866 Cover plate for room thermostat
2CKA001710A3762 | 1795 TA-866 | Active | 4011395087381 | 29.06 | 1 | 1 | stuk | Control elements / cover plates | BE31210 | TH (Electronic Basic ran) | stuk | Centr.Plaat edelstaal kamerthermo. | Plaque centrale acier inoxydable thermostat | Cover Plate stainless steel Thermostat | 1795 TA-866 Cover plate for room thermostat
2CKA001710A3763 | 1803-866 | Active | 4011395087794 | 21.46 | 1 | 1 | stuk | Cover plates for data and communication | BE31210 | TC (Mechanics Premium) | stuk | Afdek.UEA-aansldozen enkel | Plaque de recouvrement, boîtes de raccordement UAE, simples | Central disk | 1803-866 Cover plate
2CKA001710A3764 | 1803-02-866 | Active | 4011395087817 | 23.3 | 1 | 1 | stuk | Cover plates for data and communication | BE31210 | TC (Mechanics Premium) | stuk | Afdek.UEA-aansldozen 2- | Plaque de recouvrement, boîtes de raccordement UAE, doubles | Central disk | 1803-02-866 Cover plate 2gang
2CKA001710A3765 | 1766-866 | Active | 4011395087848 | 17.59 | 1 | 1 | stuk | Cover plates for data and communication | BE31210 | TC (Mechanics Premium) | stuk | 1766-866 Cover plate | Plaque de recouvrement, TAE | Central disk | 1766-866 Cover plate
2CKA001710A3766 | 1745-866 | Active | 4011395087862 | 17.47 | 1 | 1 | stuk | Cover plates for data and communication | BE31210 | TC (Mechanics Premium) | stuk | Afdek.telefoonCon.dozen (VDo) | Plaque de recouvrement, prises de raccordement téléphonique fixe (VDo) | Central disk | 1745-866 Cover plate
2CKA001710A3767 | 1800-866 | Active | 4011395087923 | 29.76 | 1 | 1 | stuk | Cover plates for data and communication | BE31210 | TC (Mechanics Premium) | stuk | Afdek.Mod.jack openingsschuiven tekst | Plaque de recouvrement, jack modulaire, actionneur d'ouverture, zone de marquage | Central disk | 1800-866 Cover plate with labelling field
2CKA001710A3768 | 1746/10-866 | Active | 4011395088289 | 12.68 | 1 | 1 | stuk | Cover plates for data and communication | BE31210 | TC (Mechanics Premium) | stuk | Afdek.com.toestellen 50x50mm | Plaque de recouvrement, appareils de communication 50 x 50 mm | Central disk | 1746/10-866 Cover plate
2CKA001710A3769 | 1746-866 | Active | 4011395087930 | 19.26 | 1 | 1 | stuk | Cover plates for data and communication | BE31210 | TC (Mechanics Premium) | stuk | Afdek.com.toestellen 50x50Mm deksel | Plaque de recouvrement, appareils de communication 50 x 50 mm, couvercle clapet | Central disk | 1746-866 Cover plate
2CKA001710A3770 | 1750-866 | Active | 4011395087954 | 19.09 | 1 | 1 | stuk | Cover plates for data and communication | BE31210 | TC (Mechanics Premium) | stuk | Afdek.BNC-TNC-bussen | Plaque de recouvrement, fiches femelles BNC et TNC. | Central disk with carrying ring | 1750-866 Cover plate with metal mounting plate
2CKA001710A3774 | 1794 TA-72 | Active | 4011395099810 | 15.1 | 1 | 1 | stuk | Control elements / cover plates | BE31210 | TH (Electronic Basic ran) | stuk | Afdekplaat thermostaat 1794 TA-72 | Cover Plate, Thermostat | Cover Plate, Thermostat | 1794 TA-72 Cover plate for room thermostat
2CKA001710A3775 | 1794 TA-783 | Active | 4011395099827 | 21.74 | 1 | 1 | stuk | Control elements / cover plates | BE31210 | TH (Electronic Basic ran) | stuk | Afdekplaat thermostaat 1794 TA-783 | Cover Plate, Thermostat | Cover Plate, Thermostat | 1794 TA-783 Cover plate for room thermostat
2CKA001710A3776 | 1795 TA-72 | Active | 4011395099841 | 17.69 | 1 | 1 | stuk | Control elements / cover plates | BE31210 | TH (Electronic Basic ran) | stuk | Afdekplaat thermostaat 1795 TA-72 | Cover Plate, Thermostat | Cover Plate, Thermostat | 1795 TA-72 Cover plate for room thermostat
2CKA001710A3777 | 1795 TA-783 | Active | 4011395099858 | 24.44 | 1 | 1 | stuk | Control elements / cover plates | BE31210 | TH (Electronic Basic ran) | stuk | Afdekplaat thermostaat 1795 TA-783 | Cover Plate, Thermostat | Cover Plate, Thermostat | 1795 TA-783 Cover plate for room thermostat
2CKA001710A3784 | 2118 GK-31 | Active | 4011395103999 | 16.72 | 1 | 1 | stuk | All Weather 44 (IP44) | BE31210 | TD (Mechanics IP 44 FM) | stuk | Adapter 2118 GK-31 | Adapter 2118 GK-31 | Adapter 2118 GK-31 | 2118 GK-31 Intermediate ring, hinged lid
2CKA001710A3785 | 2118 GK-33 | Active | 4011395103982 | 16.72 | 1 | 1 | stuk | All Weather 44 (IP44) | BE31210 | TD (Mechanics IP 44 FM) | stuk | 2118 GK-33 Adapter | 2118 GK-33 Adapter | Adapter | 2118 GK-33 Intermediate ring, hinged lid
2CKA001710A3786 | 2118 GKN-31 | Active | 4011395103975 | 21.79 | 1 | 1 | stuk | All Weather 44 (IP44) | BE31210 | TD (Mechanics IP 44 FM) | stuk | All Weather 44 2118 GKN-31 | 2118 GKN-31 Intermediate ring with hinged lid with labelling field | Adapter | 2118 GKN-31 Intermediate ring with hinged lid with labelling field
2CKA001710A3787 | 2118 GKN-33 | Active | 4011395103968 | 21.79 | 1 | 1 | stuk | All Weather 44 (IP44) | BE31210 | TD (Mechanics IP 44 FM) | stuk | 2118 GKN-33 Adapter | 2118 GKN-33 Adapter | Adapter | 2118 GKN-33 Intermediate ring with hinged lid with labelling field
2CKA001710A3788 | 2118 GKSL-31 | Active | 4011395103951 | 72.19 | 1 | 1 | stuk | All Weather 44 (IP44) | BE31210 | TD (Mechanics IP 44 FM) | stuk | All Weather 44 2118 GKSL-31 | 2118 GKSL-31 Intermediate ring with hinged lid lockable, differing locks | Adapter | 2118 GKSL-31 Intermediate ring with hinged lid lockable, differing locks
2CKA001710A3789 | 2118 GKSL-33 | Active | 4011395103937 | 72.19 | 1 | 1 | stuk | All Weather 44 (IP44) | BE31210 | TD (Mechanics IP 44 FM) | stuk | All Weather 44 2118 GKSL-33 | 2118 GKSL-33 Intermediate ring with hinged lid lockable, differing locks | Adapter | 2118 GKSL-33 Intermediate ring with hinged lid lockable, differing locks
2CKA001710A3790 | 2118 GKSLN/11-31 | Active | 4011395103920 | 77.96 | 1 | 1 | stuk | All Weather 44 (IP44) | BE31210 | TD (Mechanics IP 44 FM) | stuk | All Weather 44 2118 GKSLN/11-31 | 2118 GKSLN/11-31 Intermediate ring with hinged lid lockable, same locks | Adapter | 2118 GKSLN/11-31 Intermediate ring with hinged lid lockable, same locks
2CKA001710A3791 | 2118 GKSLN/11-32 | Active | 4011395103883 | 75.41 | 1 | 1 | stuk | All Weather 44 (IP44) | BE31210 | TD (Mechanics IP 44 FM) | stuk | 2118 GKSLN/11-32 Adapter | 2118 GKSLN/11-32 Adapter | Adapter | 2118 GKSLN/11-32 Intermediate ring with hinged lid lockable, same locks
2CKA001710A3792 | 2118 GKSLN/11-33 | Active | 4011395103869 | 77.96 | 1 | 1 | stuk | All Weather 44 (IP44) | BE31210 | TD (Mechanics IP 44 FM) | stuk | All Weather 44 2118 GKSLN/11-33 | 2118 GKSLN/11-33 Intermediate ring with hinged lid lockable, same locks | Adapter | 2118 GKSLN/11-33 Intermediate ring with hinged lid lockable, same locks
2CKA001710A3793 | 2118 GKSLN/11-34 | Active | 4011395103852 | 75.41 | 1 | 1 | stuk | All Weather 44 (IP44) | BE31210 | TD (Mechanics IP 44 FM) | stuk | All Weather 44 2118 GKSLN/11-34 | 2118 GKSLN/11-34 Intermediate ring with hinged lid lockable, same locks | Adapter | 2118 GKSLN/11-34 Intermediate ring with hinged lid lockable, same locks
2CKA001710A3794 | 2118 GKSLN/11-35 | Active | 4011395103838 | 77.96 | 1 | 1 | stuk | All Weather 44 (IP44) | BE31210 | TD (Mechanics IP 44 FM) | stuk | All Weather 44 2118 GKSLN/11-35 | 2118 GKSLN/11-35 Intermediate ring with hinged lid lockable, same locks | Adapter | 2118 GKSLN/11-35 Intermediate ring with hinged lid lockable, same locks
2CKA001710A3795 | 2118 GKSLN-31 | Active | 4011395103821 | 77.96 | 1 | 1 | stuk | All Weather 44 (IP44) | BE31210 | TD (Mechanics IP 44 FM) | stuk | All Weather 44 2118 GKSLN-31 | 2118 GKSLN-31 Intermediate ring with hinged lid lockable, differing locks | Adapter | 2118 GKSLN-31 Intermediate ring with hinged lid lockable, differing locks
2CKA001710A3796 | 2118 GKSLN-33 | Active | 4011395103791 | 77.96 | 1 | 1 | stuk | All Weather 44 (IP44) | BE31210 | TD (Mechanics IP 44 FM) | stuk | Adapter 2118 GKSLN-33 | Adapter 2118 GKSLN-33 | Adapter 2118 GKSLN-33 | 2118 GKSLN-33 Intermediate ring with hinged lid lockable, differing locks
2CKA001710A3797 | 2133-31 | Active | 4011395103722 | 25.49 | 1 | 1 | stuk | All Weather 44 (IP44) | BE31210 | TD (Mechanics IP 44 FM) | stuk | All Weather 44 2133-31 | 2133-31 Cover plate with metal mounting plate | Cover Plate | 2133-31 Cover plate with metal mounting plate
2CKA001710A3798 | 2133-33 | Active | 4011395103715 | 25.49 | 1 | 1 | stuk | All Weather 44 (IP44) | BE31210 | TD (Mechanics IP 44 FM) | stuk | All Weather 44 2133-33 | 2133-33 Cover plate with metal mounting plate | Cover Plate | 2133-33 Cover plate with metal mounting plate
2CKA001710A3799 | 2138-31 | Active | 4011395103685 | 19.54 | 1 | 1 | stuk | All Weather 44 (IP44) | BE31210 | TD (Mechanics IP 44 FM) | stuk | All Weather 44 2138-31 | 2138-31 Blank plate with metal mounting plate | Cover Plate | 2138-31 Blank plate with metal mounting plate
2CKA001710A3800 | 2138-33 | Active | 4011395103678 | 19.54 | 1 | 1 | stuk | All Weather 44 (IP44) | BE31210 | TD (Mechanics IP 44 FM) | stuk | Afdekplaat 2138-33 | 2138-33 Blank plate with metal mounting plate | Cover Plate 2138-33 | 2138-33 Blank plate with metal mounting plate
2CKA001710A3801 | 2142 DR-31 | Active | 4011395103654 | 32.74 | 1 | 1 | stuk | All Weather 44 (IP44) | BE31210 | TD (Mechanics IP 44 FM) | stuk | All Weather 44 2142 DR-31 | 2142 DR-31 Cover plate with rotary control, with marking | Cover Plate | 2142 DR-31 Cover plate with rotary control, with marking
2CKA001710A3802 | 2142 DR-33 | Active | 4011395103630 | 32.74 | 1 | 1 | stuk | All Weather 44 (IP44) | BE31210 | TD (Mechanics IP 44 FM) | stuk | All Weather 44 2142 DR-33 | 2142 DR-33 Cover plate with rotary control, with marking | Cover Plate | 2142 DR-33 Cover plate with rotary control, with marking
2CKA001710A3803 | 2155 PZ-31 | Active | 4011395103586 | 34.02 | 1 | 1 | stuk | All Weather 44 (IP44) | BE31210 | TH (Electronic Basic ran) | stuk | 2155 PZ-31 deksellabel | 2155 PZ-31 Cover plate with marking | Cover Plate | 2155 PZ-31 Cover plate with marking
2CKA001710A3804 | 2155 PZ-33 | Active | 4011395103562 | 34.02 | 1 | 1 | stuk | All Weather 44 (IP44) | BE31210 | TH (Electronic Basic ran) | stuk | 2155 PZ-33 deksellabel | 2155 PZ-33 Cover plate with marking | Cover Plate | 2155 PZ-33 Cover plate with marking
2CKA001710A3805 | 2155 SLPZ-31 | Active | 4011395103555 | 34.02 | 1 | 1 | stuk | All Weather 44 (IP44) | BE31210 | TH (Electronic Basic ran) | stuk | 2155 SLPZ-31 deksellabel | 2155 SLPZ-31 Cover plate with marking | Cover Plate | 2155 SLPZ-31 Cover plate with marking
2CKA001710A3806 | 2155 SLPZ-33 | Active | 4011395103548 | 34.02 | 1 | 1 | stuk | All Weather 44 (IP44) | BE31210 | TH (Electronic Basic ran) | stuk | 2155 SLPZ-33 deksellabel | 2155 SLPZ-33 Cover plate with marking | Cover Plate | 2155 SLPZ-33 Cover plate with marking
2CKA001710A3807 | 1740 DR/03-82 | Active | 4011395105313 | 13.44 | 1 | 1 | stuk | Cover plates white for data and communication system | BE31210 | TA (Mech Stnd WA & SSM) | stuk | Centr.Plaat savanne/ivoorwit draaigreep | Plaque centrale savane/blanc ivoire poignée tournante | Cover Plate savanna/ivory white turning handle | 1740 DR/03-82 Cover plate with rotary control, with marking
2CKA001710A3808 | 1740 DR/03-84 | Active | 4011395105320 | 13.44 | 1 | 1 | stuk | Cover plates white for data and communication system | BE31210 | TA (Mech Stnd WA & SSM) | stuk | Centr.Plaat davos/studiowit draaigreep | Plaque centrale davos/blanc studio poignée tournante | Cover Plate davos/studio white turning handle | 1740 DR/03-84 Cover plate with rotary control, with marking
2CKA001710A3811 | 1740 DR/03-83 | Active | 4011395105351 | 22.03 | 1 | 1 | stuk | Cover plates colored/metal for data and communication system | BE31210 | TC (Mechanics Premium) | stuk | Afdekplaat hendel 1740 DR/03-83 | Cover Plate, turning handle | Cover Plate, turning handle | 1740 DR/03-83 Cover plate with rotary control, with marking
2CKA001710A3812 | 1740 DR/03-866 | Active | 4011395105368 | 35.52 | 1 | 1 | stuk | Cover plates for data and communication | BE31210 | TC (Mechanics Premium) | stuk | Centr.Plaat edelstaal draaigreep | Plaque centrale acier inoxydable poignée tournante | Cover Plate stainless steel turning handle | 1740 DR/03-866 Cover plate with rotary control, with marking
2CKA001710A3840 | 1740-803 | Active | 4011395110331 | 14.82 | 1 | 1 | stuk | Cover plates colored/metal for blind control | BE31210 | TC (Mechanics Premium) | stuk | Centr.PlaatMeteor/grijsMET draaigreep | Plaque centrale meteor/grijsmetallic poignée tournante | Cover Plate meteor/grey metallic turning handle | 1740-803 Cover plate with rotary control, with marking
2CKA001710A3841 | 1755 SL/PZ-803-101 | Active | 4011395110348 | 19.78 | 1 | 1 | stuk | Cover plates for 3-step rotary switch & Key switch / Blind switch for profile semi-cylindrical lock | BE31210 | TH (Electronic Basic ran) | stuk | Centr.PlaatMeteor/grijsMET | Plaque centrale meteor/grijsmetallic interrupteur à clé | Cover Plate meteor/grey metallic Key Switch | 1755 SL/PZ-803-101 Cover plate with labelling field
2CKA001710A3843 | 1742-803 | Active | 4011395110362 | 15.69 | 1 | 1 | stuk | Cover plates colored/metal for data and communication system | BE31210 | TC (Mechanics Premium) | stuk | afdekplaat 1742-803 | Couvercle 1742-803 | Cover Plate 1742-803 | 1742-803 Blank plate with metal mounting plate
2CKA001710A3844 | 1749-803 | Active | 4011395110379 | 21.16 | 1 | 1 | stuk | Cover plates colored/metal for data and communication system | BE31210 | TC (Mechanics Premium) | stuk | cpl 1xuit boring 10mm s-grijsMET | 1749-803 Cover plate with metal mounting plate | Cover Plate | 1749-803 Cover plate with metal mounting plate
2CKA001710A3847 | 1794-803 | Active | 4011395110423 | 15.1 | 1 | 1 | stuk | Control elements / cover plates | BE31210 | TH (Electronic Basic ran) | stuk | Centr.PlaatMeteor/grijsMET Temp.regelaar | Plaque centrale meteor/grijsmetallic Pour thermostat avec contact à ouverture | Cover Plate meteor/grey metallic Thermostat | 1794-803 Cover plate for room thermostat
2CKA001710A3848 | 1795-803 | Active | 4011395110430 | 16.78 | 1 | 1 | stuk | Control elements / cover plates | BE31210 | TH (Electronic Basic ran) | stuk | Afdek.meteor/grijsMET Temp.regelaar | Plaque de recouvrement meteor/grijsmetallic Pour thermostat avec contact à ouverture | Cover Plate meteor/grey metallic Thermostat | 1795-803 Cover plate for room thermostat
2CKA001710A3849 | 1794 TA-803 | Active | 4011395110447 | 15.1 | 1 | 1 | stuk | Control elements / cover plates | BE31210 | TH (Electronic Basic ran) | stuk | Afdek.meteor/grijsMET Temp.regelaar | Plaque de recouvrement meteor/grijsmetallic Pour thermostat avec contact à ouverture | Cover Plate meteor/grey metallic Thermostat | 1794 TA-803 Cover plate for room thermostat
2CKA001710A3850 | 1795 TA-803 | Active | 4011395110461 | 16.78 | 1 | 1 | stuk | Control elements / cover plates | BE31210 | TH (Electronic Basic ran) | stuk | Afdek.meteor/grijsMET Temp.regelaar | Plaque de recouvrement meteor/grijsmetallic Pour thermostat avec contact à ouverture | Cover Plate meteor/grey metallic Thermostat | 1795 TA-803 Cover plate for room thermostat
2CKA001710A3851 | 1748-803 | Active | 4011395110478 | 22.31 | 1 | 1 | stuk | Cover plates colored/metal for data and communication system | BE31210 | TC (Mechanics Premium) | stuk | 1748-803 MetalMounting plate | Plaque centrale meteor/grijsmetallic Communication de données, Avec bague-support | Cover Plate | 1748-803 Cover plate with metal mounting plate
2CKA001710A3852 | 1803-803 | Active | 4011395110485 | 14.47 | 1 | 1 | stuk | Cover plates colored/metal for data and communication system | BE31210 | TC (Mechanics Premium) | stuk | Centr.PlaatMeteor/grijsMET Datacom. | Plaque centrale meteor/grijsmetallic Communication de données | Cover Plate meteor/grey metallic data communication system | 1803-803 Cover plate
2CKA001710A3853 | 1803-02-803 | Active | 4011395110492 | 14.47 | 1 | 1 | stuk | Cover plates colored/metal for data and communication system | BE31210 | TC (Mechanics Premium) | stuk | Centr.PlaatMeteor/grijsMET Datacom. | Plaque centrale meteor/grijsmetallic Communication de données | Cover Plate meteor/grey metallic data communication system | 1803-02-803 Cover plate 2gang
2CKA001710A3854 | 1766-803 | Active | 4011395110515 | 12.46 | 1 | 1 | stuk | Cover plates colored/metal for data and communication system | BE31210 | TC (Mechanics Premium) | stuk | Centr.PlaatMeteor/grijsMET Datacom. | Plaque centrale meteor/grijsmetallic Communication de données | Cover Plate meteor/grey metallic data communication | 1766-803 Cover plate
2CKA001710A3855 | 1745-803 | Active | 4011395110522 | 12.46 | 1 | 1 | stuk | Cover plates colored/metal for data and communication system | BE31210 | TC (Mechanics Premium) | stuk | Centr.PlaatMeteor/grijsMET Telefoon | Plaque centrale meteor/grijsmetallic Téléphone | Cover Plate meteor/grey metallic Telephone | 1745-803 Cover plate
2CKA001710A3856 | 1800-803 | Active | 4011395110539 | 18.68 | 1 | 1 | stuk | Cover plates colored/metal for data and communication system | BE31210 | TC (Mechanics Premium) | stuk | Centr.PlaatMeteor/grijsMET Datacom. | Plaque centrale meteor/grijsmetallic Communication de données | Cover Plate meteor/grey metallic data communication system | 1800-803 Cover plate with labelling field
2CKA001710A3857 | 1746/10-803 | Active | 4011395110546 | 11.93 | 1 | 1 | stuk | Cover plates colored/metal for data and communication system | BE31210 | TC (Mechanics Premium) | stuk | meteor/grijsMET telecom.mech.s | meteor/grijsmetallic Pour mécanismes de télécommunication | Cover Plate meteor/grey metallic For telecommunication | 1746/10-803 Cover plate
2CKA001710A3858 | 1746-803 | Active | 4011395110553 | 18.17 | 1 | 1 | stuk | Cover plates colored/metal for data and communication system | BE31210 | TC (Mechanics Premium) | stuk | 1746-803hinged lid | meteor/grijsmetallic Avec clapet, Pour mécanismes de télécommunication | Cover Plate meteor/grey metallic With hinged lid, for telecommunication | 1746-803 Cover plate with hinged lid
2CKA001710A3859 | 1750-803 | Active | 4011395110560 | 16.55 | 1 | 1 | stuk | Cover plates colored/metal for data and communication system | BE31210 | TC (Mechanics Premium) | stuk | Afdek.meteor/grijsMET van BNC-TNC-Con.s | Plaque de recouvrement meteor/grijsmetallic pour fiches femelles BNC et TNC. | Cover Plate meteor/grey metallic for BNC and TNC sockets | 1750-803 Cover plate with metal mounting plate
2CKA001710A3860 | 1747-82 | Active | 4011395112014 | 10.26 | 1 | 1 | stuk | Cover plates white for data and communication system | BE31210 | TA (Mech Stnd WA & SSM) | stuk | Centr.Plaat savanne/ivoorwit | Plaque de recouvrement savane/blanc ivoire | Cover Plate savanna/ivory white | 1747-82 Intermediate ring
2CKA001710A3861 | 1747-84 | Active | 4011395112021 | 10.26 | 1 | 1 | stuk | Cover plates white for data and communication system | BE31210 | TA (Mech Stnd WA & SSM) | stuk | Centr.Plaat davos/studiowit | Plaque de recouvrement davos/blanc studio | Cover Plate davos/studio white | 1747-84 Intermediate ring
2CKA001710A3862 | 1747 SI-82 | Active | 4011395112038 | 10.1 | 1 | 1 | stuk | Cover plates white for data and communication system | BE31210 | TA (Mech Stnd WA & SSM) | stuk | 1747 SI-82 Interm. ring Reflex SI/SI Linear | Bague intermédiaire savane/blanc ivoire Pour accueillir des plaques de recouvr. de la gamme Busch-Duro 2000® SI et Refl. | Intermediate ring savanna/ivory white For fitting cover plates from the Busch-Duro 2000® SI and Reflex SI range | 1747 SI-82 Intermediate ring Reflex SI/SI Linear
2CKA001710A3863 | 1747 SI-84 | Active | 4011395112045 | 10.1 | 1 | 1 | stuk | Cover plates white for data and communication system | BE31210 | TA (Mech Stnd WA & SSM) | stuk | 1747 SI-84 Interm. ring Reflex SI/SI Linear | Bague intermédiaire davos/blanc studio Pour accueillir des plaques de recouvr. de la gamme Busch-Duro 2000® SI et Refl. | Intermediate ring davos/studio white For fitting cover plates from the Busch-Duro 2000® SI and Reflex SI range | 1747 SI-84 Intermediate ring Reflex SI/SI Linear
2CKA001710A3870 | 1740 DR/03-884 | Active | 4011395126899 | 22.03 | 1 | 1 | stuk | Cover plates white for data and communication system | BE31210 | TA (Mech Stnd WA & SSM) | stuk | 1740 DR/03-884 deksel rotary ctrl label | 1740 DR/03-884 Cover plate with rotary control, with marking | Cover Frame | 1740 DR/03-884 Cover plate with rotary control, with marking
2CKA001710A3872 | 1740-884 | Active | 4011395126929 | 22.03 | 1 | 1 | stuk | Cover plates white for blind control | BE31210 | TA (Mech Stnd WA & SSM) | stuk | 1740-884 deksel rotary ctrl label | 1740-884 Cover plate with rotary control, with marking | Cover Frame | 1740-884 Cover plate with rotary control, with marking
2CKA001710A3873 | 1742-884 | Active | 4011395126936 | 15.69 | 1 | 1 | stuk | Cover plates white for data and communication system | BE31210 | TA (Mech Stnd WA & SSM) | stuk | 1742-884 Blank plate MetalMounting plate | 1742-884 Blank plate with metal mounting plate | Cover Frame | 1742-884 Blank plate with metal mounting plate
2CKA001710A3874 | 1745-884 | Active | 4011395126943 | 12.46 | 1 | 1 | stuk | Cover plates white for data and communication system | BE31210 | TA (Mech Stnd WA & SSM) | stuk | 1745-884 Cover plate | 1745-884 Cover plate | Cover Frame | 1745-884 Cover plate
2CKA001710A3875 | 1746/10-884 | Active | 4011395126950 | 11.93 | 1 | 1 | stuk | Cover plates white for data and communication system | BE31210 | TA (Mech Stnd WA & SSM) | stuk | 1746/10-884 Cover plate | 1746/10-884 Cover plate | Cover Frame | 1746/10-884 Cover plate
2CKA001710A3876 | 1746-884 | Active | 4011395126967 | 18.17 | 1 | 1 | stuk | Cover plates white for data and communication system | BE31210 | TA (Mech Stnd WA & SSM) | stuk | 1746-884 Cover plate | 1746-884 Cover plate | Cover Frame | 1746-884 Cover plate
2CKA001710A3877 | 1748-884 | Active | 4011395126974 | 23.01 | 1 | 1 | stuk | Cover plates white for data and communication system | BE31210 | TA (Mech Stnd WA & SSM) | stuk | BJ-iDock insert | 1748-884 Cover plate with metal mounting plate | Busch-iDock insert | 1748-884 Cover plate with metal mounting plate
2CKA001710A3878 | 1749-884 | Active | 4011395126981 | 21.16 | 1 | 1 | stuk | Cover plates white for data and communication system | BE31210 | TA (Mech Stnd WA & SSM) | stuk | 1749-884 deksel flex outlet | 1749-884 Cover plate with flex outlet | Cover Frame | 1749-884 Cover plate with flex outlet
2CKA001710A3879 | 1750-884 | Active | 4011395126998 | 16.55 | 1 | 1 | stuk | Cover plates white for data and communication system | BE31210 | TA (Mech Stnd WA & SSM) | stuk | 1750-884 dekselMetalMounting plate | 1750-884 Cover plate with metal mounting plate | Cover Frame | 1750-884 Cover plate with metal mounting plate
2CKA001710A3883 | 1794 TA-884 | Active | 4011395127049 | 15.1 | 1 | 1 | stuk | Control elements / cover plates | BE31210 | TH (Electronic Basic ran) | stuk | 1794 TA-884 dekselroom thermo. | 1794 TA-884 Cover plate for room thermostat | Cover Plate | 1794 TA-884 Cover plate for room thermostat
2CKA001710A3884 | 1794-884 | Active | 4011395127056 | 15.1 | 1 | 1 | stuk | Control elements / cover plates | BE31210 | TH (Electronic Basic ran) | stuk | 1794-884 dekselroom thermo. | 1794-884 Cover plate for room thermostat | Cover Plate | 1794-884 Cover plate for room thermostat
2CKA001710A3885 | 1795 TA-884 | Active | 4011395127063 | 16.78 | 1 | 1 | stuk | Control elements / cover plates | BE31210 | TH (Electronic Basic ran) | stuk | 1795 TA-884 dekselroom thermo. | 1795 TA-884 Cover plate for room thermostat | Cover Plate | 1795 TA-884 Cover plate for room thermostat
2CKA001710A3886 | 1795-884 | Active | 4011395127070 | 16.78 | 1 | 1 | stuk | Control elements / cover plates | BE31210 | TH (Electronic Basic ran) | stuk | 1795-884 dekselroom thermo. | 1795-884 Cover plate for room thermostat | Cover Plate | 1795-884 Cover plate for room thermostat
2CKA001710A3887 | 1800-884 | Active | 4011395127087 | 18.68 | 1 | 1 | stuk | Cover plates white for data and communication system | BE31210 | TA (Mech Stnd WA & SSM) | stuk | 1800-884 deksel label field | 1800-884 Cover plate with labelling field | Cover Frame | 1800-884 Cover plate with labelling field
2CKA001710A3888 | 1803-02-884 | Active | 4011395127094 | 14.47 | 1 | 1 | stuk | Cover plates white for data and communication system | BE31210 | TA (Mech Stnd WA & SSM) | stuk | 1803-02-884 deksel2gang | 1803-02-884 Cover plate 2gang | Cover Frame | 1803-02-884 Cover plate 2gang
2CKA001710A3889 | 1803-884 | Active | 4011395127117 | 14.47 | 1 | 1 | stuk | Cover plates white for data and communication system | BE31210 | TA (Mech Stnd WA & SSM) | stuk | 1803-884 Cover plate | 1803-884 Cover plate | Cover Frame | 1803-884 Cover plate
2CKA001710A3890 | 2542 DR/01-884 | Active | 4011395127124 | 22.03 | 1 | 1 | stuk | Cover plates for 3-step rotary switch & Key switch / Blind switch for profile semi-cylindrical lock | BE31210 | TA (Mech Stnd WA & SSM) | stuk | 2542 DR/01-884 deksel rotary ctrl label | 2542 DR/01-884 Cover plate with rotary control, with marking | Cover Frame | 2542 DR/01-884 Cover plate with rotary control, with marking
2CKA001710A3891 | 2542 DR/02-884 | Active | 4011395127131 | 22.03 | 1 | 1 | stuk | Cover plates for 3-step rotary switch & Key switch / Blind switch for profile semi-cylindrical lock | BE31210 | TA (Mech Stnd WA & SSM) | stuk | 2542 DR/02-884 deksel rotary ctrl label | 2542 DR/02-884 Cover plate with rotary control, with marking | Cover Frame | 2542 DR/02-884 Cover plate with rotary control, with marking
2CKA001710A3892 | 1740 DR/03-885 | Active | 4011395127148 | 22.03 | 1 | 1 | stuk | Cover plates colored/metal for data and communication system | BE31210 | TC (Mechanics Premium) | stuk | Centr.Plaat zwMat draaigreep | Plaque centrale matt noir poignée tournante | Control Cover, turning handle | 1740 DR/03-885 Cover plate with rotary control, with marking
2CKA001710A3894 | 1740-885 | Active | 4011395127162 | 22.03 | 1 | 1 | stuk | Cover plates colored/metal for blind control | BE31210 | TC (Mechanics Premium) | stuk | Centr.Plaat zwMat draaigreep | Plaque centrale matt noir poignée tournante | Contol Cover, Blind | 1740-885 Cover plate with rotary control, with marking
2CKA001710A3895 | 1742-885 | Active | 4011395127179 | 15.69 | 1 | 1 | stuk | Cover plates colored/metal for data and communication system | BE31210 | TC (Mechanics Premium) | stuk | Blind Centr.Plaat zwMatdraagring | Fausse plaque centrale matt noir Avec bague-support | Contol Cover, Blind | 1742-885 Blank plate with metal mounting plate
2CKA001710A3896 | 1745-885 | Active | 4011395127186 | 12.46 | 1 | 1 | stuk | Cover plates colored/metal for data and communication system | BE31210 | TC (Mechanics Premium) | stuk | Centr.Plaat zwMat Telefoon | Plaque centrale matt noir Téléphone | Cover Plate, Telephone | 1745-885 Cover plate
2CKA001710A3897 | 1746/10-885 | Active | 4011395127193 | 11.93 | 1 | 1 | stuk | Cover plates colored/metal for data and communication system | BE31210 | TC (Mechanics Premium) | stuk | Centr.Plaat zwMat telecom.mech.s | Plaque centrale matt noir Pour mécanismes de télécommunication | Cover Plate, Telephone | 1746/10-885 Cover plate
2CKA001710A3898 | 1746-885 | Active | 4011395127216 | 18.17 | 1 | 1 | stuk | Cover plates colored/metal for data and communication system | BE31210 | TC (Mechanics Premium) | stuk | 1746-885 | Plaque centrale matt noir Avec clapet, Pour mécanismes de télécommunication | Cover Plate | 1746-885 Cover plate
2CKA001710A3899 | 1748-885 | Active | 4011395127223 | 23.01 | 1 | 1 | stuk | Cover plates colored/metal for data and communication system | BE31210 | TC (Mechanics Premium) | stuk | Centr.Plaat zwMat Datacom.draagring | Plaque centrale matt noir Communication de données, Avec bague-support | Cover Plate | 1748-885 Cover plate with metal mounting plate
2CKA001710A3900 | 1749-885 | Active | 4011395127230 | 21.16 | 1 | 1 | stuk | Cover plates colored/metal for data and communication system | BE31210 | TC (Mechanics Premium) | stuk | Centr.Plaat zwMat Datacom.draagring | Plaque centrale matt noir Communication de données, Avec bague-support | Cover Plate | 1749-885 Cover plate with flex outlet
2CKA001710A3901 | 1750-885 | Active | 4011395127247 | 16.55 | 1 | 1 | stuk | Cover plates colored/metal for data and communication system | BE31210 | TC (Mechanics Premium) | stuk | Centr.Plaat zwMat BNC,TNC Con.s | Plaque centrale matt noir pour fiches femelles BNC et TNC | Cover Plate | 1750-885 Cover plate with metal mounting plate
2CKA001710A3902 | 1755 SL/PZ-885-101 | Active | 4011395127254 | 19.78 | 1 | 1 | stuk | Cover plates for 3-step rotary switch & Key switch / Blind switch for profile semi-cylindrical lock | BE31210 | TH (Electronic Basic ran) | stuk | Centr.Plaat zwMat | Plaque centrale matt noir interrupteur à clé | Cover Plate Key Switch | 1755 SL/PZ-885-101 Cover plate with labelling field
2CKA001710A3903 | 1766-885 | Active | 4011395127261 | 12.46 | 1 | 1 | stuk | Cover plates colored/metal for data and communication system | BE31210 | TC (Mechanics Premium) | stuk | Afdekplaat thermostaat 1766-885 | 1766-885 Cover plate | Cover Plate | 1766-885 Cover plate
2CKA001710A3905 | 1792-885 | Active | 4011395127285 | 65.51 | 1 | 1 | stuk | Cover plates colored/metal | BE31210 | TC (Mechanics Premium) | stuk | 1792-885 Cover plate | Cover Plate, Thermostat | Cover Plate | 1792-885 Cover plate
2CKA001710A3906 | 1794 TA-885 | Active | 4011395127292 | 15.1 | 1 | 1 | stuk | Control elements / cover plates | BE31210 | TH (Electronic Basic ran) | stuk | Afdekplaat thermostaat 1794 TA-885 | Cover Plate, Thermostat | Cover Plate, Thermostat | 1794 TA-885 Cover plate for room thermostat
2CKA001710A3907 | 1794-885 | Active | 4011395127315 | 15.1 | 1 | 1 | stuk | Control elements / cover plates | BE31210 | TH (Electronic Basic ran) | stuk | Afdekplaat thermostaat 1794-885 | Cover Plate, Thermostat | Cover Plate, Thermostat | 1794-885 Cover plate for room thermostat
2CKA001710A3908 | 1795 TA-885 | Active | 4011395127322 | 16.78 | 1 | 1 | stuk | Control elements / cover plates | BE31210 | TH (Electronic Basic ran) | stuk | Afdekplaat thermostaat 1795 TA-885 | Cover Plate, Thermostat | Cover Plate, Thermostat | 1795 TA-885 Cover plate for room thermostat
2CKA001710A3909 | 1795-885 | Active | 4011395127339 | 16.78 | 1 | 1 | stuk | Control elements / cover plates | BE31210 | TH (Electronic Basic ran) | stuk | Afdekplaat Luidspreker | 1795-885 Cover plate for room thermostat | Cover Plate, Thermostat | 1795-885 Cover plate for room thermostat
2CKA001710A3910 | 1800-885 | Active | 4011395127346 | 18.68 | 1 | 1 | stuk | Cover plates colored/metal for data and communication system | BE31210 | TC (Mechanics Premium) | stuk | Afdekplaat TV 1800-885 | 1800-885 Cover plate with labelling field | Cover Plate | 1800-885 Cover plate with labelling field
2CKA001710A3911 | 1803-02-885 | Active | 4011395127353 | 14.47 | 1 | 1 | stuk | Cover plates colored/metal for data and communication system | BE31210 | TC (Mechanics Premium) | stuk | Afdekplaat 1803-02-885 | 1803-02-885 Cover plate 2gang | Cover Plate | 1803-02-885 Cover plate 2gang
2CKA001710A3912 | 1803-885 | Active | 4011395127360 | 14.47 | 1 | 1 | stuk | Cover plates colored/metal for data and communication system | BE31210 | TC (Mechanics Premium) | stuk | 1803-885 Cover plate | 1803-885 Cover plate | Cover Plate | 1803-885 Cover plate
2CKA001710A3913 | 2542 DR/01-885 | Active | 4011395127377 | 22.03 | 1 | 1 | stuk | Cover plates for 3-step rotary switch & Key switch / Blind switch for profile semi-cylindrical lock | BE31210 | TC (Mechanics Premium) | stuk | 2542 DR/01-885 deksel rotary ctrl label | 2542 DR/01-885 Cover plate with rotary control, with marking | Cover Plate, turning handle | 2542 DR/01-885 Cover plate with rotary control, with marking
2CKA001710A3914 | 2542 DR/02-885 | Active | 4011395127384 | 22.03 | 1 | 1 | stuk | Cover plates for 3-step rotary switch & Key switch / Blind switch for profile semi-cylindrical lock | BE31210 | TC (Mechanics Premium) | stuk | RockerMarked 'Light' | Rocker marked 'Bell' | Cover Plate, turning handle | 2542 DR/02-885 Cover plate with rotary control, with marking
2CKA001710A3916 | 1794 TA-775 | Active | 4011395127414 | 21.74 | 1 | 1 | stuk | Control elements / cover plates | BE31210 | TH (Electronic Basic ran) | stuk | 1794 TA-775 dekselroom thermo. | 1794 TA-775 Cover plate for room thermostat | Cover Plate, Thermostat | 1794 TA-775 Cover plate for room thermostat
2CKA001710A3917 | 1794-775 | Active | 4011395127421 | 21.74 | 1 | 1 | stuk | Control elements / cover plates | BE31210 | TH (Electronic Basic ran) | stuk | RockerMarked 'Bell' | Rocker 'Heizung-Notschalter' | Cover Plate, Thermostat | 1794-775 Cover plate for room thermostat
2CKA001710A3918 | 1795 TA-775 | Active | 4011395127438 | 24.44 | 1 | 1 | stuk | Control elements / cover plates | BE31210 | TH (Electronic Basic ran) | stuk | MOUNTING GRID Lex. | 1795 TA-775 Cover plate for room thermostat | Cover Plate, Thermostat | 1795 TA-775 Cover plate for room thermostat
2CKA001710A3919 | 1795-775 | Active | 4011395127445 | 24.44 | 1 | 1 | stuk | Control elements / cover plates | BE31210 | TH (Electronic Basic ran) | stuk | Afdekplaat 1795-775 | 1795-775 Cover plate for room thermostat | Cover Plate, Thermostat | 1795-775 Cover plate for room thermostat
2CKA001710A3921 | 1794 TA-774 | Active | 4011395127469 | 21.74 | 1 | 1 | stuk | Control elements / cover plates | BE31210 | TH (Electronic Basic ran) | stuk | Afdekplaat 1794 TA-774 | 1794 TA-774 Cover plate for room thermostat | Cover Plate, Thermostat | 1794 TA-774 Cover plate for room thermostat
2CKA001710A3922 | 1794-774 | Active | 4011395127476 | 21.74 | 1 | 1 | stuk | Control elements / cover plates | BE31210 | TH (Electronic Basic ran) | stuk | 1794-774 dekselroom thermo. | 1794-774 Cover plate for room thermostat | Cover Plate, Thermostat | 1794-774 Cover plate for room thermostat
2CKA001710A3923 | 1795 TA-774 | Active | 4011395127483 | 24.44 | 1 | 1 | stuk | Control elements / cover plates | BE31210 | TH (Electronic Basic ran) | stuk | 1795 TA-774 dekselroom thermo. | 1795 TA-774 Cover plate for room thermostat | Cover Plate, Thermostat | 1795 TA-774 Cover plate for room thermostat
2CKA001710A3924 | 1795-774 | Active | 4011395127490 | 24.44 | 1 | 1 | stuk | Control elements / cover plates | BE31210 | TH (Electronic Basic ran) | stuk | 1795-774 dekselroom thermo. | 1795-774 Cover plate for room thermostat | Cover Plate, Thermostat | 1795-774 Cover plate for room thermostat
2CKA001710A3925 | 1755 SL/PZ-884-101 | Active | 4011395131572 | 19.78 | 1 | 1 | stuk | Cover plates for 3-step rotary switch & Key switch / Blind switch for profile semi-cylindrical lock | BE31210 | TH (Electronic Basic ran) | stuk | Watchdog Comfort Sensor 180 | LED display WaveLINE | Cover Plate Key Switch | 1755 SL/PZ-884-101 Cover plate with labelling field
2CKA001710A3926 | 1766-884 | Active | 4011395131626 | 12.46 | 1 | 1 | stuk | Cover plates white for data and communication system | BE31210 | TA (Mech Stnd WA & SSM) | stuk | cpl luidspr/TAE/USB f-matwit | 1766-884 Cover plate | Cover Plate | 1766-884 Cover plate
2CKA001710A3928 | 1792-884 | Active | 4011395131664 | 65.51 | 1 | 1 | stuk | Cover plates white | BE31210 | TA (Mech Stnd WA & SSM) | stuk | Centr.Plaat studiowitMat Kaart schak. | Plaque centrale matt blanc studio Interrupteur Carte | Cover Plate | 1792-884 Cover plate
2CKA001710A3990 | 1800-84-500 | Active | 4011395173800 | 27.54 | 1 | 1 | stuk | Cover plates white for data and communication system | BE31210 | TC (Mechanics Premium) | stuk | 1800-84-500label f | 1800-84-500 Cover plate with labelling f | 1800-84-500 Cover plate with labelling f | 1800-84-500 Cover plate with labelling field
2CKA001710A3991 | 1742-84-500 | Active | 4011395173862 | 23.06 | 1 | 1 | stuk | Cover plates white for data and communication system | BE31210 | TC (Mechanics Premium) | stuk | 1742-84-500 Blank plate MetalMount | 1742-84-500 Blank plate with metal mount | 1742-84-500 Blank plate with metal mount | 1742-84-500 Blank plate with metal mounting plate
2CKA001710A3992 | 1766-84-500 | Active | 4011395173879 | 14.69 | 1 | 1 | stuk | Cover plates white for data and communication system | BE31210 | TC (Mechanics Premium) | stuk | 1766-84-500 | 1766-84-500 Cover plate | 1766-84-500 Cover plate | 1766-84-500 Cover plate
2CKA001710A3998 | 1795 HK-20 | Active | 4011395182857 | 19.59 | 1 | 1 | stuk | Control elements / cover plates | BE31210 | TH (Electronic Basic ran) | stuk | cpl v thermo. 1099 UHK a-platin | 1795 HK-20 Plaque couvercle, platine, éléments de commande pour les contrôleurs de température de la pièce | cover plate | 1795 HK-20 Cover plate for room thermostat
2CKA001710A3999 | 1795 HK-21 | Active | 4011395182871 | 20.36 | 1 | 1 | stuk | Control elements / cover plates | BE31210 | TH (Electronic Basic ran) | stuk | cpl v thermo. 1099 UHK a-brons | 1795 HK-21 Plaque couvercle, bronze, éléments de commande pour les contrôleurs de température de la pièce | cover plate | 1795 HK-21 Cover plate for room thermostat
2CKA001710A4000 | 1795 HK-22G | Active | 4011395182949 | 12.29 | 1 | 1 | stuk | Control elements / cover plates | BE31210 | TH (Electronic Basic ran) | stuk | cpl v thermo. 1099 UHK a-ivoor | 1795 HK-22G Plaque couvercle, ivoire, éléments de commande pour les contrôleurs de température de la pièce | cover plate | 1795 HK-22G Cover plate for room thermostat
2CKA001710A4002 | 1795 HK-24G | Active | 4011395182925 | 12.29 | 1 | 1 | stuk | Control elements / cover plates | BE31210 | TH (Electronic Basic ran) | stuk | cpl v thermo. 1099 UHK a-albast | 1795 HK-24G Plaque couvercle, blanc studio, éléments de commande pour les contrôleurs de température de la pièce | cover plate | 1795 HK-24G Cover plate for room thermostat
2CKA001710A4003 | 1795 HK-260 | Active | 4011395182963 | 20.36 | 1 | 1 | stuk | Control elements / cover plates | BE31210 | TH (Electronic Basic ran) | stuk | cpl v thermo. 1099 UHK a-palladium | 1795 HK-260 Plaque couvercle, palladium, éléments de commande pour les contrôleurs de température de la pièce | cover plate | 1795 HK-260 Cover plate for room thermostat
2CKA001710A4004 | 1795 HK-266 | Active | 4011395183045 | 21.63 | 1 | 1 | stuk | Control elements / cover plates | BE31210 | TH (Electronic Basic ran) | stuk | cpl v thermo. 1099 UHK a-titanium | 1795 HK-266 Plaque couvercle, titane, éléments de commande pour les contrôleurs de température de la pièce | cover plate | 1795 HK-266 Cover plate for room thermostat
2CKA001710A4005 | 1795 HK-72 | Active | 4011395183069 | 20.99 | 1 | 1 | stuk | Control elements / cover plates | BE31210 | TH (Electronic Basic ran) | stuk | cpl v thermo. 1099 UHK i-ivoor | 1795 HK-72 Plaque couvercle, ivoire, éléments de commande pour les contrôleurs de température de la pièce | cover plate | 1795 HK-72 Cover plate for room thermostat
2CKA001710A4006 | 1795 HK-74 | Active | 4011395182987 | 15.1 | 1 | 1 | stuk | Control elements / cover plates | BE31210 | TH (Electronic Basic ran) | stuk | cpl v thermo. 1099 UHK i-alpin | 1795 HK-74 Plaque couvercle, blanc alpin, éléments de commande pour les contrôleurs de température de la pièce | cover plate | 1795 HK-74 Cover plate for room thermostat
2CKA001710A4007 | 1795 HK-774 | Active | 4011395183250 | 20.99 | 1 | 1 | stuk | Control elements / cover plates | BE31210 | TH (Electronic Basic ran) | stuk | cpl v thermo. 1099 UHK i-matwit | 1795 HK-774 Plaque couvercle, blanc mat studio, éléments de commande pour les contrôleurs de température de la pièce | cover plate | 1795 HK-774 Cover plate for room thermostat
2CKA001710A4008 | 1795 HK-775 | Active | 4011395183274 | 20.99 | 1 | 1 | stuk | Control elements / cover plates | BE31210 | TH (Electronic Basic ran) | stuk | cpl v thermo. 1099 UHK i-matzw | 1795 HK-775 Plaque couvercle, noir mat, éléments de commande pour les contrôleurs de température de la pièce | cover plate | 1795 HK-775 Cover plate for room thermostat
2CKA001710A4010 | 1795 HK-783 | Active | 4011395183076 | 20.99 | 1 | 1 | stuk | Control elements / cover plates | BE31210 | TH (Electronic Basic ran) | stuk | cpl v thermo. 1099 UHK i-aluzilver | 1795 HK-783 Plaque couvercle, argent aluminium, éléments de commande pour les contrôleurs de température de la pièce | cover plate | 1795 HK-783 Cover plate for room thermostat
2CKA001710A4011 | 1795 HK-79 | Active | 4011395183014 | 20.99 | 1 | 1 | stuk | Control elements / cover plates | BE31210 | TH (Electronic Basic ran) | stuk | cpl v thermo. 1099 UHK i-champagne | 1795 HK-79 Plaque couvercle, champagne métallique, éléments de commande pour les contrôleurs de température de la pièce | cover plate | 1795 HK-79 Cover plate for room thermostat
2CKA001710A4012 | 1795 HK-803 | Active | 4011395183397 | 15.1 | 1 | 1 | stuk | Control elements / cover plates | BE31210 | TH (Electronic Basic ran) | stuk | cpl v thermo. 1099 UHK i-grijs | 1795 HK-803 Plaque couvercle, gris métallique, éléments de commande pour les contrôleurs de température de la pièce | cover plate | 1795 HK-803 Cover plate for room thermostat
2CKA001710A4013 | 1795 HK-81 | Active | 4011395183335 | 13.32 | 1 | 1 | stuk | Control elements / cover plates | BE31210 | TH (Electronic Basic ran) | stuk | cpl v thermo. 1099 UHK f-antraciet | 1795 HK-81 Plaque couvercle, anthracite, éléments de commande pour les contrôleurs de température de la pièce | cover plate | 1795 HK-81 Cover plate for room thermostat
2CKA001710A4015 | 1795 HK-82 | Active | 4011395183298 | 9.98 | 1 | 1 | stuk | Control elements / cover plates | BE31210 | TH (Electronic Basic ran) | stuk | cpl v thermo. 1099 UHK s-ivoor | 1795 HK-82 Plaque couvercle, blanc ivoire, éléments de commande pour les contrôleurs de température de la pièce | cover plate | 1795 HK-82 Cover plate for room thermostat
2CKA001710A4016 | 1795 HK-83 | Active | 4011395183359 | 15.1 | 1 | 1 | stuk | Control elements / cover plates | BE31210 | TH (Electronic Basic ran) | stuk | cpl v thermo. 1099 UHK f-aluzilver | 1795 HK-83 Plaque couvercle, argent aluminium, éléments de commande pour les contrôleurs de température de la pièce | cover plate | 1795 HK-83 Cover plate for room thermostat
2CKA001710A4017 | 1795 HK-84 | Active | 4011395183311 | 9.98 | 1 | 1 | stuk | Control elements / cover plates | BE31210 | TH (Electronic Basic ran) | stuk | cpl v thermo. 1099 UHK s-studiowit | 1795 HK-84 Plaque couvercle, blanc studio, éléments de commande pour les contrôleurs de température de la pièce | cover plate | 1795 HK-84 Cover plate for room thermostat
2CKA001710A4018 | 1795 HK-866 | Active | 4011395183571 | 28.02 | 1 | 1 | stuk | Control elements / cover plates | BE31210 | TH (Electronic Basic ran) | stuk | cpl v thermo. 1099 UHK pure-rvs | 1795 HK-866 Plaque couvercle, acier inoxydable, éléments de commande pour les contrôleurs de température de la pièce | cover plate | 1795 HK-866 Cover plate for room thermostat
2CKA001710A4019 | 1795 HK-884 | Active | 4011395183427 | 15.1 | 1 | 1 | stuk | Control elements / cover plates | BE31210 | TH (Electronic Basic ran) | stuk | cpl v thermo. 1099 UHK f-matwit | 1795 HK-884 Plaque couvercle, blanc studio, mat, éléments de commande pour les contrôleurs de température de la pièce | cover plate | 1795 HK-884 Cover plate for room thermostat
2CKA001710A4020 | 1795 HK-885 | Active | 4011395183441 | 15.1 | 1 | 1 | stuk | Control elements / cover plates | BE31210 | TH (Electronic Basic ran) | stuk | cpl v thermo. 1099 UHK f-matzw | 1795 HK-885 Plaque couvercle, noir mat, éléments de commande pour les contrôleurs de température de la pièce | cover plate | 1795 HK-885 Cover plate for room thermostat
2CKA001710A4030 | 1795 HKEA-20 | Active | 4011395182864 | 22.67 | 1 | 1 | stuk | Control elements / cover plates | BE31210 | TH (Electronic Basic ran) | stuk | cpl v thermo. 1099 UHKEA a-platin | 1795 HKEA-20 Plaque couvercle, platine, éléments de commande pour les contrôleurs de température de la pièce | cover plate | 1795 HKEA-20 Cover plate for room thermostat
2CKA001710A4031 | 1795 HKEA-21 | Active | 4011395182888 | 22.67 | 1 | 1 | stuk | Control elements / cover plates | BE31210 | TH (Electronic Basic ran) | stuk | cpl v thermo. 1099 UHKEA a-brons | 1795 HKEA-21 Plaque couvercle, bronze, éléments de commande pour les contrôleurs de température de la pièce | cover plate | 1795 HKEA-21 Cover plate for room thermostat
2CKA001710A4032 | 1795 HKEA-22G | Active | 4011395182956 | 14.66 | 1 | 1 | stuk | Control elements / cover plates | BE31210 | TH (Electronic Basic ran) | stuk | cpl v thermo. 1099 UHKEA a-ivoor | 1795 HKEEA-22G Plaque couvercle, ivoire, éléments de commande pour les contrôleurs de température de la pièce | cover plate | 1795 HKEA-22G Cover plate for room thermostat
2CKA001710A4034 | 1795 HKEA-24G | Active | 4011395182932 | 14.66 | 1 | 1 | stuk | Control elements / cover plates | BE31210 | TH (Electronic Basic ran) | stuk | cpl v thermo. 1099 UHKEA a-albast | 1795 HKEA-24 Plaque couvercle, blanc studio, éléments de commande pour les contrôleurs de température de la pièce | cover plate | 1795 HKEA-24G Cover plate for room thermostat
2CKA001710A4035 | 1795 HKEA-260 | Active | 4011395182970 | 22.67 | 1 | 1 | stuk | Control elements / cover plates | BE31210 | TH (Electronic Basic ran) | stuk | cpl v thermo. 1099 UHKEA a-palladium | 1795 HKEA-260 Plaque couvercle, palladium, éléments de commande pour les contrôleurs de température de la pièce | cover plate | 1795 HKEA-260 Cover plate for room thermostat
2CKA001710A4036 | 1795 HKEA-266 | Active | 4011395183052 | 24.1 | 1 | 1 | stuk | Control elements / cover plates | BE31210 | TH (Electronic Basic ran) | stuk | cpl v thermo. 1099 UHKEA a-titanium | 1795 HKEA-266 Plaque couvercle, titane, éléments de commande pour les contrôleurs de température de la pièce | cover plate | 1795 HKEA-266 Cover plate for room thermostat
2CKA001710A4037 | 1795 HKEA-72 | Active | 4011395183090 | 23.52 | 1 | 1 | stuk | Control elements / cover plates | BE31210 | TH (Electronic Basic ran) | stuk | cpl v thermo. 1099 UHKEA i-ivoor | 1795 HKEA-72 Plaque couvercle, ivoire, éléments de commande pour les contrôleurs de température de la pièce | cover plate | 1795 HKEA-72 Cover plate for room thermostat
2CKA001710A4038 | 1795 HKEA-74 | Active | 4011395182994 | 17.69 | 1 | 1 | stuk | Control elements / cover plates | BE31210 | TH (Electronic Basic ran) | stuk | cpl v thermo. 1099 UHKEA i-alpin | 1795 HKEA-74 Plaque couvercle, blanc alpin, éléments de commande pour les contrôleurs de température de la pièce | cover plate | 1795 HKEA-74 Cover plate for room thermostat
2CKA001710A4039 | 1795 HKEA-774 | Active | 4011395183267 | 23.52 | 1 | 1 | stuk | Control elements / cover plates | BE31210 | TH (Electronic Basic ran) | stuk | cpl v thermo. 1099 UHKEA i-matwit | 1795 HKEA-774 Plaque couvercle, blanc mat studio, éléments de commande pour les contrôleurs de température de la pièce | cover plate | 1795 HKEA-774 Cover plate for room thermostat
2CKA001710A4040 | 1795 HKEA-775 | Active | 4011395183281 | 23.52 | 1 | 1 | stuk | Control elements / cover plates | BE31210 | TH (Electronic Basic ran) | stuk | cpl v thermo. 1099 UHKEA i-matzw | 1795 HKEA-775 Plaque couvercle, noir mat, éléments de commande pour les contrôleurs de température de la pièce | cover plate | 1795 HKEA-775 Cover plate for room thermostat
2CKA001710A4042 | 1795 HKEA-783 | Active | 4011395183113 | 23.52 | 1 | 1 | stuk | Control elements / cover plates | BE31210 | TH (Electronic Basic ran) | stuk | cpl v thermo. 1099 UHKEA i-aluzilver | 1795 HKEA-783 Plaque couvercle, argent aluminium, éléments de commande pour les contrôleurs de température de la pièce | cover plate | 1795 HKEA-783 Cover plate for room thermostat
2CKA001710A4043 | 1795 HKEA-79 | Active | 4011395183021 | 23.52 | 1 | 1 | stuk | Control elements / cover plates | BE31210 | TH (Electronic Basic ran) | stuk | cpl v thermo. 1099 UHKEA i-champagne | 1795 HKEA-79 Plaque couvercle, champagne métallique, éléments de commande pour les contrôleurs de température de la pièce | cover plate | 1795 HKEA-79 Cover plate for room thermostat
2CKA001710A4044 | 1795 HKEA-803 | Active | 4011395183410 | 16.25 | 1 | 1 | stuk | Control elements / cover plates | BE31210 | TH (Electronic Basic ran) | stuk | cpl v thermo. 1099 UHKEA i-grijs | 1795 HKEA-803 Plaque couvercle, gris métallique, éléments de commande pour les contrôleurs de température de la pièce | cover plate | 1795 HKEA-803 Cover plate for room thermostat
2CKA001710A4045 | 1795 HKEA-81 | Active | 4011395183342 | 15.62 | 1 | 1 | stuk | Control elements / cover plates | BE31210 | TH (Electronic Basic ran) | stuk | cpl v thermo. 1099 UHKEA f-antraciet | 1795 HKEA-81 Plaque couvercle, anthracite, éléments de commande pour les contrôleurs de température de la pièce | cover plate | 1795 HKEA-81 Cover plate for room thermostat
2CKA001710A4047 | 1795 HKEA-82 | Active | 4011395183304 | 11.71 | 1 | 1 | stuk | Control elements / cover plates | BE31210 | TH (Electronic Basic ran) | stuk | cpl v thermo. 1099 UHKEA s-ivoor | 1795 HKEA-82 Plaque couvercle, blanc ivoire, éléments de commande pour les contrôleurs de température de la pièce | cover plate | 1795 HKEA-82 Cover plate for room thermostat
2CKA001710A4048 | 1795 HKEA-83 | Active | 4011395183366 | 16.78 | 1 | 1 | stuk | Control elements / cover plates | BE31210 | TH (Electronic Basic ran) | stuk | cpl v thermo. 1099 UHKEA f-aluzilver | 1795 HKEA-83 Plaque couvercle, argent aluminium, éléments de commande pour les contrôleurs de température de la pièce | cover plate | 1795 HKEA-83 Cover plate for room thermostat
2CKA001710A4049 | 1795 HKEA-84 | Active | 4011395183328 | 11.71 | 1 | 1 | stuk | Control elements / cover plates | BE31210 | TH (Electronic Basic ran) | stuk | cpl v thermo. 1099 UHKEA s-studiowit | 1795 HKEA-84 Plaque couvercle, blanc studio, éléments de commande pour les contrôleurs de température de la pièce | cover plate | 1795 HKEA-84 Cover plate for room thermostat
2CKA001710A4050 | 1795 HKEA-866 | Active | 4011395183588 | 29.06 | 1 | 1 | stuk | Control elements / cover plates | BE31210 | TH (Electronic Basic ran) | stuk | cpl v thermo. 1099 UHKEA pure-rvs | 1795 HKEA-866 Plaque couvercle, acier inoxydable, éléments de commande pour les contrôleurs de température de la pièce | cover plate | 1795 HKEA-866 Cover plate for room thermostat
2CKA001710A4051 | 1795 HKEA-884 | Active | 4011395183434 | 16.78 | 1 | 1 | stuk | Control elements / cover plates | BE31210 | TH (Electronic Basic ran) | stuk | cpl v thermo. 1099 UHKEA f-matwit | 1795 HKEA-884 Plaque couvercle, blanc mat studio, éléments de commande pour les contrôleurs de température de la pièce | cover plate | 1795 HKEA-884 Cover plate for room thermostat
2CKA001710A4052 | 1795 HKEA-885 | Active | 4011395183458 | 16.78 | 1 | 1 | stuk | Control elements / cover plates | BE31210 | TH (Electronic Basic ran) | stuk | cpl v thermo. 1099 UHKEA f-matzw | 1795 HKEA-885 Plaque couvercle, noir mat, éléments de commande pour les contrôleurs de température de la pièce | cover plate | 1795 HKEA-885 Cover plate for room thermostat
2CKA001710A4060 | 2542 DR/01-914 | Active | 4011395190562 | 8.06 | 1 | 1 | stuk | Cover plates for 3-step rotary switch & Key switch / Blind switch for profile semi-cylindrical lock | BE31210 | TA (Mech Stnd WA & SSM) | stuk | cpl v 3 st, schak 2710U SI-B | 2542 DR/01-914 Plaque couvercle, blanc alpin, capots pour interrupteurs/boutons-poussoirs | c-plate rotary 0-1-2-3 | 2542 DR/01-914 Cover plate with rotary control, with marking
2CKA001710A4061 | 2527-914 | Active | 4011395190586 | 15.34 | 1 | 1 | stuk | Cover plates white for data and communication system | BE31210 | TA (Mech Stnd WA & SSM) | stuk | cpl 1xuit boring 9mm SI-B | 2527-914 Plaque couvercle, blanc alpin, capots pour communication de données | c-plate cord outlet | 2527-914 Cover plate
2CKA001710A4062 | 1794-914 | Active | 4011395190197 | 6.51 | 1 | 1 | stuk | Control elements / cover plates | BE31210 | TH (Electronic Basic ran) | stuk | cpl v thermo. 1094/97U SI-B | 1794-914 Plaque couvercle, blanc alpin, éléments de commande pour les contrôleurs de température de la pièce | c-plate temp. | 1794-914 Cover plate for room thermostat
2CKA001710A4063 | 1795-914 | Active | 4011395190203 | 8.19 | 1 | 1 | stuk | Control elements / cover plates | BE31210 | TH (Electronic Basic ran) | stuk | cpl v thermo. 1095/96U SI-B | 1795-914 Plaque couvercle, blanc alpin, éléments de commande pour les contrôleurs de température de la pièce | c-plate temp. sw | 1795-914 Cover plate for room thermostat
2CKA001710A4064 | 1794 TA-914 | Active | 4011395190593 | 6.51 | 1 | 1 | stuk | Control elements / cover plates | BE31210 | TH (Electronic Basic ran) | stuk | cpl v thermo. 1094/97UTA SI-B | 1794-TA-914 Plaque couvercle, blanc alpin, éléments de commande pour les contrôleurs de température de la pièce | c-plate temp. disp | 1794 TA-914 Cover plate for room thermostat
2CKA001710A4065 | 1795 TA-914 | Active | 4011395190609 | 8.19 | 1 | 1 | stuk | Control elements / cover plates | BE31210 | TH (Electronic Basic ran) | stuk | cpl v thermo. 1095/96UTA SI-B | 1795-TA-914 Plaque couvercle, blanc alpin, éléments de commande pour les contrôleurs de température de la pièce | c-plate temp. disp sw | 1795 TA-914 Cover plate for room thermostat
2CKA001710A4066 | 2542 DR/02-914 | Active | 4011395190616 | 8.06 | 1 | 1 | stuk | Cover plates for 3-step rotary switch & Key switch / Blind switch for profile semi-cylindrical lock | BE31210 | TA (Mech Stnd WA & SSM) | stuk | cpl v 3 st, schak 2710/1U SI-B | 2542 DR/02-914 Plaque couvercle, blanc alpin, capots pour interrupteurs/boutons-poussoirs | c-plate rotary 1-2-3 | 2542 DR/02-914 Cover plate with rotary control, with marking
2CKA001710A4067 | 1792-914 | Active | 4011395192221 | 57.77 | 1 | 1 | stuk | Cover plates white | BE31210 | TA (Mech Stnd WA & SSM) | stuk | cpl v card-schak.SI-B | 1792-914 Couvercle, blanc alpin, capots pour interrupteurs/boutons-poussoirs | c-plate cardswitch | 1792-914 Cover
2CKA001710A4068 | 2529-914 | Active | 4011395190883 | 11.93 | 1 | 1 | stuk | Cover plates white for data and communication system | BE31210 | TA (Mech Stnd WA & SSM) | stuk | 2529-914 dekselMetalMounting plate | 2529-914 Plaque couvercle, blanc alpin, capots pour communication de données | c-plate BNC TNC | 2529-914 Cover plate with metal mounting plate
2CKA001710A4069 | 2557 PZ-914-101 | Active | 4011395191644 | 9.63 | 1 | 1 | stuk | Cover plates for 3-step rotary switch & Key switch / Blind switch for profile semi-cylindrical lock | BE31210 | TH (Electronic Basic ran) | stuk | cpl slot v jal 27 USL-101 SI-B | 2557 PZ-914-101 Plaque couvercle, blanc alpin, éléments pour boîtier de commande/minuterie de stores vénitiens | c-plate key blinds | 2557 PZ-914-101 Cover plate with marking
2CKA001710A4070 | 2557 SLPZ-914-101 | Active | 4011395190647 | 9.63 | 1 | 1 | stuk | Cover plates for 3-step rotary switch & Key switch / Blind switch for profile semi-cylindrical lock | BE31210 | TH (Electronic Basic ran) | stuk | cpl slot v 2733USL-101 SI-B | 2557 SLPZ-914-101 Plaque couvercle, blanc alpin, éléments pour boîtier de commande/minuterie de stores vénitiens | c-plate key 0-1 | 2557 SLPZ-914-101 Cover plate with marking
2CKA001710A4072 | 1790-591-914 | Active | 4011395191118 | 8.46 | 1 | 1 | stuk | Cover plates white for data and communication system | BE31210 | TA (Mech Stnd WA & SSM) | stuk | cpl v Zettler 1 toets SI-B | 1790-591-914 Plaque couvercle, blanc alpin, technologie hospitalière | c-plate Zettler 1pb | 1790-591-914 Cover plate
2CKA001710A4073 | 1790-592-914 | Active | 4011395191132 | 8.46 | 1 | 1 | stuk | Cover plates white for data and communication system | BE31210 | TA (Mech Stnd WA & SSM) | stuk | cpl v Zettler 2 toets SI-B | 1790-592-914 Plaque couvercle, blanc alpin, technologie hospitalière | c-plate Zettler 2pb | 1790-592-914 Cover plate
2CKA001710A4074 | 1790-593-914 | Active | 4011395191149 | 8.46 | 1 | 1 | stuk | Cover plates white for data and communication system | BE31210 | TA (Mech Stnd WA & SSM) | stuk | cpl v Zettler 2 toets steek SI-B | 1790-593-914 Plaque couvercle, blanc alpin, technologie hospitalière | c-plate Zettler 2pb plug | 1790-593-914 Cover plate
2CKA001710A4075 | 1790-594-914 | Active | 4011395191156 | 8.46 | 1 | 1 | stuk | Cover plates white for data and communication system | BE31210 | TA (Mech Stnd WA & SSM) | stuk | cpl v Zettler 1 toets steek SI-B | 1790-594-914 Plaque couvercle, blanc alpin, technologie hospitalière | c-plate Zettler 1pb plug | 1790-594-914 Cover plate
2CKA001710A4076 | 1790-595-914 | Active | 4011395191163 | 8.46 | 1 | 1 | stuk | Cover plates white for data and communication system | BE31210 | TA (Mech Stnd WA & SSM) | stuk | cpl v Zettler steek SI-B | 1790-595-914 Plaque couvercle, blanc alpin, technologie hospitalière | c-plate Zettler plug | 1790-595-914 Cover plate
2CKA001710A4077 | 1790-590-914 | Active | 4011395191170 | 8.46 | 1 | 1 | stuk | Cover plates white for data and communication system | BE31210 | TA (Mech Stnd WA & SSM) | stuk | cpl v Zettler blind SI-B | 1790-590-914 Plaque couvercle, blanc alpin, technologie hospitalière | c-plate Zettler blank | 1790-590-914 Cover plate
2CKA001710A4092 | 1747 BSI-803 | Active | 4011395225103 | 11.93 | 1 | 1 | stuk | Cover plates colored/metal for data and communication system | BE31210 | TA (Mech Stnd WA & SSM) | stuk | cpl overgangsplaat B-SI s-grijs | 1747 BSI-803 Anneau intermédiaire, gris métallique, capots pour communication de données | Adapter Busch-balance SI | 1747 BSI-803 Intermediate ring Busch-balance® SI
2CKA001710A4093 | 1747 BSI-81 | Active | 4011395225110 | 11.63 | 1 | 1 | stuk | Cover plates colored/metal for data and communication system | BE31210 | TA (Mech Stnd WA & SSM) | stuk | cpl overgangsplaat B-SI f-antraciet | 1747 BSI-81 Anneau intermédiaire, anthracite, capots pour communication de données | Adapter Busch-balance SI | 1747 BSI-81 Intermediate ring Busch-balance® SI
2CKA001710A4094 | 1747 BSI-82 | Active | 4011395225127 | 10.1 | 1 | 1 | stuk | Cover plates white for data and communication system | BE31210 | TA (Mech Stnd WA & SSM) | stuk | cpl overgangsplaat B-SI s-ivoor | 1747 BSI-82 Anneau intermédiaire, blanc ivoire, capots pour communication de données | Adapter Busch-balance SI | 1747 BSI-82 Intermediate ring Busch-balance® SI
2CKA001710A4095 | 1747 BSI-83 | Active | 4011395225134 | 11.93 | 1 | 1 | stuk | Cover plates colored/metal for data and communication system | BE31210 | TA (Mech Stnd WA & SSM) | stuk | cpl overgangsplaat B-SI f-aluzilver | 1747 BSI-83 Anneau intermédiaire, argent aluminium, capots pour communication de données | Adapter Busch-balance SI | 1747 BSI-83 Intermediate ring Busch-balance® SI
2CKA001710A4096 | 1747 BSI-84 | Active | 4011395225141 | 10.1 | 1 | 1 | stuk | Cover plates white for data and communication system | BE31210 | TA (Mech Stnd WA & SSM) | stuk | cpl overgangsplaat B-SI s-studiowit | 1747 BSI-84 Anneau intermédiaire, blanc studio, capots pour communication de données | Adapter Busch-balance SI | 1747 BSI-84 Intermediate ring Busch-balance® SI
2CKA001710A4097 | 1747 BSI-866 | Active | 4011395225158 | 18.96 | 1 | 1 | stuk | Cover plates for data and communication | BE31210 | TA (Mech Stnd WA & SSM) | stuk | cpl overgangsplaat B-SI pure-rvs | 1747 BSI-866 Anneau intermédiaire, acier inoxydable, capots pour communication de données | Adapter Busch-balance SI | 1747 BSI-866 Intermediate ring
2CKA001710A4098 | 1747 BSI-884 | Active | 4011395225165 | 11.93 | 1 | 1 | stuk | Cover plates colored/metal for data and communication system | BE31210 | TA (Mech Stnd WA & SSM) | stuk | cpl overgangsplaat B-SI f-matwit | 1747 BSI-884 Anneau intermédiaire, blanc studio, mat, capots pour communication de données | Adapter Busch-balance SI | 1747 BSI-884 Intermediate ring Busch-balance® SI
2CKA001710A4099 | 1747 BSI-885 | Active | 4011395225172 | 11.93 | 1 | 1 | stuk | Cover plates colored/metal for data and communication system | BE31210 | TA (Mech Stnd WA & SSM) | stuk | cpl overgangsplaat B-SI f-matzw | 1747 BSI-885 Anneau intermédiaire, noir mat, capots pour communication de données | Adapter Busch-balance SI | 1747 BSI-885 Intermediate ring Busch-balance® SI
2CKA001710A4103 | 1762-81-506 | Active | 4011395226001 | 25.1 | 1 | 1 | stuk | Cover plates colored/metal for data and communication system | BE31210 | TC (Mechanics Premium) | stuk | 1762-81-506 stopcont. | 1762-81-506 Cover plate socket outlet | 1762-81-506 Cover plate socket outlet | 1762-81-506 Cover plate socket outlet
2CKA001710A4104 | 1762-82-506 | Active | 4011395226018 | 21.19 | 1 | 1 | stuk | Cover plates white for data and communication system | BE31210 | TC (Mechanics Premium) | stuk | 1762-82-506 stopcont. | 1762-82-506 Cover plate socket outlet | 1762-82-506 Cover plate socket outlet | 1762-82-506 Cover plate socket outlet
2CKA001710A4105 | 1762-83-506 | Active | 4011395226025 | 25.63 | 1 | 1 | stuk | Cover plates colored/metal for data and communication system | BE31210 | TC (Mechanics Premium) | stuk | 1762-83-506 stopcont. | 1762-83-506 Cover plate socket outlet | 1762-83-506 Cover plate socket outlet | 1762-83-506 Cover plate socket outlet
2CKA001710A4106 | 1762-84-506 | Active | 4011395226032 | 21.19 | 1 | 1 | stuk | Cover plates white for data and communication system | BE31210 | TC (Mechanics Premium) | stuk | 1762-84-506 stopcont. | 1762-84-506 Cover plate socket outlet | 1762-84-506 Cover plate socket outlet | 1762-84-506 Cover plate socket outlet
2CKA001710A4108 | 1762-884-506 | Active | 4011395226056 | 25.63 | 1 | 1 | stuk | Cover plates colored/metal for data and communication system | BE31210 | TC (Mechanics Premium) | stuk | 1762-884-506 stopcont. | 1762-884-506 Cover plate socket outlet | 1762-884-506 Cover plate socket outlet | 1762-884-506 Cover plate socket outlet
2CKA001710A4109 | 1762-885-506 | Active | 4011395226063 | 25.63 | 1 | 1 | stuk | Cover plates colored/metal for data and communication system | BE31210 | TC (Mechanics Premium) | stuk | 1762-885-506 stopcont. | 1762-885-506 Cover plate socket outlet | 1762-885-506 Cover plate socket outlet | 1762-885-506 Cover plate socket outlet
2CKA001710A4117 | 1795 HK-914 | Active | 4011395228074 | 6.7 | 1 | 1 | stuk | Control elements / cover plates | BE31210 | TA (Mech Stnd WA & SSM) | stuk | cpl v thermo. 1099 UHK SI-B | 1795 HK-914 Plaque couvercle, blanc alpin, éléments de commande pour les contrôleurs de température de la pièce | Cover Plate Thermostat | 1795 HK-914 Cover plate for room thermostat
2CKA001710A4118 | 1795 HKEA-914 | Active | 4011395228135 | 8.19 | 1 | 1 | stuk | Cover plates white for data and communication system | BE31210 | TA (Mech Stnd WA & SSM) | stuk | cpl v thermo. 1099 UHKEA SI-B | 1795 HKEA-914 Plaque couvercle, blanc alpin, éléments de commande pour les contrôleurs de température de la pièce | Cover Plate Thermostat | 1795 HKEA-914 Cover plate for room thermostat
2CKA001710A4119 | 1740 DR/03-803 | Active | 4011395228173 | 22.03 | 1 | 1 | stuk | Cover plates colored/metal for data and communication system | BE31210 | TA (Mech Stnd WA & SSM) | stuk | cpl+greep volume s-grijsMET | 1740 DR/03-803 Plaque couvercle, gris métallique, capots pour adaptateur multimédia/communication | Face plate / grip | 1740 DR/03-803 Cover plate with rotary control, with marking
2CKA001710A4120 | 1740 DR/03-81 | Active | 4011395228197 | 27.33 | 1 | 1 | stuk | Cover plates colored/metal for data and communication system | BE31210 | TH (Electronic Basic ran) | stuk | 1740 DR/03-81rotary co | 1740 DR/03-81 Cover plate with rotary co | 1740 DR/03-81 Cover plate with rotary co | 1740 DR/03-81 Cover plate with rotary control, with marking
2CKA001710A4124 | 1792-803 | Active | 4011395228487 | 65.51 | 1 | 1 | stuk | Cover plates colored/metal | BE31210 | TA (Mech Stnd WA & SSM) | stuk | cpl v card-schak.s-grijsMET | 1792-803 Plaque couvercle, gris métallique, capots pour interrupteurs/boutons-poussoirs | Face plate card switch | 1792-803 Cover plate
2CKA001710A4125 | 2542 DR/01-803 | Active | 4011395229781 | 22.03 | 1 | 1 | stuk | Cover plates for 3-step rotary switch & Key switch / Blind switch for profile semi-cylindrical lock | BE31210 | TA (Mech Stnd WA & SSM) | stuk | cpl v 3 st, schak 2710U s-grijs | 2542 DR/01-803 Plaque couvercle, gris métallique, capots pour interrupteurs/boutons-poussoirs | Cover for 3-step Rotary Switch 2710U | 2542 DR/01-803 Cover plate with rotary control, with marking
2CKA001710A4126 | 2542 DR/02-803 | Active | 4011395229798 | 22.03 | 1 | 1 | stuk | Cover plates for 3-step rotary switch & Key switch / Blind switch for profile semi-cylindrical lock | BE31210 | TA (Mech Stnd WA & SSM) | stuk | cpl v 3 st, schak 2710/1U s-grijs | 2542 DR/02-803 Plaque couvercle, gris métallique, capots pour interrupteurs/boutons-poussoirs | Cover for 3-step Rotary Switch 2710U | 2542 DR/02-803 Cover plate with rotary control, with marking
2CKA001712A0165 | 3741 UJ | Active | 4011395074909 | 10.89 | 1 | 1 | stuk | Accessories & Others | BE31210 | TB (Terko + specials) | stuk | 3741 UJ Oven connection unit | Boîte de raccordement pour cuisinière | CONNECTOR BOX | 3741 UJ Oven connection unit |  | 5.14
2CKA001712A0182 | 3746 U-101 | Active | 4011395048412 | 13.21 | 1 | 1 | stuk | Accessories & Others | BE31210 | TB (Terko + specials) | stuk | Ovenaansl, | Boîte de raccordement pour cuisinière pour encastré et en saillie | Connector Box | 3746 U-101 Oven connection unit for flush- and surface mounting |  | 5.14
2CKA001713A0202 | 2504-914 | Active | 4011395190463 | 10.1 | 1 | 1 | stuk | Cover plates white for blind control | BE31210 | TA (Mech Stnd WA & SSM) | stuk | wippen v jal SI-B | 2504-914 Bascule, blanc alpin, éléments pour boîtier de commande/minuterie de stores vénitiens | rocker blinds | 2504-914 Switch rocker with marking
2CKA001714A0203 | 2145 N | Active | 4011395076804 | 1.21 | 1 | 1 | stuk | Symbols for switches | BE31210 | TE (Mechanics IP 44 SM) | stuk | Toetssymbool Transp. | Symbole pour bouton-poussoir, | SYMBOL | 2145 N Symbol for push switch, transparent without symbol
2CKA001714A0211 | 2145 LI | Active | 4011395076903 | 1.37 | 1 | 1 | stuk | Symbols for switches | BE31210 | TE (Mechanics IP 44 SM) | stuk | Toetssymbool Transp. | Symbole pour bouton-poussoir, | SYMBOL | 2145 LI Symbol for push switch, transparent "light"
2CKA001714A0229 | 2145 KI | Active | 4011395077009 | 1.37 | 1 | 1 | stuk | Symbols for switches | BE31210 | TE (Mechanics IP 44 SM) | stuk | Toetssymbool Transp. | Symbole pour bouton-poussoir, | SYMBOL | 2145 KI Symbol for push switch, transparent "Bell"
2CKA001714A0237 | 2145 TR | Active | 4011395077108 | 1.37 | 1 | 1 | stuk | Symbols for switches | BE31210 | TE (Mechanics IP 44 SM) | stuk | Toetssymbool Transp. | Symbole pour bouton-poussoir, | SYMBOL | 2145 TR Symbol for push switch, transparent "Key"
2CKA001714A0245 | 2145-12 | Active | 4011395077207 | 1.37 | 1 | 1 | stuk | Symbols for switches | BE31210 | TE (Mechanics IP 44 SM) | stuk | Toetssymbool Transp. | Symbole pour bouton-poussoir, | SYMBOL | 2145-12 Symbol for push switch, transparent red
2CKA001714A0252 | 2622 N-101 | Active | 4011395871409 | 1.23 | 1 | 1 | stuk | All Weather 44 (IP44) | BE31210 | TD (Mechanics IP 44 FM) | stuk | All Weather 44 2622 N-101 | Symbole pour bouton-poussoir | SYMBOL | 2622 N-101 Symbol for push-switch without symbol
2CKA001714A0260 | 2622 LI-101 | Active | 4011395871508 | 1.43 | 1 | 1 | stuk | All Weather 44 (IP44) | BE31210 | TD (Mechanics IP 44 FM) | stuk | 2622 LI-101 Symbol push-switch light | Symbole pour bouton-poussoir | SYMBOL | 2622 LI-101 Symbol for push-switch light
2CKA001714A0278 | 2622 KI-101 | Active | 4011395871706 | 1.43 | 1 | 1 | stuk | All Weather 44 (IP44) | BE31210 | TD (Mechanics IP 44 FM) | stuk | 2622 KI-101 Symbol push-switch bell | Symbole pour bouton-poussoir | SYMBOL | 2622 KI-101 Symbol for push-switch bell
2CKA001714A0286 | 2622 TR-101 | Active | 4011395871805 | 1.43 | 1 | 1 | stuk | All Weather 44 (IP44) | BE31210 | TD (Mechanics IP 44 FM) | stuk | 2622 TR-101 Symbol push-switch key | Symbole pour bouton-poussoir | SYMBOL | 2622 TR-101 Symbol for push-switch key
2CKA001714A0294 | 2622-12-101 | Active | 4011395871904 | 1.43 | 1 | 1 | stuk | All Weather 44 (IP44) | BE31210 | TD (Mechanics IP 44 FM) | stuk | 2622-12-101 Symbol push-switch Red | Symbole pour bouton-poussoir | SYMBOL | 2622-12-101 Symbol for push-switch Red
2CKA001714A0295 | 2144 LI | Active | 4011395038512 | 1.37 | 1 | 1 | stuk | Symbols for switches | BE31210 | TA (Mech Stnd WA & SSM) | stuk | Aftastbaar symbool | 2144 LI Braille symbol light | Symbol | 2144 LI Braille symbol light
2CKA001714A0296 | 2144 KI | Active | 4011395038529 | 1.37 | 1 | 1 | stuk | Symbols for switches | BE31210 | TA (Mech Stnd WA & SSM) | stuk | Aftastbaar symbool | 2144 KI Braille symbol bell | Symbol | 2144 KI Braille symbol bell
2CKA001714A0297 | 2144 TR | Active | 4011395038536 | 1.37 | 1 | 1 | stuk | Symbols for switches | BE31210 | TA (Mech Stnd WA & SSM) | stuk | Aftastbaar symbool | 2144 TR Braille symbol key | Symbol | 2144 TR Braille symbol key
2CKA001714A0298 | 2144 ST | Active | 4011395038543 | 1.37 | 1 | 1 | stuk | Symbols for switches | BE31210 | TA (Mech Stnd WA & SSM) | stuk | Aftastbaar symbool | 2144 ST Braille symbol socket outlet | Symbol | 2144 ST Braille symbol socket outlet
2CKA001714A0311 | 2145-19 | Active | 4011395225653 | 10.04 | 1 | 1 | stuk | Busch-iceLight® | BE31210 | TA (Mech Stnd WA & SSM) | stuk | icelight inlegger st,. | 2145-19 Inlayer, Busch-iceLight | ice light inlay | 2145-19 Inlay standard insert
2CKA001714A0312 | 2145/14-19 | Active | 4011395225660 | 10.04 | 1 | 1 | stuk | Busch-iceLight® | BE31210 | TA (Mech Stnd WA & SSM) | stuk | icelight inlay closed | 2145/14-19 Incrustation, Busch-iceLight | icelight inlegger gesloten | 2145/14-19 Inlay closed
2CKA001714A0313 | 2145/21-19 | Active | 4011395225684 | 10.04 | 1 | 1 | stuk | Busch-iceLight® | BE31210 | TA (Mech Stnd WA & SSM) | stuk | icelight inlegger dekor 21 | 2145/21-19 Incrustation, Busch-iceLight | ice light inlay | 2145/21-19 Inlay Decoration 21
2CKA001714A0314 | 2145/23-19 | Active | 4011395225691 | 10.04 | 1 | 1 | stuk | Busch-iceLight® | BE31210 | TA (Mech Stnd WA & SSM) | stuk | icelight inlegger dekor 23 | 2145/23-19 Incrustation, Busch-iceLight | ice light inlay | 2145/23-19 Inlay Decoration 23
2CKA001714A0315 | 2145/41-19 | Active | 4011395225714 | 10.04 | 1 | 1 | stuk | Busch-iceLight® | BE31210 | TA (Mech Stnd WA & SSM) | stuk | icelight pictogram wc dames/heren | 2145/41-19 Incrustation, Busch-iceLight | ice light inlay toilet | 2145/41-19 Pictogram ladies'/mens' toilet
2CKA001714A0317 | 2145/51-19 | Active | 4011395225745 | 10.04 | 1 | 1 | stuk | Busch-iceLight® | BE31210 | TA (Mech Stnd WA & SSM) | stuk | icelight pictogram N storen | 2145/51-19 Incrustation, Busch-iceLight | Pictogr. DND f. 2068/.. | 2145/51-19 Pictogram Please do not disturb!
2CKA001715A0319 | 2538-914 | Active | 4011395190579 | 10.95 | 1 | 1 | stuk | Cover plates white for data and communication system | BE31210 | TA (Mech Stnd WA & SSM) | stuk | cpl blinddraagraam SI-B | 2538-914 Plaque vierge, blanc alpin, capots pour communication de données | c-plate blind | 2538-914 Blank plate with metal mounting plate
2CKA001716A0026 | 2609 AP | Active | 4011395078402 | 2.95 | 1 | 1 | stuk | Busch-Duro 2000® | BE31210 | TD (Mechanics IP 44 FM) | stuk | 2609 APMounting plate all SM | 2609 AP Mounting plate for all SM devices | Mounting Plate | 2609 AP Mounting plate for all SM devices
2CKA001716A0042 | 2609 WS | Active | 4011395489604 | 7.09 | 1 | 1 | stuk | Busch-Duro 2000® | BE31210 | TE (Mechanics IP 44 SM) | stuk | 2609 WSMounting plate | 2609 WS Mounting plate | MOUNTING PLATE | 2609 WS Mounting plate
2CKA001723A0113 | 1751-20 | Active | 4011395080504 | 32.3 | 1 | 1 | stuk | Alpha | BE31210 | TC (Mechanics Premium) | stuk | AN PLATINA LS KONTAKT 2LS DIN | AN PLATINE PRISE 2HP DIN | Loudspeaker Inserts and Cover | 1751-20 Cover plate with metal mounting plate |  | 5.14
2CKA001723A0121 | 1751-21 | Active | 4011395080603 | 32.3 | 1 | 1 | stuk | Alpha | BE31210 | TC (Mechanics Premium) | stuk | Alpha 1751-21 | 1751-21 Cover plate with metal mounting plate | CENTER PLATE | 1751-21 Cover plate with metal mounting plate |  | 5.14
2CKA001723A0170 | 2147 U-215 | Limited | 4011395081105 | 25.02 | 1 | 1 | stuk | Cover plates colored / metal for data and communication system | BE31210 | TC (Mechanics Premium) | stuk | 2147 U-215 dekselMetalMounting plate | 2147 U-215 Cover plate with metal mounting plate | CENTER PLATE | 2147 U-215 Cover plate with metal mounting plate |  | 5.14
2CKA001723A0204 | 1751-24G | Limited | 4011395718100 | 21.97 | 1 | 1 | stuk | Alpha | BE31210 | TC (Mechanics Premium) | stuk | Alpha 1751-24G | 1751-24G Cover plate with metal mounting plate | CENTER PLATE | 1751-24G Cover plate with metal mounting plate |  | 5.14
2CKA001723A0238 | 1751-22G | Limited | 4011395921807 | 21.97 | 1 | 1 | stuk | Alpha | BE31210 | TC (Mechanics Premium) | stuk | Alpha 1751-22G | 1751-22G Cover plate with metal mounting plate | DCS Insert A-nea | 1751-22G Cover plate with metal mounting plate |  | 5.14
2CKA001723A0239 | 1751-82 | Limited | 4011395995440 | 22.67 | 1 | 1 | stuk | Cover plates white for data and communication system | BE31210 | TA (Mech Stnd WA & SSM) | stuk | 1751-82 dekselMetalMounting plate | 1751-82 Cover plate with metal mounting plate | Cover DCS SF Loudsp. | 1751-82 Cover plate with metal mounting plate |  | 5.14
2CKA001723A0240 | 1751-84 | Limited | 4011395996393 | 22.67 | 1 | 1 | stuk | Cover plates white for data and communication system | BE31210 | TA (Mech Stnd WA & SSM) | stuk | 1751-84 dekselMetalMounting plate | 1751-84 Cover plate with metal mounting plate | Cover DCS SF Loudsp. | 1751-84 Cover plate with metal mounting plate |  | 5.14
2CKA001723A0245 | 1751-260 | Limited | 4011395012611 | 32.3 | 1 | 1 | stuk | Alpha | BE31210 | TC (Mechanics Premium) | stuk | Alpha 1751-260 | 1751-260 Cover plate with metal mounting plate | Cover DCS A-E Loudsp. | 1751-260 Cover plate with metal mounting plate |  | 5.14
2CKA001723A0246 | 1751-266 | Limited | 4011395006467 | 32.3 | 1 | 1 | stuk | Alpha | BE31210 | TC (Mechanics Premium) | stuk | Alpha 1751-266 | 1751-266 Cover plate with metal mounting plate | Cover DCS A-E Loudsp. | 1751-266 Cover plate with metal mounting plate |  | 5.14
2CKA001723A0253 | 1751-81 | Limited | 4011395056288 | 25.15 | 1 | 1 | stuk | Cover plates colored/metal for data and communication system | BE31210 | TC (Mechanics Premium) | stuk | 1751-81 dekselMetalMounting plate | 1751-81 Cover plate with metal mounting plate | Center Pl. solo loudsp. | 1751-81 Cover plate with metal mounting plate |  | 5.14
2CKA001723A0254 | 1751-83 | Limited | 4011395074701 | 26.07 | 1 | 1 | stuk | Cover plates colored/metal for data and communication system | BE31210 | TC (Mechanics Premium) | stuk | cpl+2xluidsprekerbus f-alu | Connecteur de haut-parleur Connecteur de haut-parleur | cpl + 2 x luidsprekerbus f-alu | 1751-83 Cover plate with metal mounting plate |  | 5.14
2CKA001723A0255 | 1751-866 | Limited | 4011395087978 | 34.6 | 1 | 1 | stuk | Cover plates for data and communication | BE31210 | TC (Mechanics Premium) | stuk | LuidsprekerCon. | Connecteur de haut-parleur | Plug connector employment | 1751-866 Cover plate with metal mounting plate |  | 5.14
2CKA001723A0257 | 1751-803 | Limited | 4011395110584 | 26.07 | 1 | 1 | stuk | Cover plates colored/metal for data and communication system | BE31210 | TC (Mechanics Premium) | stuk | Centr.PlaatMeteor/grijsMET Datacom. | Plaque centrale meteor/grijsmetallic Cover Plate | Cover Plate meteor/grey metallic data communication | 1751-803 Cover plate |  | 5.14
2CKA001723A0259 | 1751-885 | Limited | 4011395128862 | 26.07 | 1 | 1 | stuk | Cover plates colored/metal for data and communication system | BE31210 | TC (Mechanics Premium) | stuk | 1751-885 MetalMounting plate | Connecteur de haut-parleur matt noir Connecteur de haut-parleur et plaque centrale | Cover Plate, Loudspeaker | 1751-885 Cover plate with metal mounting plate |  | 5.14
2CKA001723A0260 | 1751-884 | Limited | 4011395131565 | 26.07 | 1 | 1 | stuk | Cover plates white for data and communication system | BE31210 | TA (Mech Stnd WA & SSM) | stuk | 1751-884 MetalMounting plate | Connecteur de haut-parleur matt blanc studio Connecteur de haut-parleur et plaque centrale | Cover Plate, Loudspeaker | 1751-884 Cover plate with metal mounting plate |  | 5.14
2CKA001723A0263 | 2147 U-914 | Active | 4011395190944 | 17.88 | 1 | 1 | stuk | Cover plates white for data and communication system | BE31210 | TA (Mech Stnd WA & SSM) | stuk | cpl+2xluidsprekerbus SI-B | 2147 U-914 Plaque couvercle, blanc alpin, capots pour adaptateur multimédia/communication | loudspeaker socket | 2147 U-914 Cover plate with metal mounting plate |  | 5.14
2CKA001724A0269 | 1762-212-506 | Active | 4011395082508 | 6.01 | 1 | 1 | stuk | Busch-Duro 2000® | BE31210 | TA (Mech Stnd WA & SSM) | stuk | 1762-212-506 | 1762-212-506 Cover Plate | Cover Plate | 1762-212-506 Cover plate socket outlet
2CKA001724A0426 | 1759-506 | Active | 4011395084106 | 6.01 | 1 | 1 | stuk | Data and communication | BE31210 | TA (Mech Stnd WA & SSM) | stuk | 1759-506 | 1759-506 Cover Plate | Cover Plate | 1759-506 Standard cover plate 50 x 50 mm,
2CKA001724A1010 | 1758-20 | Active | 4011395089705 | 24.92 | 1 | 1 | stuk | Alpha | BE31210 | TC (Mechanics Premium) | stuk | Alpha 1758-20 | 1758-20 Cover plate with metal mounting plate | CENTER PLATE | 1758-20 Cover plate with metal mounting plate
2CKA001724A1028 | 1758-21 | Active | 4011395089804 | 24.92 | 1 | 1 | stuk | Alpha | BE31210 | TC (Mechanics Premium) | stuk | Alpha 1758-21 | 1758-21 Cover plate with metal mounting plate | CENTER PLATE | 1758-21 Cover plate with metal mounting plate
2CKA001724A1200 | 2531-215 | Active | 4011395090909 | 11.77 | 1 | 1 | stuk | Cover plates colored / metal for data and communication system | BE31210 | TC (Mechanics Premium) | stuk | Cover plates colored/metal for data,com. system 2531-215 | 2531-215 Cover plate as cover for standard Radio/TV/SAT socket outlets | CENTER PLATE | 2531-215 Cover plate as cover for standard Radio/TV/SAT socket outlets
2CKA001724A1705 | 1762-214-506 | Active | 4011395480403 | 6.01 | 1 | 1 | stuk | Cover plates white for data and communication system | BE31210 | TA (Mech Stnd WA & SSM) | stuk | 1762-214-506 | 1762-214-506 Cover Plate | Cover Plate | 1762-214-506 Cover plate socket outlet
2CKA001724A1911 | 1743-03-24G | Active | 4011395718803 | 9.63 | 1 | 1 | stuk | Alpha | BE31210 | TC (Mechanics Premium) | stuk | Alpha 1743-03-24G | 1743-03-24G Cover plate as cover for standard Radio/TV/SAT socket outlets | CENTER PLATE | 1743-03-24G Cover plate as cover for standard Radio/TV/SAT socket outlets
2CKA001724A2067 | 1758-24G | Active | 4011395729205 | 18.5 | 1 | 1 | stuk | Alpha | BE31210 | TC (Mechanics Premium) | stuk | Alpha 1758-24G | 1758-24G Cover plate with metal mounting plate | CENTER PLATE | 1758-24G Cover plate with metal mounting plate
2CKA001724A2463 | 1743-03-22G | Active | 4011395922101 | 9.63 | 1 | 1 | stuk | Alpha | BE31210 | TC (Mechanics Premium) | stuk | Alpha 1743-03-22G | 1743-03-22G Cover plate as cover for standard Radio/TV/SAT socket outlets | Center Pl. A-nea SAT | 1743-03-22G Cover plate as cover for standard Radio/TV/SAT socket outlets
2CKA001724A2513 | 1758-22G | Active | 4011395924006 | 18.5 | 1 | 1 | stuk | Alpha | BE31210 | TC (Mechanics Premium) | stuk | Alpha 1758-22G | 1758-22G Cover plate with metal mounting plate | Cover DCS A-nea | 1758-22G Cover plate with metal mounting plate
2CKA001724A2696 | 2533-214-15 | Active | 4011395000663 | 22.56 | 1 | 1 | stuk | Cover plates white for data and communication system | BE31210 | TC (Mechanics Premium) | stuk | 2533-214-15 dekselMetalMounting plate | 2533-214-15 Cover plate with metal mounting plate | Center Plate R-SI | 2533-214-15 Cover plate with metal mounting plate
2CKA001724A2747 | 1743-03-20-101 | Active | 4011395984659 | 14.93 | 1 | 1 | stuk | Alpha | BE31210 | TC (Mechanics Premium) | stuk | Alpha 1743-03-20-101 | 1743-03-20-101 Cover plate as cover for standard Radio/TV/SAT socket outlets | Cover DCS A-nea SAT | 1743-03-20-101 Cover plate as cover for standard Radio/TV/SAT socket outlets
2CKA001724A2748 | 1743-03-21-101 | Active | 4011395984673 | 14.93 | 1 | 1 | stuk | Alpha | BE31210 | TC (Mechanics Premium) | stuk | Alpha 1743-03-21-101 | 1743-03-21-101 Cover plate as cover for standard Radio/TV/SAT socket outlets | Cover DCS A-nea SAT | 1743-03-21-101 Cover plate as cover for standard Radio/TV/SAT socket outlets
2CKA001724A2751 | 1758 WN-53 | Active | 4011395992937 | 22.48 | 1 | 1 | stuk | Special Devices | BE31210 | TE (Mechanics IP 44 SM) | stuk | 1758 WN-53 Housinglabel field | 1758 WN-53 Housing with labelling field | Box oc Plug Connector | 1758 WN-53 Housing with labelling field
2CKA001724A2752 | 2533 WN-53 | Active | 4011395992951 | 25.25 | 1 | 1 | stuk | Special Devices | BE31210 | TE (Mechanics IP 44 SM) | stuk | 2533 WN-53 Empty boxlabel field | 2533 WN-53 Empty box with labelling field | Box oc Command Devices | 2533 WN-53 Empty box with labelling field
2CKA001724A2753 | 2533 WN-15-53 | Active | 4011395992975 | 32.17 | 1 | 1 | stuk | Special Devices | BE31210 | TE (Mechanics IP 44 SM) | stuk | 2533 WN-15-53 Empty boxlabel field | 2533 WN-15-53 Empty box with labelling field | Box oc Command Devices | 2533 WN-15-53 Empty box with labelling field
2CKA001724A2758 | 1743-82 | Active | 4011395995464 | 8.31 | 1 | 1 | stuk | Cover plates white for data and communication system | BE31210 | TA (Mech Stnd WA & SSM) | stuk | Cover plates white for data,com. system 1743-82 | 1743-82 Cover plate as cover for standard Radio/TV/SAT socket outlets | Center Pl. SF Aerial | 1743-82 Cover plate as cover for standard Radio/TV/SAT socket outlets
2CKA001724A2759 | 1758-82 | Active | 4011395995587 | 17.81 | 1 | 1 | stuk | Cover plates white for data and communication system | BE31210 | TA (Mech Stnd WA & SSM) | stuk | 1758-82 dekselMetalMounting plate | 1758-82 Cover plate with metal mounting plate | Cover DCS SF | 1758-82 Cover plate with metal mounting plate
2CKA001724A2761 | 1758-84 | Active | 4011395996546 | 17.81 | 1 | 1 | stuk | Cover plates white for data and communication system | BE31210 | TA (Mech Stnd WA & SSM) | stuk | 1758-84 dekselMetalMounting plate | 1758-84 Cover plate with metal mounting plate | Cover DCS SF | 1758-84 Cover plate with metal mounting plate
2CKA001724A2774 | 1743-84 | Active | 4011395996416 | 8.31 | 1 | 1 | stuk | Cover plates white for data and communication system | BE31210 | TA (Mech Stnd WA & SSM) | stuk | Cover plates white for data,com. system 1743-84 | 1743-84 Cover plate as cover for standard Radio/TV/SAT socket outlets | Center Pl. SF Aerial | 1743-84 Cover plate as cover for standard Radio/TV/SAT socket outlets
2CKA001724A2791 | 1743-260 | Active | 4011395005620 | 14.93 | 1 | 1 | stuk | Alpha | BE31210 | TC (Mechanics Premium) | stuk | Alpha 1743-260 | 1743-260 Cover plate as cover for standard Radio/TV/SAT socket outlets | Center Pl. A-E TV | 1743-260 Cover plate as cover for standard Radio/TV/SAT socket outlets
2CKA001724A2792 | 1743-03-260 | Active | 4011395005644 | 14.93 | 1 | 1 | stuk | Alpha | BE31210 | TC (Mechanics Premium) | stuk | Alpha 1743-03-260 | 1743-03-260 Cover plate as cover for standard Radio/TV/SAT socket outlets | Center Pl. A-E SAT | 1743-03-260 Cover plate as cover for standard Radio/TV/SAT socket outlets
2CKA001724A2793 | 1758-260 | Active | 4011395005859 | 24.92 | 1 | 1 | stuk | Alpha | BE31210 | TC (Mechanics Premium) | stuk | Alpha 1758-260 | 1758-260 Cover plate with metal mounting plate | Cover DCS A-E | 1758-260 Cover plate with metal mounting plate
2CKA001724A2796 | 1743-266 | Active | 4011395006481 | 14.93 | 1 | 1 | stuk | Alpha | BE31210 | TC (Mechanics Premium) | stuk | Alpha 1743-266 | 1743-266 Cover plate as cover for standard Radio/TV/SAT socket outlets | Center Pl. A-E TV | 1743-266 Cover plate as cover for standard Radio/TV/SAT socket outlets
2CKA001724A2797 | 1743-03-266 | Active | 4011395006504 | 14.93 | 1 | 1 | stuk | Alpha | BE31210 | TC (Mechanics Premium) | stuk | Alpha 1743-03-266 | 1743-03-266 Cover plate as cover for standard Radio/TV/SAT socket outlets | Center Pl. A-E SAT | 1743-03-266 Cover plate as cover for standard Radio/TV/SAT socket outlets
2CKA001724A2798 | 1758-266 | Active | 4011395006733 | 24.92 | 1 | 1 | stuk | Alpha | BE31210 | TC (Mechanics Premium) | stuk | Alpha 1758-266 | 1758-266 Cover plate with metal mounting plate | Cover DCS A-E | 1758-266 Cover plate with metal mounting plate
2CKA001724A4252 | 1743-81 | Active | 4011395056295 | 10.44 | 1 | 1 | stuk | Cover plates colored/metal for data and communication system | BE31210 | TC (Mechanics Premium) | stuk | Cover plates colored/metal for data,com. system 1743-81 | 1743-81 Cover plate as cover for standard Radio/TV/SAT socket outlets | Center Pl. solo TV | 1743-81 Cover plate as cover for standard Radio/TV/SAT socket outlets
2CKA001724A4253 | 1758-81 | Active | 4011395056370 | 20.42 | 1 | 1 | stuk | Cover plates colored/metal for data and communication system | BE31210 | TC (Mechanics Premium) | stuk | 1758-81 dekselMetalMounting plate | 1758-81 Cover plate with metal mounting plate | Center Pl. solo | 1758-81 Cover plate with metal mounting plate
2CKA001724A4254 | 2533-81 | Active | 4011395065631 | 17.81 | 1 | 1 | stuk | Cover plates colored/metal for data and communication system | BE31210 | TC (Mechanics Premium) | stuk | cpl boring 22.5mm c-antraciet | Plaque de recouvrement, appareils ¥ 22,5 mm, appareils de commande | cpl boring 22.5mm c-antraciet | 2533-81 Cover plate with metal mounting plate
2CKA001724A4255 | 2533-82 | Active | 4011395065655 | 15.28 | 1 | 1 | stuk | Cover plates white for data and communication system | BE31210 | TA (Mech Stnd WA & SSM) | stuk | cpl boring 22.5mm s-ivoor | Plaque de recouvrement, appareils ¥ 22,5 mm, appareils de commande | cpl boring 22.5mm s-ivoor | 2533-82 Cover plate with metal mounting plate
2CKA001724A4256 | 2533-84 | Active | 4011395065679 | 15.28 | 1 | 1 | stuk | Cover plates white for data and communication system | BE31210 | TA (Mech Stnd WA & SSM) | stuk | cpl boring 22.5mm s-studiowit | Plaque de recouvrement, appareils ¥ 22,5 mm, appareils de commande | cpl boring 22.5mm s-studiowit | 2533-84 Cover plate with metal mounting plate
2CKA001724A4261 | 2533-83 | Active | 4011395074718 | 18.17 | 1 | 1 | stuk | Cover plates colored/metal for data and communication system | BE31210 | TC (Mechanics Premium) | stuk | cpl boring 22.5mm f-aluzilver | Plaque de recouvrement, appareils ¥ 22,5 mm, appareils de commande | cpl boring 22.5mm f-aluzilver | 2533-83 Cover plate with metal mounting plate
2CKA001724A4262 | 1743-83 | Active | 4011395074725 | 12.46 | 1 | 1 | stuk | Cover plates colored/metal for data and communication system | BE31210 | TC (Mechanics Premium) | stuk | Afdek.TV/FM-antennecont.dozen 2 Aansl.en | Plaque de recouvrement, prises d'antenne, 2 connexions | Center Plate | 1743-83 Cover plate as cover for standard Radio/TV/SAT socket outlets
2CKA001724A4263 | 1758-83 | Active | 4011395074732 | 21.9 | 1 | 1 | stuk | Cover plates colored/metal for data and communication system | BE31210 | TC (Mechanics Premium) | stuk | cpl Vere data-aansl f-alu | Plaque de recouvrement, connecteur de communication de données (DKS) | cpl verticale data-aansl f-alu | 1758-83 Cover plate with metal mounting plate
2CKA001724A4264 | 1758 WN-54 | Active | 4011395079775 | 23.01 | 1 | 1 | stuk | Special Devices | BE31210 | TE (Mechanics IP 44 SM) | stuk | 1758 WN-54 Housinglabel field | 1758 WN-54 Housing with labelling field | CABLE ENTRY | 1758 WN-54 Housing with labelling field
2CKA001724A4270 | 2533-866 | Active | 4011395087244 | 23.17 | 1 | 1 | stuk | Cover plates for data and communication | BE31210 | TC (Mechanics Premium) | stuk | Afdek.toestellen 22 5Mm ¥ comm,otoestellen | Plaque de recouvrement, appareils ¥ 22,5 mm, appareils de commande | Central disk Carrying ring | 2533-866 Cover plate with metal mounting plate
2CKA001724A4271 | 1743-866 | Active | 4011395087893 | 17.59 | 1 | 1 | stuk | Cover plates for data and communication | BE31210 | TC (Mechanics Premium) | stuk | Afdek.TV/FM-antennecont.dozen 2 Aansl.en | Plaque de recouvrement, prises d'antenne, 2 connexions | Central disk | 1743-866 Cover plate as cover for standard Radio/TV/SAT socket outlets
2CKA001724A4272 | 1758-866 | Active | 4011395087992 | 28.13 | 1 | 1 | stuk | Cover plates for data and communication | BE31210 | TC (Mechanics Premium) | stuk | Afdek.datacom.Con. (DKS) | Plaque de recouvrement, connecteur de communication de données (DKS) | Central disk with carrying ring | 1758-866 Cover plate with metal mounting plate
2CKA001724A4281 | 2533 WN-54 | Active | 4011395094648 | 26.07 | 1 | 1 | stuk | Special Devices | BE31210 | TE (Mechanics IP 44 SM) | stuk | 2533 WN-54 Empty boxlabel field | 2533 WN-54 Empty box with labelling field | Housing | 2533 WN-54 Empty box with labelling field
2CKA001724A4282 | 2533 WN-15-54 | Active | 4011395094655 | 32.99 | 1 | 1 | stuk | Special Devices | BE31210 | TE (Mechanics IP 44 SM) | stuk | Lege geel deksel | Boîtier vide, couvercle jaune | Housing,yellow | 2533 WN-15-54 Empty box with labelling field
2CKA001724A4291 | 1743-803 | Active | 4011395110645 | 12.46 | 1 | 1 | stuk | Cover plates colored/metal for data and communication system | BE31210 | TC (Mechanics Premium) | stuk | Centr.PlaatMeteor/grijsMET TV | Plaque centrale meteor/grijsmetallic TV | Cover Plate meteor/grey metallic TV | 1743-803 Cover plate as cover for standard Radio/TV/SAT socket outlets
2CKA001724A4292 | 1758-803 | Active | 4011395110652 | 21.9 | 1 | 1 | stuk | Cover plates colored/metal for data and communication system | BE31210 | TC (Mechanics Premium) | stuk | 1758-803 MetalMounting plate | Plaque centrale meteor/grijsmetallic Communication de données, Avec bague-support | Cover Plate | 1758-803 Cover plate with metal mounting plate
2CKA001724A4293 | 1743-884 | Active | 4011395128626 | 12.46 | 1 | 1 | stuk | Cover plates white for data and communication system | BE31210 | TA (Mech Stnd WA & SSM) | stuk | Centr.Plaat studiowitMat TV | Plaque centrale matt blanc studio TV | Cover Plate, TV | 1743-884 Cover plate as cover for standard Radio/TV/SAT socket outlets
2CKA001724A4296 | 2533-884 | Active | 4011395128671 | 18.17 | 1 | 1 | stuk | Cover plates white for data and communication system | BE31210 | TA (Mech Stnd WA & SSM) | stuk | Centr.Plaat studiowitMat Datacom. | Plaque centrale matt blanc studio Communication de données | Cover Plate | 2533-884 Cover plate with metal mounting plate
2CKA001724A4298 | 1743-885 | Active | 4011395128695 | 12.46 | 1 | 1 | stuk | Cover plates colored/metal for data and communication system | BE31210 | TC (Mechanics Premium) | stuk | Centr.Plaat zwMat TV | Plaque centrale matt noir TV | Cover Plate, TV | 1743-885 Cover plate as cover for standard Radio/TV/SAT socket outlets
2CKA001724A4299 | 1758-885 | Active | 4011395128718 | 21.9 | 1 | 1 | stuk | Cover plates colored/metal for data and communication system | BE31210 | TC (Mechanics Premium) | stuk | Centr.Plaat zwMat Datacom.draagring | Plaque centrale matt noir Communication de données, Avec bague-support | Cover Plate | 1758-885 Cover plate with metal mounting plate
2CKA001724A4301 | 2533-885 | Active | 4011395128756 | 18.17 | 1 | 1 | stuk | Cover plates colored/metal for data and communication system | BE31210 | TC (Mechanics Premium) | stuk | Centr.Plaat zwMat Datacom. | Plaque centrale matt noir Communication de données | Cover Plate | 2533-885 Cover plate with metal mounting plate
2CKA001724A4307 | 1758-884 | Active | 4011395131596 | 21.9 | 1 | 1 | stuk | Cover plates white for data and communication system | BE31210 | TA (Mech Stnd WA & SSM) | stuk | Centr.Plaat studiowitMat Datacom.draagring | Plaque centrale matt blanc studio Communication de données, Avec bague-support | Cover Plate | 1758-884 Cover plate with metal mounting plate
2CKA001724A4332 | 1743-84-500 | Active | 4011395173985 | 14.69 | 1 | 1 | stuk | Cover plates white for data and communication system | BE31210 | TC (Mechanics Premium) | stuk | 1743-84-500 as sta | 1743-84-500 Cover plate as cover for sta | 1743-84-500 Cover plate as cover for sta | 1743-84-500 Cover plate as cover for standard Radio/TV/SAT socket outlets
2CKA001724A4333 | 2539-914 | Active | 4011395190722 | 6.01 | 1 | 1 | stuk | Cover plates white for data and communication system | BE31210 | TA (Mech Stnd WA & SSM) | stuk | cpl luidspr/TAE/USB SI-B | 2539-914 Plaque couvercle, blanc alpin, capots pour communication de données | c-plate TAE | 2539-914 Cover plate
2CKA001724A4334 | 2531-914 | Active | 4011395190746 | 6.01 | 1 | 1 | stuk | Cover plates white for data and communication system | BE31210 | TA (Mech Stnd WA & SSM) | stuk | Cover plates white for data,com. system 2531-914 | 2531-914 Plaque couvercle, blanc alpin, capots pour communication de données | c-plate antenna 2gang | 2531-914 Cover plate as cover for standard Radio/TV/SAT socket outlets
2CKA001724A4335 | 1743-03-914 | Active | 4011395190753 | 6.01 | 1 | 1 | stuk | Cover plates white for data and communication system | BE31210 | TA (Mech Stnd WA & SSM) | stuk | cpl satelliet SI-B | 1743-03-914 Plaque couvercle, blanc alpin, capots pour communication de données | c-plate antenna 3gang | 1743-03-914 Cover plate as cover for standard Radio/TV/SAT socket outlets
2CKA001724A4336 | 1762-914-506 | Active | 4011395190760 | 6.01 | 1 | 1 | stuk | Cover plates white for data and communication system | BE31210 | TA (Mech Stnd WA & SSM) | stuk | 1762-914-506 stopcont. | 1762-914-506 Plaque couvercle, blanc alpin, capots pour communication de données | c-plate phone TDO | 1762-914-506 Cover plate socket outlet
2CKA001724A4337 | 1758-914 | Active | 4011395190821 | 15.75 | 1 | 1 | stuk | Cover plates white for data and communication system | BE31210 | TA (Mech Stnd WA & SSM) | stuk | cpl Vere data-Aansl.SI-B | 1758-914 Plaque couvercle, blanc alpin, capots pour communication de données | c-plate inclined outlet | 1758-914 Cover plate with metal mounting plate
2CKA001724A4338 | 2536-914 | Active | 4011395190388 | 6.01 | 1 | 1 | stuk | Cover plates white for data and communication system | BE31210 | TA (Mech Stnd WA & SSM) | stuk | cpl 1 of 2 XTelefoon vast SI-B | 2536-914 Plaque couvercle, blanc alpin, capots pour communication de données | c-plate VDO Ausl | 2536-914 Cover plate
2CKA001724A4339 | 2549-914 | Active | 4011395190852 | 11.53 | 1 | 1 | stuk | Cover plates white for data and communication system | BE31210 | TA (Mech Stnd WA & SSM) | stuk | cpl v DB-25 Con. SI-B | 2549-914 Plaque couvercle, blanc alpin, capots pour communication de données | c-plate Sub D 25pol | 2549-914 Cover plate with metal mounting plate
2CKA001724A4340 | 2553-914 | Active | 4011395190869 | 11.53 | 1 | 1 | stuk | Cover plates white for data and communication system | BE31210 | TA (Mech Stnd WA & SSM) | stuk | cpl neutrik XLR-D SI-B | 2553-914 XLR Plaque vierge, blanc alpin, capots pour communication de données | c-plate XLR plug | 2553-914 XLR centre plate
2CKA001724A4342 | 2530-914 | Active | 4011395190890 | 11.42 | 1 | 1 | stuk | Cover plates white for data and communication system | BE31210 | TA (Mech Stnd WA & SSM) | stuk | cpl 2xzwakstroom SI-B | 2530-914 Plaque couvercle, blanc alpin, capots pour communication de données | c-plate plug connectors | 2530-914 Cover plate with metal mounting plate
2CKA001724A4343 | 2534-914 | Active | 4011395190913 | 11.53 | 1 | 1 | stuk | Cover plates white for data and communication system | BE31210 | TA (Mech Stnd WA & SSM) | stuk | cpl boring 19.0mm SI-B | 2534-914 Plaque couvercle, blanc alpin, capots pour communication de données | c-plate 19mm | 2534-914 Cover plate with metal mounting plate
2CKA001724A4344 | 2533-914 | Active | 4011395190920 | 11.53 | 1 | 1 | stuk | Cover plates white for data and communication system | BE31210 | TA (Mech Stnd WA & SSM) | stuk | cpl boring 22.5mm SI-B | 2533-914 Plaque couvercle, blanc alpin, capots pour communication de données | c-plate 22,5mm | 2533-914 Cover plate with metal mounting plate
2CKA001724A4345 | 2533-914-15 | Active | 4011395190937 | 22.56 | 1 | 1 | stuk | Cover plates colored / metal for data and communication system | BE31210 | TC (Mechanics Premium) | stuk | cpl boring 22.5mm geel SI-B | 2533-914-15 Plaque couvercle, jaune, capots pour communication de données | c-plate 22,5mm yellow | 2533-914-15 Cover plate with metal mounting plate
2CKA001724A4346 | 2548-071 E-914 | Active | 4011395190951 | 15.57 | 1 | 1 | stuk | Cover plates white for data and communication system | BE31210 | TA (Mech Stnd WA & SSM) | stuk | cpl VACkermann RM Trd steek SI-B | 2548-071 E-914 Plaque couvercle, blanc alpin, technologie hospitalière | c-plate ACK CM pb-rd plug | 2548-071 E-914 Cover plate
2CKA001724A4347 | 2548-071 D-914 | Active | 4011395190968 | 16.91 | 1 | 1 | stuk | Cover plates white for data and communication system | BE31210 | TA (Mech Stnd WA & SSM) | stuk | cpl VACkermann RM Trd 2steek SI-B | 2548-071 D-914 Plaque couvercle, blanc alpin, technologie hospitalière | c-plate ACK CM pb-rd plugs | 2548-071 D-914 Cover plate
2CKA001724A4348 | 2548-022 A-914 | Active | 4011395190975 | 15.57 | 1 | 1 | stuk | Cover plates white for data and communication system | BE31210 | TA (Mech Stnd WA & SSM) | stuk | cpl VACkermann RT Trd SI-B | 2548-022 A-914 Plaque couvercle, blanc alpin, technologie hospitalière | c-plate ACK CB pb-rd | 2548-022 A-914 Cover plate
2CKA001724A4349 | 2548-022 AR-914 | Active | 4011395190982 | 16.91 | 1 | 1 | stuk | Cover plates white for data and communication system | BE31210 | TA (Mech Stnd WA & SSM) | stuk | cpl VACkermann RT Tbl SI-B | 2548-022 AR-914 Plaque couvercle, blanc alpin, technologie hospitalière | c-plate ACK CB pb-bl | 2548-022 AR-914 Cover plate
2CKA001724A4350 | 2548-022 B-914 | Active | 4011395190999 | 15.57 | 1 | 1 | stuk | Cover plates white for data and communication system | BE31210 | TA (Mech Stnd WA & SSM) | stuk | cpl VACkermann RT Trd 1steek SI-B | 2548-022 B-914 Plaque couvercle, blanc alpin, technologie hospitalière | c-plate ACK CB pb-rd plug | 2548-022 B-914 Cover plate
2CKA001724A4351 | 2548-046 A-914 | Active | 4011395191019 | 8.46 | 1 | 1 | stuk | Cover plates white for data and communication system | BE31210 | TA (Mech Stnd WA & SSM) | stuk | cpl VACkermann treksnoer SI-B | 2548-046 A-914 Plaque couvercle, blanc alpin, technologie hospitalière | c-plate ACK pull cord | 2548-046 A-914 Cover plate
2CKA001724A4352 | 2548-020 D-914 | Active | 4011395191026 | 8.46 | 1 | 1 | stuk | Cover plates white for data and communication system | BE31210 | TA (Mech Stnd WA & SSM) | stuk | cpl VACkermann RE 2steek SI-B | 2548-020 D-914 Plaque couvercle, blanc alpin, technologie hospitalière | c-plate ACK CU plugs | 2548-020 D-914 Cover plate
2CKA001724A4353 | 2548-020 E-914 | Active | 4011395191033 | 9.73 | 1 | 1 | stuk | Cover plates white for data and communication system | BE31210 | TA (Mech Stnd WA & SSM) | stuk | cpl VACkermann RED 2steek SI-B | 2548-020 E-914 Plaque couvercle, blanc alpin, technologie hospitalière | c-plate ACK CD plugs | 2548-020 E-914 Cover plate
2CKA001724A4354 | 2548-020 F-914 | Active | 4011395191040 | 9.73 | 1 | 1 | stuk | Cover plates white for data and communication system | BE31210 | TA (Mech Stnd WA & SSM) | stuk | cpl VACkermann RED 1steek SI-B | 2548-020 F-914 Plaque couvercle, blanc alpin, technologie hospitalière | c-plate ACK CD plug | 2548-020 F-914 Cover plate
2CKA001724A4355 | 2548-021 G-914 | Active | 4011395191057 | 9.73 | 1 | 1 | stuk | Cover plates white for data and communication system | BE31210 | TA (Mech Stnd WA & SSM) | stuk | cpl VACkermann D 2steek SI-B | 2548-021 G-914 Plaque couvercle, blanc alpin, technologie hospitalière | c-plate ACK DU splugs | 2548-021 G-914 Cover plate
2CKA001724A4356 | 2548-642 B-914 | Active | 4011395191064 | 22.56 | 1 | 1 | stuk | Cover plates white for data and communication system | BE31210 | TA (Mech Stnd WA & SSM) | stuk | cpl VACkermann RA Trd Tgn SI-B | 2548-642 B-914 Plaque couvercle, blanc alpin, technologie hospitalière | c-plate ACK CC pb-rd/gr | 2548-642 B-914 Cover plate
2CKA001724A4357 | 2548-642 D-914 | Active | 4011395191071 | 15.57 | 1 | 1 | stuk | Cover plates white for data and communication system | BE31210 | TA (Mech Stnd WA & SSM) | stuk | cpl VACkermann A Tge SI-B | 2548-642 D-914 Plaque couvercle, blanc alpin, technologie hospitalière | c-plate ACK C pb-ye | 2548-642 D-914 Cover plate
2CKA001724A4358 | 2548-642 C-914 | Active | 4011395191088 | 15.57 | 1 | 1 | stuk | Cover plates white for data and communication system | BE31210 | TA (Mech Stnd WA & SSM) | stuk | cpl VACkermann A Tgn SI-B | 2548-642 C-914 Plaque couvercle, blanc alpin, technologie hospitalière | c-plate ACK C pb-gr | 2548-642 C-914 Cover plate
2CKA001724A4359 | 2548-642 E-914 | Active | 4011395191095 | 22.56 | 1 | 1 | stuk | Cover plates white for data and communication system | BE31210 | TA (Mech Stnd WA & SSM) | stuk | cpl VACkermann A Tgn Tge SI-B | 2548-642 E-914 Plaque couvercle, blanc alpin, technologie hospitalière | c-plate ACK C pb-ye/gr | 2548-642 E-914 Cover plate
2CKA001724A4360 | 2548-642 BD-914 | Active | 4011395191101 | 23.99 | 1 | 1 | stuk | Cover plates white for data and communication system | BE31210 | TA (Mech Stnd WA & SSM) | stuk | cpl VACkermann DE Twi Tgn SI-B | 2548-642 BD-914 Plaque couvercle, blanc alpin, technologie hospitalière | c-plate ACK DU pb-wi/gr | 2548-642 BD-914 Cover plate
2CKA001724A4364 | 1743/10-04-803 | Active | 4011395225288 | 26.41 | 1 | 1 | stuk | Cover plates colored/metal for data and communication system | BE31210 | TA (Mech Stnd WA & SSM) | stuk | cpl 50x50 Ankaro antenne s-grijs | 1743/10-04-803 Plaque couvercle, gris métallique, capots pour communication de données | Face plate antenna 4-f Ankaro | 1743/10-04-803 Cover plate
2CKA001724A4365 | 1743/10-04-81 | Active | 4011395225295 | 25.83 | 1 | 1 | stuk | Cover plates colored/metal for data and communication system | BE31210 | TA (Mech Stnd WA & SSM) | stuk | cpl 50x50 Ankaro antenne f-antraciet | 1743/10-04-81 Plaque couvercle, anthracite, capots pour communication de données | Face plate antenna 4-f Ankaro | 1743/10-04-81 Cover plate
2CKA001724A4366 | 1743/10-04-82 | Active | 4011395225301 | 22.08 | 1 | 1 | stuk | Cover plates white for data and communication system | BE31210 | TA (Mech Stnd WA & SSM) | stuk | cpl 50x50 Ankaro antenne s-ivoor | 1743/10-04-82 Plaque couvercle, blanc ivoire, capots pour communication de données | Face plate antenna 4-f Ankaro | 1743/10-04-82 Cover plate
2CKA001724A4367 | 1743/10-04-83 | Active | 4011395225325 | 26.41 | 1 | 1 | stuk | Cover plates colored/metal for data and communication system | BE31210 | TA (Mech Stnd WA & SSM) | stuk | cpl 50x50 Ankaro antenne f-aluzilver | 1743/10-04-83 Plaque couvercle, argent aluminium, capots pour communication de données | Face plate antenna 4-f Ankaro | 1743/10-04-83 Cover plate
2CKA001724A4368 | 1743/10-04-84 | Active | 4011395225332 | 22.08 | 1 | 1 | stuk | Cover plates colored/metal for data and communication system | BE31210 | TA (Mech Stnd WA & SSM) | stuk | cpl 50x50 Ankaro antenne s-studiowit | 1743/10-04-84 Plaque couvercle, blanc studio, capots pour communication de données | Face plate antenna 4-f Ankaro | 1743/10-04-84 Cover plate
2CKA001724A4369 | 1743/10-04-866 | Active | 4011395225349 | 35.97 | 1 | 1 | stuk | Cover plates for data and communication | BE31210 | TA (Mech Stnd WA & SSM) | stuk | cpl 50x50 Ankaro antenne pure-rvs | 1743/10-04-866 Plaque couvercle, acier inoxydable, capots pour communication de données | Face plate antenna 4-f Ankaro | 1743/10-04-866 Cover plate
2CKA001724A4370 | 1743/10-04-884 | Active | 4011395225356 | 26.41 | 1 | 1 | stuk | Cover plates colored/metal for data and communication system | BE31210 | TA (Mech Stnd WA & SSM) | stuk | cpl 50x50 Ankaro antenne f-matwit | 1743/10-04-884 Plaque couvercle, blanc studio, mat, capots pour communication de données | Face plate antenna 4-f Ankaro | 1743/10-04-884 Cover plate
2CKA001724A4371 | 1743/10-04-885 | Active | 4011395225363 | 26.41 | 1 | 1 | stuk | Cover plates colored/metal for data and communication system | BE31210 | TA (Mech Stnd WA & SSM) | stuk | cpl 50x50 Ankaro antenne f-matzw | 1743/10-04-885 Plaque couvercle, noir mat, capots pour communication de données | Face plate antenna 4-f Ankaro | 1743/10-04-885 Cover plate
2CKA001724A4373 | 1743-04-803 | Active | 4011395225387 | 26.41 | 1 | 1 | stuk | Cover plates colored/metal for data and communication system | BE31210 | TA (Mech Stnd WA & SSM) | stuk | cpl satelliet s-grijsMET | 1743-04-803 Plaque couvercle, gris métallique, capots pour communication de données | Face plate antenna 4-f Hirschmann | 1743-04-803 Cover plate
2CKA001724A4374 | 1743-04-81 | Active | 4011395225394 | 25.83 | 1 | 1 | stuk | Cover plates colored/metal for data and communication system | BE31210 | TA (Mech Stnd WA & SSM) | stuk | cpl satelliet f-antraciet | 1743-04-81 Plaque couvercle, anthracite, capots pour communication de données | Face plate antenna 4-f Hirschmann | 1743-04-81 Cover plate
2CKA001724A4375 | 1743-04-82 | Active | 4011395225400 | 22.08 | 1 | 1 | stuk | Cover plates white for data and communication system | BE31210 | TA (Mech Stnd WA & SSM) | stuk | cpl satelliet s-ivoor | 1743-04-82 Plaque couvercle, blanc ivoire, capots pour communication de données | Face plate antenna 4-f Hirschmann | 1743-04-82 Cover plate
2CKA001724A4376 | 1743-04-83 | Active | 4011395225417 | 26.41 | 1 | 1 | stuk | Cover plates colored/metal for data and communication system | BE31210 | TA (Mech Stnd WA & SSM) | stuk | cpl satelliet f-aluzilver | 1743-04-83 Plaque couvercle, argent aluminium, capots pour communication de données | Face plate antenna 4-f Hirschmann | 1743-04-83 Cover plate
2CKA001724A4377 | 1743-04-84 | Active | 4011395225424 | 11.98 | 1 | 1 | stuk | Cover plates white for data and communication system | BE31210 | TA (Mech Stnd WA & SSM) | stuk | cpl satelliet s-studiowit | 1743-04-84 Plaque couvercle, blanc studio, capots pour communication de données | Face plate antenna 4-f Hirschmann | 1743-04-84 Cover plate
2CKA001724A4378 | 1743-04-866 | Active | 4011395225431 | 22.08 | 1 | 1 | stuk | Cover plates for data and communication | BE31210 | TA (Mech Stnd WA & SSM) | stuk | cpl satelliet pure-rvs | 1743-04-866 Plaque couvercle, acier inoxydable, capots pour communication de données | Face plate antenna 4-f Hirschmann | 1743-04-866 Cover plate
2CKA001724A4379 | 1743-04-884 | Active | 4011395225448 | 26.41 | 1 | 1 | stuk | Cover plates colored/metal for data and communication system | BE31210 | TA (Mech Stnd WA & SSM) | stuk | cpl satelliet f-matwit | 1743-04-884 Plaque couvercle, blanc studio, mat, capots pour communication de données | Face plate antenna 4-f Hirschmann | 1743-04-884 Cover plate
2CKA001724A4380 | 1743-04-885 | Active | 4011395225455 | 26.41 | 1 | 1 | stuk | Cover plates colored/metal for data and communication system | BE31210 | TA (Mech Stnd WA & SSM) | stuk | cpl satelliet f-matzw | 1743-04-885 Plaque couvercle, noir mat, capots pour communication de données | Face plate antenna 4-f Hirschmann | 1743-04-885 Cover plate
2CKA001724A4382 | 2533-82-15 | Active | 4011395227459 | 17.81 | 1 | 1 | stuk | Cover plates colored/metal for data and communication system | BE31210 | TA (Mech Stnd WA & SSM) | stuk | cpl boring 22.5mm geel future | 2533-82-15 Plaque couvercle, jaune, capots pour communication de données | Face plate 22,5mm yellow | 2533-82-15 Cover plate with metal mounting plate
2CKA001724A4398 | 2553-803 | Active | 4011395227732 | 22.31 | 1 | 1 | stuk | Cover plates colored/metal for data and communication system | BE31210 | TC (Mechanics Premium) | stuk | cpl neutrik s-grijsMET | 2553-803 XLR plaque centrale, gris métallique, capots pour communication de données | XLR centre plate | 2553-803 XLR centre plate
2CKA001724A4399 | 2553-81 | Active | 4011395227749 | 29.24 | 1 | 1 | stuk | Cover plates colored/metal for data and communication system | BE31210 | SA (Modulair+Plug&Socket) | stuk | 2553-81 XLR centre plate | 2553-81 XLR centre plate | 2553-81 XLR centre plate | 2553-81 XLR centre plate
2CKA001724A4400 | 2553-82 | Active | 4011395227756 | 14.07 | 1 | 1 | stuk | Cover plates white for data and communication system | BE31210 | TA (Mech Stnd WA & SSM) | stuk | cpl neutrik s-ivoor | 2553-82 XLR Plaque centrale, blanc ivoire, capots pour communication de données | XLR centre plate | 2553-82 XLR centre plate
2CKA001724A4401 | 2553-83 | Active | 4011395227763 | 22.31 | 1 | 1 | stuk | Cover plates colored/metal for data and communication system | BE31210 | TC (Mechanics Premium) | stuk | cpl neutrik f-aluzilver | 2553-83 XLR Plaque centrale, argent aluminium, capots pour communication de données | XLR centre plate | 2553-83 XLR centre plate
2CKA001724A4402 | 2553-84 | Active | 4011395227770 | 14.07 | 1 | 1 | stuk | Cover plates white for data and communication system | BE31210 | TA (Mech Stnd WA & SSM) | stuk | cpl neutrik s-studiowit | 2553-84 XLR Plaque centrale, blanc studio, capots pour communication de données | XLR centre plate | 2553-84 XLR centre plate
2CKA001724A4403 | 2553-866 | Active | 4011395227787 | 24.34 | 1 | 1 | stuk | Cover plates for data and communication | BE31210 | TC (Mechanics Premium) | stuk | cpl neutrik pure rvs | 2553-866 XLR Plaque centrale, acier inoxydable, capots pour communication de données | XLR centre plate | 2553-866 XLR centre plate
2CKA001724A4404 | 2553-884 | Active | 4011395227916 | 22.31 | 1 | 1 | stuk | Cover plates colored/metal for data and communication system | BE31210 | TA (Mech Stnd WA & SSM) | stuk | cpl neutrik f-matwit | 2553-884 XLR Plaque centrale, blanc studio, mat, capots pour communication de données | XLR centre plate | 2553-884 XLR centre plate
2CKA001724A4405 | 2553-885 | Active | 4011395227923 | 39.49 | 1 | 1 | stuk | Cover plates colored/metal for data and communication system | BE31210 | SA (Modulair+Plug&Socket) | stuk | 2553-885 XLR centre plate | 2553-885 XLR centre plate | 2553-885 XLR centre plate | 2553-885 XLR centre plate
2CKA001724A4407 | 2533-803 | Active | 4011395229774 | 18.17 | 1 | 1 | stuk | Cover plates colored/metal for data and communication system | BE31210 | TA (Mech Stnd WA & SSM) | stuk | cpl boring 22.5mm s-grijsMET | 2533-803 Plaque couvercle, gris métallique, capots pour communication de données | Face plate 22,5 mm | 2533-803 Cover plate with metal mounting plate
2CKA001725A0613 | 2511-212-506 | Active | 4011395096406 | 2.95 | 1 | 1 | stuk | Busch-Duro 2000® | BE31210 | TA (Mech Stnd WA & SSM) | stuk | 2511-212-506 Cover frame 1gang frame | plaque recouvrement 1-gang | Cover Frame 1-gang | 2511-212-506 Cover frame 1gang frame
2CKA001725A0621 | 2512-212-506 | Active | 4011395096505 | 5.09 | 1 | 1 | stuk | Busch-Duro 2000® | BE31210 | TA (Mech Stnd WA & SSM) | stuk | 2512-212-506 Cover frame 2gang frame | plaque recouvrement 2-gang | Cover Frame 2-gang | 2512-212-506 Cover frame 2gang frame
2CKA001725A0639 | 2513-212-506 | Active | 4011395096604 | 8.95 | 1 | 1 | stuk | Busch-Duro 2000® | BE31210 | TA (Mech Stnd WA & SSM) | stuk | afdekraam 3v SI crème | plaque recouvrement 3-gang | Cover Frame 3-gang | 2513-212-506 Cover frame 3gang frame
2CKA001725A0647 | 2514-212-500 | Active | 4011395096703 | 15.5 | 1 | 1 | stuk | Busch-Duro 2000® | BE31210 | TA (Mech Stnd WA & SSM) | stuk | 2514-212-500 Cover frame 4gang frame | plaque recouvrement 4-gang | Cover Frame 4-gang | 2514-212-500 Cover frame 4gang frame
2CKA001725A0654 | 2515-212-500 | Active | 4011395096802 | 25.49 | 1 | 1 | stuk | Busch-Duro 2000® | BE31210 | TA (Mech Stnd WA & SSM) | stuk | 2515-212-500 Cover frame 5gang frame | plaque recouvrement 5-gang | Cover Frame 5-gang | 2515-212-500 Cover frame 5gang frame
2CKA001725A1033 | 2511-215 | Active | 4011395100202 | 6.92 | 1 | 1 | stuk | Frames colored / metal | BE31210 | TC (Mechanics Premium) | stuk | 2511-215 Cover frame 1gang frame | plaque recouvrement | Cover Frame | 2511-215 Cover frame 1gang frame
2CKA001725A1066 | 2512-215 | Active | 4011395100509 | 11.42 | 1 | 1 | stuk | Frames colored / metal | BE31210 | TC (Mechanics Premium) | stuk | 2512-215 Cover frame 2gang frame | plaque recouvrement | Cover Frame | 2512-215 Cover frame 2gang frame
2CKA001725A1090 | 2513-215 | Active | 4011395100806 | 18.23 | 1 | 1 | stuk | Frames colored / metal | BE31210 | TC (Mechanics Premium) | stuk | 2513-215 Cover frame 3gang frame | plaque recouvrement | Cover Frame | 2513-215 Cover frame 3gang frame
2CKA001725A1489 | 2511-212K-102 | Active | 4011395117316 | 2.95 | 1 | 1 | stuk | Busch-Duro 2000® | BE31210 | TA (Mech Stnd WA & SSM) | stuk | afdekraam 1v v w,goot SI crème | 2511-212K-102 plaque recouvrement special | afdekraam 1v v wandgoot SI crème | 2511-212K-102 Busch-Duro 2000® SI Linear cover frame 1gang frame
2CKA001725A1490 | 2512-212K-102 | Active | 4011395117323 | 5.1 | 1 | 1 | stuk | Busch-Duro 2000® | BE31210 | TA (Mech Stnd WA & SSM) | stuk | afdekraam 2v v w,goot SI crème | cadre recouvrement double | afdekraam 2v v wandgoot SI crème | 2512-212K-102 Busch-Duro 2000® SI Linear cover frame 2gang frame
2CKA001725A1491 | 2513-212K-102 | Active | 4011395117330 | 8.95 | 1 | 1 | stuk | Busch-Duro 2000® | BE31210 | TA (Mech Stnd WA & SSM) | stuk | Afdekraam Si linear 3 | Plaque de recouvrement Si linear 3 positions | Cover frame Si linear 3 gang | 2513-212K-102 Busch-Duro 2000® SI Linear cover frame 3gang frame
2CKA001725A1492 | 2514-212K-102 | Active | 4011395117347 | 15.5 | 1 | 1 | stuk | Busch-Duro 2000® | BE31210 | TA (Mech Stnd WA & SSM) | stuk | Afdekraam Si linear 4 | Plaque de recouvrement Si linear 4 positions | Cover frame Si linear 4 gang | 2514-212K-102 Busch-Duro 2000® SI Linear cover frame 4gang frame
2CKA001725A1493 | 2515-212K-102 | Active | 4011395117354 | 25.49 | 1 | 1 | stuk | Busch-Duro 2000® | BE31210 | TA (Mech Stnd WA & SSM) | stuk | BJ-Duro 2000® 2515-212K-102 | plaque recouvrement 5-gang | Cover Frame 5-gang | 2515-212K-102 Busch-Duro 2000® SI Linear cover frame 5gang frame
2CKA001725A1494 | 2511-214K-102 | Active | 4011395117361 | 2.82 | 1 | 1 | stuk | Frames white | BE31210 | TA (Mech Stnd WA & SSM) | stuk | Frames white 2511-214K-102 | cadre simple reflix si linear ivoire | Cover Frame 1v v wandgoot R-alpin | 2511-214K-102 Reflex SI Linear-Cover frames 1gang frame
2CKA001725A1495 | 2512-214K-102 | Active | 4011395117378 | 4.9 | 1 | 1 | stuk | Frames white | BE31210 | TA (Mech Stnd WA & SSM) | stuk | Frames white 2512-214K-102 | cadre double reflix si linear ivoire | Cover Frame 2v v wandgoot R-alpin | 2512-214K-102 Reflex SI Linear-Cover frames 2gang frame
2CKA001725A1496 | 2513-214K-102 | Active | 4011395117385 | 8.59 | 1 | 1 | stuk | Frames white | BE31210 | TA (Mech Stnd WA & SSM) | stuk | afdekraam 3v v w,goot R-alpin | Plaque de recouvrement 3 bd | afdekraam 3v v wandgoot R-alpin | 2513-214K-102 Reflex SI Linear-Cover frames 3gang frame
2CKA001725A1497 | 2514-214K-102 | Active | 4011395117392 | 14.88 | 1 | 1 | stuk | Frames white | BE31210 | TA (Mech Stnd WA & SSM) | stuk | afdekraam 4 Alpine wit | couvercle 4 fois Blanc Alpine | Cover 4 way Alpine white | 2514-214K-102 Reflex SI Linear-Cover frames 4gang frame
2CKA001725A1498 | 2515-214K-102 | Active | 4011395117415 | 24.44 | 1 | 1 | stuk | Frames white | BE31210 | TA (Mech Stnd WA & SSM) | stuk | (vervangt 2515-214K) alpinewit | Cadre quadruple Reflex SI Linair (remplace #.-214K) blanc alpin | Vorlage OP 2 - sh.Mat-Kurztext | 2515-214K-102 Reflex SI Linear-Cover frames 5gang frame
2CKA001725A1555 | 1721-914 | Active | 4011395191460 | 2.82 | 1 | 1 | stuk | Frames white High runner | BE31210 | TA (Mech Stnd WA & SSM) | stuk | afdekraam 1v SI-B | 1721-914 Châssis couvercle, blanc alpin, châssis couvercle Busch-Balance SI | cover frame 1gang | 1721-914 Cover frame 1gang frame
2CKA001725A1556 | 1721-917 | Active | 4011395191477 | 6.92 | 1 | 1 | stuk | Frames colored / metal | BE31210 | TC (Mechanics Premium) | stuk | afdekraam 1v rood SI-B | 1721-917 Châssis couvercle, rouge RAL 3020, châssis couvercle Busch-Balance SI | cover frame 1gang red | 1721-917 Cover frame 1gang frame
2CKA001725A1558 | 1722-914 | Active | 4011395191514 | 4.91 | 1 | 1 | stuk | Frames white High runner | BE31210 | TA (Mech Stnd WA & SSM) | stuk | afdekraam 2v SI-B | 1722-914 Châssis couvercle, blanc alpin, châssis couvercle Busch-Balance SI | cover frame 2gang | 1722-914 Cover frame 2gang frame
2CKA001725A1559 | 1722-917 | Active | 4011395191507 | 11.42 | 1 | 1 | stuk | Frames colored / metal | BE31210 | TC (Mechanics Premium) | stuk | afdekraam 2v rood SI-B | 1722-917 Châssis couvercle, rouge RAL 3020, châssis couvercle Busch-Balance SI | cover frame 2gang red | 1722-917 Cover frame 2gang frame
2CKA001725A1560 | 1723-914 | Active | 4011395191545 | 8.59 | 1 | 1 | stuk | Frames white | BE31210 | TA (Mech Stnd WA & SSM) | stuk | afdekraam 3v SI-B | 1723-914 Châssis couvercle, blanc alpin, châssis couvercle Busch-Balance SI | cover frame 3gang | 1723-914 Cover frame 3gang frame
2CKA001725A1561 | 1724-914 | Active | 4011395191590 | 14.88 | 1 | 1 | stuk | Frames white | BE31210 | TA (Mech Stnd WA & SSM) | stuk | afdekraam 4v SI-B | 1724-914 Châssis couvercle, blanc alpin, châssis couvercle Busch-Balance SI | cover frame 4gang | 1724-914 Cover frame 4gang frame
2CKA001725A1562 | 1725-914 | Active | 4011395191941 | 24.44 | 1 | 1 | stuk | Frames white | BE31210 | TA (Mech Stnd WA & SSM) | stuk | afdekraam 5v SI-B | 1725-914 Châssis couvercle, blanc alpin, châssis couvercle Busch-Balance SI | cover frame 5gang | 1725-914 Cover frame 5gang frame
2CKA001726A0173 | 1746-212-101 | Active | 4011395618707 | 3.38 | 1 | 1 | stuk | Busch-Duro 2000® | BE31210 | TA (Mech Stnd WA & SSM) | stuk | 1746-212-101 Cover plate | 1746-212-101 Cover plate | CENTER PLATE | 1746-212-101 Cover plate
2CKA001726A0181 | 1746-214-101 | Active | 4011395618400 | 3.26 | 1 | 1 | stuk | Cover plates white for data and communication system | BE31210 | TA (Mech Stnd WA & SSM) | stuk | 1746-214-101 Cover plate | 1746-214-101 Cover plate | CENTER PLATE | 1746-214-101 Cover plate
2CKA001726A0237 | 1746-914-101 | Active | 4011395190814 | 3.26 | 1 | 1 | stuk | Cover plates white for data and communication system | BE31210 | TA (Mech Stnd WA & SSM) | stuk | cpl verloop 50 vierk naar SI-B | 1746-914-101 Plaque couvercle, blanc alpin, capots pour communication de données | c-plate 50x50 DIN 49075 | 1746-914-101 Cover plate
2CKA001730A0191 | 2101-34 | Active | 4011395872802 | 11.93 | 1 | 1 | stuk | All Weather 44 (IP44) | BE31210 | TD (Mechanics IP 44 FM) | stuk | 2101-34 Cover frame 1gang frame | Plaque de recouvrement | COVER FRAMES | 2101-34 Cover frame 1gang frame
2CKA001730A0209 | 2102-34 | Active | 4011395872901 | 14.61 | 1 | 1 | stuk | All Weather 44 (IP44) | BE31210 | TD (Mechanics IP 44 FM) | stuk | 2102-34 Cover frame 2gang frame | Plaque de recouvrement | COVER FRAMES | 2102-34 Cover frame 2gang frame
2CKA001730A0217 | 2103-34 | Active | 4011395873007 | 26.64 | 1 | 1 | stuk | All Weather 44 (IP44) | BE31210 | TD (Mechanics IP 44 FM) | stuk | 2103-34 Cover frame 3gang frame | Plaque de recouvrement | COVER FRAMES | 2103-34 Cover frame 3gang frame
2CKA001730A0225 | 2101-35 | Active | 4011395875308 | 14.35 | 1 | 1 | stuk | All Weather 44 (IP44) | BE31210 | TD (Mechanics IP 44 FM) | stuk | 2101-35 Cover frame 1gang frame | Plaque de recouvrement | COVER FRAMES | 2101-35 Cover frame 1gang frame
2CKA001730A0233 | 2102-35 | Active | 4011395875407 | 17.06 | 1 | 1 | stuk | All Weather 44 (IP44) | BE31210 | TD (Mechanics IP 44 FM) | stuk | 2102-35 Cover frame 2gang frame | Plaque de recouvrement | COVER FRAMES | 2102-35 Cover frame 2gang frame
2CKA001730A0241 | 2103-35 | Active | 4011395875506 | 29.99 | 1 | 1 | stuk | All Weather 44 (IP44) | BE31210 | TD (Mechanics IP 44 FM) | stuk | 2103-35 Cover frame 3gang frame | Plaque de recouvrement | COVER FRAMES | 2103-35 Cover frame 3gang frame
2CKA001730A0258 | 2101-32 | Active | 4011395912508 | 11.93 | 1 | 1 | stuk | All Weather 44 (IP44) | BE31210 | TD (Mechanics IP 44 FM) | stuk | 2101-32 Cover frame 1gang frame | Plaque de recouvrement | COVER FRAMES | 2101-32 Cover frame 1gang frame
2CKA001730A0266 | 2102-32 | Active | 4011395912607 | 14.61 | 1 | 1 | stuk | All Weather 44 (IP44) | BE31210 | TD (Mechanics IP 44 FM) | stuk | 2102-32 Cover frame 2gang frame | Plaque de recouvrement | COVER FRAMES | 2102-32 Cover frame 2gang frame
2CKA001730A0274 | 2103-32 | Active | 4011395912706 | 26.64 | 1 | 1 | stuk | All Weather 44 (IP44) | BE31210 | TD (Mechanics IP 44 FM) | stuk | 2103-32 Cover frame 3gang frame | Plaque de recouvrement | COVER FRAMES | 2103-32 Cover frame 3gang frame
2CKA001730A0275 | 2101-31 | Active | 4011395103692 | 14.35 | 1 | 1 | stuk | All Weather 44 (IP44) | BE31210 | TD (Mechanics IP 44 FM) | stuk | 2101-31 | 2101-31 Cover Frame | Cover Frame | 2101-31 Cover frame 1gang frame
2CKA001730A0276 | 2101-33 | Active | 4011395103739 | 14.35 | 1 | 1 | stuk | All Weather 44 (IP44) | BE31210 | TD (Mechanics IP 44 FM) | stuk | 2101-33 | 2101-33 Cover Frame | Cover Frame | 2101-33 Cover frame 1gang frame
2CKA001730A0277 | 2102-31 | Active | 4011395103845 | 17.59 | 1 | 1 | stuk | All Weather 44 (IP44) | BE31210 | TD (Mechanics IP 44 FM) | stuk | 2102-31 Cover frame 2gang frame | plaque recouvrement | Cover Frame | 2102-31 Cover frame 2gang frame
2CKA001730A0278 | 2102-33 | Active | 4011395103876 | 17.59 | 1 | 1 | stuk | All Weather 44 (IP44) | BE31210 | TD (Mechanics IP 44 FM) | stuk | 2102-33 | 2102-33 Cover Frame | Cover Frame | 2102-33 Cover frame 2gang frame
2CKA001730A0279 | 2103-31 | Active | 4011395103890 | 29.99 | 1 | 1 | stuk | All Weather 44 (IP44) | BE31210 | TD (Mechanics IP 44 FM) | stuk | Afdekraam 3- IP44 bruin | plaque recouvrement | Cover Frame | 2103-31 Cover frame 3gang frame
2CKA001730A0280 | 2103-33 | Active | 4011395103913 | 29.99 | 1 | 1 | stuk | All Weather 44 (IP44) | BE31210 | TD (Mechanics IP 44 FM) | stuk | Afdekraam 3- IP44 aluzilver | plaque recouvrement | Cover Frame | 2103-33 Cover frame 3gang frame
2CKA001731A0322 | 2506-212-506 | Active | 4011395108307 | 3.97 | 1 | 1 | stuk | Busch-Duro 2000® | BE31210 | TA (Mech Stnd WA & SSM) | stuk | 2506-212-506 Rocker | 2506-212-506 Rocker | Rocker | 2506-212-506 Rocker
2CKA001731A0330 | 2502-212-500 | Active | 4011395108406 | 5.34 | 1 | 1 | stuk | Busch-Duro 2000® | BE31210 | TA (Mech Stnd WA & SSM) | stuk | 2502-212-500 Switch rocker label | 2502-212-500 Switch rocker with marking | Rocker | 2502-212-500 Switch rocker with marking
2CKA001731A0348 | 2508-212-500 | Active | 4011395108505 | 6.7 | 1 | 1 | stuk | Busch-Duro 2000® | BE31210 | TA (Mech Stnd WA & SSM) | stuk | BJ-Duro 2000® 2508-212-500 | 2508-212-500 Rocker with red spherical cap, with imprint | Rocker | 2508-212-500 Rocker with red spherical cap, with imprint
2CKA001731A0355 | 2509-212-500 | Active | 4011395108604 | 5.34 | 1 | 1 | stuk | Busch-Duro 2000® | BE31210 | TA (Mech Stnd WA & SSM) | stuk | wip v wis contr SI crème+rode lens | 2509-212-500 Rocker with red neon lens | Rocker | 2509-212-500 Rocker with red neon lens
2CKA001731A0363 | 2505-212-500 | Active | 4011395108703 | 7.61 | 1 | 1 | stuk | Busch-Duro 2000® | BE31210 | TA (Mech Stnd WA & SSM) | stuk | 2505-212-500 Rocker | 2505-212-500 Rocker | Rocker | 2505-212-500 Rocker
2CKA001731A0405 | 2510 N-212-500 | Active | 4011395108901 | 10.04 | 1 | 1 | stuk | Busch-Duro 2000® | BE31210 | TA (Mech Stnd WA & SSM) | stuk | BJ-Duro 2000® 2510 N-212-500 | 2510 N-212-500 Rocker Illuminable, with labelling field | Rocker | 2510 N-212-500 Rocker Illuminable, with labelling field
2CKA001731A0413 | 2520-212-506 | Active | 4011395109007 | 3.96 | 1 | 1 | stuk | Busch-Duro 2000® | BE31210 | TA (Mech Stnd WA & SSM) | stuk | BJ-Duro 2000® 2520-212-506 | 2520-212-506 Switch rocker with symbol mounting hole | Rocker | 2520-212-506 Switch rocker with symbol mounting hole
2CKA001731A1007 | 2506-215 | Active | 4011395113608 | 10.15 | 1 | 1 | stuk | Cover plates colored / metal | BE31210 | TC (Mechanics Premium) | stuk | 2506-215 Rocker | 2506-215 Rocker | Rocker | 2506-215 Rocker
2CKA001731A1552 | 1764 NLI-81 | Active | 4011395056028 | 13.38 | 1 | 1 | stuk | Cover plates colored/metal | BE31210 | TC (Mechanics Premium) | stuk | 1764 NLI-81 Rockerlabel field | 1764 NLI-81 Rocker with labelling field | Rocker solo | 1764 NLI-81 Rocker with labelling field
2CKA001731A1569 | 1764 NLI-24G | Active | 4011395704707 | 11.98 | 1 | 1 | stuk | Alpha | BE31210 | TC (Mechanics Premium) | stuk | 1764 NLI-24G Rockerlabel field | 1764 NLI-24G Rocker with labelling field | ROCKER | 1764 NLI-24G Rocker with labelling field
2CKA001731A1593 | 2106-34 | Active | 4011395869802 | 11.25 | 1 | 1 | stuk | All Weather 44 (IP44) | BE31210 | TD (Mechanics IP 44 FM) | stuk | 2106-34 Rocker | 2106-34 Rocker | ROCKERS | 2106-34 Rocker
2CKA001731A1601 | 2105-34 | Active | 4011395869901 | 17.14 | 1 | 1 | stuk | All Weather 44 (IP44) | BE31210 | TD (Mechanics IP 44 FM) | stuk | 2105-34 Rocker | 2105-34 Rocker | ROCKERS | 2105-34 Rocker
2CKA001731A1627 | 2108-34 | Active | 4011395870105 | 12.98 | 1 | 1 | stuk | All Weather 44 (IP44) | BE31210 | TD (Mechanics IP 44 FM) | stuk | All Weather 44 2108-34 | 2108-34 Rocker marked, with symbol mounting hole | ROCKERS | 2108-34 Rocker marked, with symbol mounting hole
2CKA001731A1635 | 2120-34 | Active | 4011395870204 | 11.25 | 1 | 1 | stuk | All Weather 44 (IP44) | BE31210 | TD (Mechanics IP 44 FM) | stuk | All Weather 44 2120-34 | 2120-34 Switch rocker with symbol mounting hole | ROCKERS | 2120-34 Switch rocker with symbol mounting hole
2CKA001731A1643 | 2106 N-34 | Active | 4011395870303 | 16.2 | 1 | 1 | stuk | All Weather 44 (IP44) | BE31210 | TD (Mechanics IP 44 FM) | stuk | 2106 N-34 Rockerlabel field | 2106 N-34 Rocker with labelling field | ROCKERS | 2106 N-34 Rocker with labelling field
2CKA001731A1650 | 2126-34 | Active | 4011395870501 | 19.94 | 1 | 1 | stuk | All Weather 44 (IP44) | BE31210 | TD (Mechanics IP 44 FM) | stuk | 2126-34 Switch rocker label | 2126-34 Switch rocker with marking | ROCKERS | 2126-34 Switch rocker with marking
2CKA001731A1668 | 2106-35 | Active | 4011395873106 | 14.25 | 1 | 1 | stuk | All Weather 44 (IP44) | BE31210 | TD (Mechanics IP 44 FM) | stuk | 2106-35 Rocker | 2106-35 Rocker | ROCKERS | 2106-35 Rocker
2CKA001731A1676 | 2105-35 | Active | 4011395873304 | 19.78 | 1 | 1 | stuk | All Weather 44 (IP44) | BE31210 | TD (Mechanics IP 44 FM) | stuk | 2105-35 Rocker | 2105-35 Rocker | ROCKERS | 2105-35 Rocker
2CKA001731A1692 | 2108-35 | Active | 4011395873502 | 15.62 | 1 | 1 | stuk | All Weather 44 (IP44) | BE31210 | TD (Mechanics IP 44 FM) | stuk | All Weather 44 2108-35 | 2108-35 Rocker marked, with symbol mounting hole | ROCKERS | 2108-35 Rocker marked, with symbol mounting hole
2CKA001731A1700 | 2120-35 | Active | 4011395873601 | 14.25 | 1 | 1 | stuk | All Weather 44 (IP44) | BE31210 | TD (Mechanics IP 44 FM) | stuk | All Weather 44 2120-35 | 2120-35 Switch rocker with symbol mounting hole | ROCKERS | 2120-35 Switch rocker with symbol mounting hole
2CKA001731A1718 | 2106 N-35 | Active | 4011395873700 | 19.32 | 1 | 1 | stuk | All Weather 44 (IP44) | BE31210 | TD (Mechanics IP 44 FM) | stuk | 2106 N-35 Rockerlabel field | 2106 N-35 Rocker with labelling field | ROCKERS | 2106 N-35 Rocker with labelling field
2CKA001731A1726 | 2126-35 | Active | 4011395874202 | 22.62 | 1 | 1 | stuk | All Weather 44 (IP44) | BE31210 | TD (Mechanics IP 44 FM) | stuk | 2126-35 Switch rocker label | 2126-35 Switch rocker with marking | ROCKERS | 2126-35 Switch rocker with marking
2CKA001731A1734 | 2107-34 | Active | 4011395870402 | 12.62 | 1 | 1 | stuk | All Weather 44 (IP44) | BE31210 | TD (Mechanics IP 44 FM) | stuk | 2107-34 Rockerred neon lens | 2107-34 Rocker with red neon lens | ROCKERS | 2107-34 Rocker with red neon lens
2CKA001731A1742 | 2107-35 | Active | 4011395873809 | 15.69 | 1 | 1 | stuk | All Weather 44 (IP44) | BE31210 | TD (Mechanics IP 44 FM) | stuk | 2107-35 Rockerred neon lens | 2107-35 Rocker with red neon lens | ROCKERS | 2107-35 Rocker with red neon lens
2CKA001731A1775 | 2106-32 | Active | 4011395910405 | 11.25 | 1 | 1 | stuk | All Weather 44 (IP44) | BE31210 | TD (Mechanics IP 44 FM) | stuk | 2106-32 Rocker | 2106-32 Rocker | ROCKERS | 2106-32 Rocker
2CKA001731A1783 | 2105-32 | Active | 4011395910504 | 17.14 | 1 | 1 | stuk | All Weather 44 (IP44) | BE31210 | TD (Mechanics IP 44 FM) | stuk | 2105-32 Rocker | 2105-32 Rocker | ROCKERS | 2105-32 Rocker
2CKA001731A1809 | 2108-32 | Active | 4011395910702 | 12.98 | 1 | 1 | stuk | All Weather 44 (IP44) | BE31210 | TD (Mechanics IP 44 FM) | stuk | All Weather 44 2108-32 | 2108-32 Rocker marked, with symbol mounting hole | ROCKERS | 2108-32 Rocker marked, with symbol mounting hole
2CKA001731A1817 | 2120-32 | Active | 4011395910801 | 11.63 | 1 | 1 | stuk | All Weather 44 (IP44) | BE31210 | TD (Mechanics IP 44 FM) | stuk | All Weather 44 2120-32 | 2120-32 Switch rocker with symbol mounting hole | ROCKERS | 2120-32 Switch rocker with symbol mounting hole
2CKA001731A1825 | 2106 N-32 | Active | 4011395911006 | 16.65 | 1 | 1 | stuk | All Weather 44 (IP44) | BE31210 | TD (Mechanics IP 44 FM) | stuk | 2106 N-32 Rockerlabel field | 2106 N-32 Rocker with labelling field | ROCKERS | 2106 N-32 Rocker with labelling field
2CKA001731A1833 | 2107-32 | Active | 4011395911204 | 13.03 | 1 | 1 | stuk | All Weather 44 (IP44) | BE31210 | TD (Mechanics IP 44 FM) | stuk | Afdek.ctrle-wisselrode lens ivoor/wit | Plaque de recouvrement, commut Avec calotte rouge blanc | Rocker | 2107-32 Rocker with red neon lens
2CKA001731A1841 | 2126-32 | Active | 4011395911303 | 19.94 | 1 | 1 | stuk | All Weather 44 (IP44) | BE31210 | TD (Mechanics IP 44 FM) | stuk | 2126-32 Switch rocker label | 2126-32 Switch rocker with marking | ROCKERS | 2126-32 Switch rocker with marking
2CKA001731A1858 | 1764 NLI-22G | Active | 4011395916902 | 11.98 | 1 | 1 | stuk | Alpha | BE31210 | TC (Mechanics Premium) | stuk | 1764 NLI-22G Rockerlabel field | 1764 NLI-22G Rocker with labelling field | Rocker A-nea | 1764 NLI-22G Rocker with labelling field
2CKA001731A1876 | 1764 NLI-82 | Active | 4011395994955 | 11.14 | 1 | 1 | stuk | Cover plates white | BE31210 | TA (Mech Stnd WA & SSM) | stuk | 1764 NLI-82 Rockerlabel field | 1764 NLI-82 Rocker with labelling field | Rocker SF | 1764 NLI-82 Rocker with labelling field
2CKA001731A1877 | 1764 NLI-84 | Active | 4011395995853 | 11.14 | 1 | 1 | stuk | Cover plates white | BE31210 | TA (Mech Stnd WA & SSM) | stuk | 1764 NLI-84 Rockerlabel field | 1764 NLI-84 Rocker with labelling field | Rocker SF | 1764 NLI-84 Rocker with labelling field
2CKA001731A1914 | 1720-81 | Active | 4011395064917 | 9.28 | 1 | 1 | stuk | Cover plates colored/metal | BE31210 | TC (Mechanics Premium) | stuk | wip v pulstrekker c-antraciet | Plaque de recouvrement, interrupteur à tirette/bouton à tirette | wip v pulstrekker c-antraciet | 1720-81 Rocker open for red pull switch neon indicator
2CKA001731A1915 | 1720-82 | Active | 4011395064931 | 7.37 | 1 | 1 | stuk | Cover plates white | BE31210 | TA (Mech Stnd WA & SSM) | stuk | wip v pulstrekker s-ivoor | Plaque de recouvrement, interrupteur à tirette/bouton à tirette | wip v pulstrekker s-ivoor | 1720-82 Rocker open for red pull switch neon indicator
2CKA001731A1916 | 1720-84 | Active | 4011395064955 | 7.37 | 1 | 1 | stuk | Cover plates white | BE31210 | TA (Mech Stnd WA & SSM) | stuk | wip v pulstrekker s-studiowit | Plaque de recouvrement, interrupteur à tirette/bouton à tirette | wip v pulstrekker s-studiowit | 1720-84 Rocker open for red pull switch neon indicator
2CKA001731A1921 | 1716-81 | Active | 4011395067512 | 23.65 | 1 | 1 | stuk | Cover plates for information light | BE31210 | TH (Electronic Basic ran) | stuk | cpl v infolicht 2062 U c-antraciet | Plaque centrale pour lumière d'information | cpl v infolicht 2062 U c-antraciet | 1716-81 Cover plate
2CKA001731A1922 | 1716-82 | Active | 4011395067536 | 21.21 | 1 | 1 | stuk | Cover plates for information light | BE31210 | TH (Electronic Basic ran) | stuk | cpl v infolicht 2062 U s-ivoor | Plaque centrale pour lumière d'information | cpl v infolicht 2062 U s-ivoor | 1716-82 Cover plate
2CKA001731A1923 | 1716-84 | Active | 4011395067550 | 21.21 | 1 | 1 | stuk | Cover plates for information light | BE31210 | TH (Electronic Basic ran) | stuk | cpl v infolicht 2062 U s-studiowit | Plaque centrale pour lumière d'information | cpl v infolicht 2062 U s-studiowit | 1716-84 Cover plate
2CKA001731A1929 | 1716-20 | Active | 4011395067673 | 28.72 | 1 | 1 | stuk | Cover plates for information light | BE31210 | TH (Electronic Basic ran) | stuk | cpl v infolicht 2062 U a-platin | Plaque centrale pour lumière d'information | cpl v infolicht 2062 U a-platin | 1716-20 Cover plate
2CKA001731A1930 | 1716-21 | Active | 4011395067697 | 28.72 | 1 | 1 | stuk | Cover plates for information light | BE31210 | TH (Electronic Basic ran) | stuk | cpl v infolicht 2062 U a-brons | Plaque centrale pour lumière d'information | cpl v infolicht 2062 U a-brons | 1716-21 Cover plate
2CKA001731A1931 | 1716-22 | Active | 4011395067710 | 20.58 | 1 | 1 | stuk | Cover plates for information light | BE31210 | TH (Electronic Basic ran) | stuk | cpl v infolicht 2062 U a-ivoor | Plaque centrale pour lumière d'information | cpl v infolicht 2062 U a-ivoor | 1716-22 Cover plate
2CKA001731A1933 | 1716-24G | Active | 4011395067758 | 20.58 | 1 | 1 | stuk | Cover plates for information light | BE31210 | TH (Electronic Basic ran) | stuk | cpl v infolicht 2062 U a-studiowit | Plaque centrale pour lumière d'information | cpl v infolicht 2062 U a-studiowit | 1716-24G Cover plate
2CKA001731A1938 | 1716-260 | Active | 4011395067857 | 28.72 | 1 | 1 | stuk | Cover plates for information light | BE31210 | TH (Electronic Basic ran) | stuk | cpl v infolicht 2062 U a-palladium | Plaque centrale pour lumière d'information | cpl v infolicht 2062 U a-palladium | 1716-260 Cover plate
2CKA001731A1939 | 1716-266 | Active | 4011395067871 | 28.72 | 1 | 1 | stuk | Cover plates for information light | BE31210 | TH (Electronic Basic ran) | stuk | cpl v infolicht 2062 U a-titanium | Plaque centrale pour lumière d'information | cpl v infolicht 2062 U a-titanium | 1716-266 Cover plate
2CKA001731A1942 | 1716-74 | Active | 4011395067932 | 24.8 | 1 | 1 | stuk | Cover plates for information light | BE31210 | TH (Electronic Basic ran) | stuk | cpl v infolicht 2062 U i-alpin | Plaque centrale pour lumière d'information | cpl v infolicht 2062 U i-alpin | 1716-74 Cover plate
2CKA001731A1944 | 1716-79 | Active | 4011395067970 | 34.71 | 1 | 1 | stuk | Cover plates for information light | BE31210 | TH (Electronic Basic ran) | stuk | cpl v infolicht 2062 U i-champagne | Plaque centrale pour lumière d'information | cpl v infolicht 2062 U i-champagne | 1716-79 Cover plate
2CKA001731A1948 | 1764 NLI-83 | Active | 4011395074374 | 14.42 | 1 | 1 | stuk | Cover plates colored/metal | BE31210 | TC (Mechanics Premium) | stuk | tekstwip v wis kruis puls f-aluzil | Plaque de recouvrement, zone de marquage, fibre optique | tekstwip v wis kruis puls f-aluzil | 1764 NLI-83 Rocker with labelling field
2CKA001731A1949 | 1720-83 | Active | 4011395074749 | 10.61 | 1 | 1 | stuk | Cover plates colored/metal | BE31210 | TC (Mechanics Premium) | stuk | wip v pulstrekker f-aluzilver | Plaque de recouvrement, interrupteur à tirette/bouton à tirette | wip v pulstrekker f-aluzilver | 1720-83 Rocker open for red pull switch neon indicator
2CKA001731A1950 | 1716-83 | Active | 4011395077825 | 28.13 | 1 | 1 | stuk | Cover plates for information light | BE31210 | TH (Electronic Basic ran) | stuk | cpl v infolicht 2062 U f-aluzilver | Plaque centrale pour lumière d'information | cpl v infolicht 2062 U f-aluzilver | 1716-83 Cover plate
2CKA001731A1951 | 1716-72 | Active | 4011395083819 | 24.8 | 1 | 1 | stuk | Cover plates for information light | BE31210 | TH (Electronic Basic ran) | stuk | Centr.Plaat infolicht | Plaque centrale pour lumière d'information | Centerplate Light Signal | 1716-72 Cover plate
2CKA001731A1952 | 1716-783 | Active | 4011395083826 | 34.71 | 1 | 1 | stuk | Cover plates for information light | BE31210 | TH (Electronic Basic ran) | stuk | Centr.Plaat infolicht | Plaque centrale pour lumière d'information | Centerplate Light Signal | 1716-783 Cover plate
2CKA001731A1953 | 1764 NLI-866 | Active | 4011395086186 | 19.54 | 1 | 1 | stuk | Cover plates | BE31210 | TC (Mechanics Premium) | stuk | Afdek.tekst lichtgeleider | Plaque de recouvrement, zone de marquage, fibre optique | Rocker with inscription field | 1764 NLI-866 Rocker with labelling field
2CKA001731A1954 | 1720-866 | Active | 4011395088258 | 12.35 | 1 | 1 | stuk | Cover plates | BE31210 | TC (Mechanics Premium) | stuk | Afdek.trekschak/-toets | Plaque de recouvrement, interrupteur à tirette/bouton à tirette | Rocker | 1720-866 Rocker open for red pull switch neon indicator
2CKA001731A1955 | 1716-866 | Active | 4011395088555 | 30.09 | 1 | 1 | stuk | Cover plates for information light | BE31210 | TH (Electronic Basic ran) | stuk | Centr.Plaat infolicht | Plaque centrale pour lumière d'information | Centerplate Light Signal | 1716-866 Cover plate
2CKA001731A1958 | 2105-31 | Active | 4011395103944 | 19.78 | 1 | 1 | stuk | All Weather 44 (IP44) | BE31210 | TD (Mechanics IP 44 FM) | stuk | 2105-31 Rocker | 2105-31 Rocker | Rocker | 2105-31 Rocker
2CKA001731A1959 | 2105-33 | Active | 4011395104040 | 19.78 | 1 | 1 | stuk | All Weather 44 (IP44) | BE31210 | TD (Mechanics IP 44 FM) | stuk | 2105-33 Rocker | 2105-33 Rocker | Rocker | 2105-33 Rocker
2CKA001731A1960 | 2106 N-31 | Active | 4011395104118 | 19.32 | 1 | 1 | stuk | All Weather 44 (IP44) | BE31210 | TD (Mechanics IP 44 FM) | stuk | 2106 N-31 Rockerlabel field | 2106 N-31 Rocker with labelling field | Rocker | 2106 N-31 Rocker with labelling field
2CKA001731A1961 | 2106 N-33 | Active | 4011395104095 | 19.32 | 1 | 1 | stuk | All Weather 44 (IP44) | BE31210 | TD (Mechanics IP 44 FM) | stuk | 2106 N-33 Rockerlabel field | 2106 N-33 Rocker with labelling field | Rocker | 2106 N-33 Rocker with labelling field
2CKA001731A1962 | 2106-31 | Active | 4011395104088 | 14.25 | 1 | 1 | stuk | All Weather 44 (IP44) | BE31210 | TD (Mechanics IP 44 FM) | stuk | 2106-31 Rocker | 2106-31 Rocker | Rocker | 2106-31 Rocker
2CKA001731A1963 | 2106-33 | Active | 4011395104071 | 14.25 | 1 | 1 | stuk | All Weather 44 (IP44) | BE31210 | TD (Mechanics IP 44 FM) | stuk | 2106-33 Rocker | 2106-33 Rocker | Rocker | 2106-33 Rocker
2CKA001731A1964 | 2107-31 | Active | 4011395104057 | 15.69 | 1 | 1 | stuk | All Weather 44 (IP44) | BE31210 | TD (Mechanics IP 44 FM) | stuk | 2107-31 Rockerred neon lens | 2107-31 Rocker with red neon lens | Rocker | 2107-31 Rocker with red neon lens
2CKA001731A1965 | 2107-33 | Active | 4011395104033 | 15.69 | 1 | 1 | stuk | All Weather 44 (IP44) | BE31210 | TD (Mechanics IP 44 FM) | stuk | 2107-33 Rockerred neon lens | 2107-33 Rocker with red neon lens | Rocker | 2107-33 Rocker with red neon lens
2CKA001731A1966 | 2108-31 | Active | 4011395104019 | 15.62 | 1 | 1 | stuk | All Weather 44 (IP44) | BE31210 | TD (Mechanics IP 44 FM) | stuk | All Weather 44 2108-31 | 2108-31 Rocker marked, with symbol mounting hole | Rocker | 2108-31 Rocker marked, with symbol mounting hole
2CKA001731A1967 | 2108-33 | Active | 4011395104026 | 15.62 | 1 | 1 | stuk | All Weather 44 (IP44) | BE31210 | TD (Mechanics IP 44 FM) | stuk | All Weather 44 2108-33 | 2108-33 Rocker marked, with symbol mounting hole | Rocker | 2108-33 Rocker marked, with symbol mounting hole
2CKA001731A1968 | 2120-31 | Active | 4011395103784 | 14.25 | 1 | 1 | stuk | All Weather 44 (IP44) | BE31210 | TD (Mechanics IP 44 FM) | stuk | All Weather 44 2120-31 | 2120-31 Switch rocker with symbol mounting hole | Rocker | 2120-31 Switch rocker with symbol mounting hole
2CKA001731A1969 | 2120-33 | Active | 4011395103760 | 14.25 | 1 | 1 | stuk | All Weather 44 (IP44) | BE31210 | TD (Mechanics IP 44 FM) | stuk | All Weather 44 2120-33 | 2120-33 Switch rocker with symbol mounting hole | Rocker | 2120-33 Switch rocker with symbol mounting hole
2CKA001731A1970 | 2126-31 | Active | 4011395103753 | 22.62 | 1 | 1 | stuk | All Weather 44 (IP44) | BE31210 | TD (Mechanics IP 44 FM) | stuk | 2126-31 Switch rocker label | 2126-31 Switch rocker with marking | Rocker | 2126-31 Switch rocker with marking
2CKA001731A1971 | 2126-33 | Active | 4011395103746 | 22.62 | 1 | 1 | stuk | All Weather 44 (IP44) | BE31210 | TD (Mechanics IP 44 FM) | stuk | 2126-33 Switch rocker label | 2126-33 Switch rocker with marking | Rocker | 2126-33 Switch rocker with marking
2CKA001731A1975 | 1764 NLI-803 | Active | 4011395110706 | 14.42 | 1 | 1 | stuk | Cover plates colored/metal | BE31210 | TC (Mechanics Premium) | stuk | 1764 NLI-803 Rockerlabel field | Enjoliveur meteor/grijsmetallic Avec zone de marquage luminé | Rocker meteor/grey metallic with illuminated labelling field | 1764 NLI-803 Rocker with labelling field
2CKA001731A1976 | 1716-803 | Active | 4011395110690 | 28.13 | 1 | 1 | stuk | Cover plates for information light | BE31210 | TH (Electronic Basic ran) | stuk | Centr.PlaatMeteor/grijsMET Infolicht | Plaque centrale meteor/grijsmetallic Lumière d'information | Cover plate meteor/grey metallic Info light | 1716-803 Cover plate
2CKA001731A1978 | 1716-884 | Active | 4011395128152 | 28.13 | 1 | 1 | stuk | Cover plates for information light | BE31210 | TH (Electronic Basic ran) | stuk | Centr.Plaat studiowitMat Infolicht | Plaque centrale matt blanc studio Lumière d'information | Cover Light Signal | 1716-884 Cover plate
2CKA001731A1979 | 1720-884 | Active | 4011395128176 | 10.61 | 1 | 1 | stuk | Cover plates colored/metal | BE31210 | TC (Mechanics Premium) | stuk | Afdek.studiowitMat open rode trekschak.lens | Plaque de recouvrement matt blanc studio ouverture pour symbole rouge de bouton à tirette | Rocker | 1720-884 Rocker open for red pull switch neon indicator
2CKA001731A1980 | 1716-885 | Active | 4011395128183 | 28.13 | 1 | 1 | stuk | Cover plates for information light | BE31210 | TH (Electronic Basic ran) | stuk | Centr.Plaat zwMat Infolicht | Plaque centrale matt noir Lumière d'information | Cover Light Signal | 1716-885 Cover plate
2CKA001731A1981 | 1720-885 | Active | 4011395128190 | 10.61 | 1 | 1 | stuk | Cover plates colored/metal | BE31210 | TC (Mechanics Premium) | stuk | 1720-885 Rocker open red pull switch neon ind. | 1720-885 Rocker open for red pull switch neon indicator | Cover Frame | 1720-885 Rocker open for red pull switch neon indicator
2CKA001731A1982 | 1764 NLI-885 | Active | 4011395128213 | 14.42 | 1 | 1 | stuk | Cover plates colored/metal | BE31210 | TC (Mechanics Premium) | stuk | 1764 NLI-885 Rockerlabel field | 1764 NLI-885 Rocker with labelling field | Cover Frame | 1764 NLI-885 Rocker with labelling field
2CKA001731A1983 | 1716-775 | Active | 4011395128220 | 34.71 | 1 | 1 | stuk | Cover plates for information light | BE31210 | TH (Electronic Basic ran) | stuk | 1716-775 Cover plate | 1716-775 Cover plate | Cover Plate | 1716-775 Cover plate
2CKA001731A1984 | 1716-774 | Active | 4011395128237 | 34.71 | 1 | 1 | stuk | Cover plates for information light | BE31210 | TH (Electronic Basic ran) | stuk | 1716-774 Cover plate | 1716-774 Cover plate | Cover Plate | 1716-774 Cover plate
2CKA001731A1985 | 1764 NLI-884 | Active | 4011395131619 | 14.42 | 1 | 1 | stuk | Cover plates white | BE31210 | TA (Mech Stnd WA & SSM) | stuk | Bedien.wip studiowitMatverlichte tekst | Enjoliveur matt blanc studio Avec zone de marquage luminé | Rocker | 1764 NLI-884 Rocker with labelling field
2CKA001731A2002 | 2506-914 | Active | 4011395190210 | 3.82 | 1 | 1 | stuk | Cover plates white High runner | BE31210 | TA (Mech Stnd WA & SSM) | stuk | wip v wis kruis wis/2P SI-B | 2506-914 Bascule, blanc alpin, capots pour interrupteurs/boutons-poussoirs | rocker | 2506-914 Rocker
2CKA001731A2003 | 2506-917 | Active | 4011395190517 | 10.15 | 1 | 1 | stuk | Cover plates colored / metal | BE31210 | TC (Mechanics Premium) | stuk | wip v wis kruis wis/2P rood SI-B | 2506-917 Bascule, rouge RAL 3020, capots pour interrupteurs/boutons-poussoirs | rocker red | 2506-917 Rocker
2CKA001731A2004 | 2502-914 | Active | 4011395190319 | 5.16 | 1 | 1 | stuk | Cover plates white | BE31210 | TA (Mech Stnd WA & SSM) | stuk | 2502-914 Switch rockerneutral symbol label | 2502-914 Interrupteur à bascule avec symbole neutre, blanc alpin, capots pour interrupteurs/boutons-poussoirs | rocker 0-1 | 2502-914 Switch rocker with neutral symbol with marking
2CKA001731A2005 | 2505-914 | Active | 4011395190326 | 7.32 | 1 | 1 | stuk | Cover plates white | BE31210 | TA (Mech Stnd WA & SSM) | stuk | wippen v wis/wis SI-B | 2505-914 Bascule, blanc alpin, capots pour interrupteurs/boutons-poussoirs | rocker 2gang | 2505-914 Rocker
2CKA001731A2006 | 2509-914 | Active | 4011395190234 | 5.16 | 1 | 1 | stuk | Cover plates white | BE31210 | TA (Mech Stnd WA & SSM) | stuk | wip v wis contr SI-B | 2509-914 Bascule, blanc alpin, capots pour interrupteurs/boutons-poussoirs | rocker sym. red | 2509-914 Rocker with red neon lens
2CKA001731A2007 | 2508-914 | Active | 4011395190241 | 6.51 | 1 | 1 | stuk | Cover plates white | BE31210 | TA (Mech Stnd WA & SSM) | stuk | wip v 2P contr SI-B | 2508-914 Bascule avec capot rouge sphérique, avec impression, blanc alpin, capots pour interrupteurs/boutons-poussoirs | rocker sym. 0-1 | 2508-914 Rocker with red spherical cap, with imprint
2CKA001731A2008 | 2520-914 | Active | 4011395190265 | 3.81 | 1 | 1 | stuk | Cover plates white High runner | BE31210 | TA (Mech Stnd WA & SSM) | stuk | wip open v wis kruis puls SI-B | 2520-914 Interrupteur à bascule avec symbole orifice de montage, blanc alpin, capots pour interrupteurs/boutons-poussoirs | rocker sym. | 2520-914 Switch rocker with symbol mounting hole
2CKA001731A2009 | 1789 N-914 | Active | 4011395190272 | 5.16 | 1 | 1 | stuk | Cover plates white | BE31210 | TA (Mech Stnd WA & SSM) | stuk | wip lens v wis kruis puls SI-B | 1789 N-914 Bascule, blanc alpin, capots pour interrupteurs/boutons-poussoirs | rocker indicator | 1789 N-914 Rocker with small transparent lens
2CKA001731A2010 | 2520 LI-914 | Active | 4011395190296 | 5.16 | 1 | 1 | stuk | Cover plates white | BE31210 | TA (Mech Stnd WA & SSM) | stuk | wip v pulsdr lichtsymbool SI-B | 2520 LI-914 Interrupteur à bascule avec marquage, blanc alpin, capots pour interrupteurs/boutons-poussoirs | rocker light | 2520 LI-914 Switch rocker with marking With "Light" icon
2CKA001731A2011 | 2520 KI-914 | Active | 4011395190418 | 5.16 | 1 | 1 | stuk | Cover plates white | BE31210 | TA (Mech Stnd WA & SSM) | stuk | wip v pulsdr belsymbool SI-B | 2520 KI-914 Interrupteur à bascule avec marquage, blanc alpin, capots pour interrupteurs/boutons-poussoirs | rocker bell | 2520 KI-914 Switch rocker with marking With "Bell" icon
2CKA001731A2012 | 2520 TR-914 | Active | 4011395190425 | 5.16 | 1 | 1 | stuk | Cover plates white | BE31210 | TA (Mech Stnd WA & SSM) | stuk | wip v pulsdr sleutelsymbool SI-B | 2520 TR-914 Interrupteur à bascule avec marquage, blanc alpin, capots pour interrupteurs/boutons-poussoirs | rocker key | 2520 TR-914 Switch rocker with marking With "Key" icon
2CKA001731A2013 | 2506 N-914 | Active | 4011395190432 | 7.5 | 1 | 1 | stuk | Cover plates white | BE31210 | TA (Mech Stnd WA & SSM) | stuk | tekstwip v wis kruis puls SI-B | 2506 N-914 Bascule, blanc alpin, capots pour interrupteurs/boutons-poussoirs | rocker label | 2506 N-914 Rocker with labelling field
2CKA001731A2014 | 2510 NLI-914 | Active | 4011395190449 | 8.24 | 1 | 1 | stuk | Cover plates white | BE31210 | TA (Mech Stnd WA & SSM) | stuk | tekstwip lens v wis kruis puls SI-B | 2510 NLI-914 Bascule, blanc alpin, capots pour interrupteurs/boutons-poussoirs | rocker label illu. | 2510 NLI-914 Rocker with labelling field
2CKA001731A2015 | 2506 N/KI-914 | Active | 4011395190456 | 8.89 | 1 | 1 | stuk | Cover plates white | BE31210 | TA (Mech Stnd WA & SSM) | stuk | tekstwip v pulsdr belsymbool SI-B | 2506 N/KI-914 Bascule, blanc alpin, capots pour interrupteurs/boutons-poussoirs | rocker label bell | 2506 N/KI-914 Rocker with labelling field
2CKA001731A2016 | 1789-914 | Active | 4011395190470 | 5.16 | 1 | 1 | stuk | Cover plates white | BE31210 | TA (Mech Stnd WA & SSM) | stuk | wip v wis contr rood SI-B | 1789-914 Bascule, blanc alpin, capots pour interrupteurs/boutons-poussoirs | rocker indicator red | 1789-914 Rocker with small red spherical cap
2CKA001731A2017 | 1789 LI-914 | Active | 4011395190487 | 6.51 | 1 | 1 | stuk | Cover plates white | BE31210 | TA (Mech Stnd WA & SSM) | stuk | wip lens v pulsdr lichtsymbool SI-B | 1789 LI-914 Interrupteur à bascule avec marquage, blanc alpin, capots pour interrupteurs/boutons-poussoirs | rocker indicator light | 1789 LI-914 Switch rocker with marking with small transparent lens
2CKA001731A2018 | 1789 ST-914 | Active | 4011395190494 | 6.51 | 1 | 1 | stuk | Cover plates white | BE31210 | TA (Mech Stnd WA & SSM) | stuk | wip v wis contr wcdsymbool SI-B | 1789 ST-914 Interrupteur à bascule avec marquage, blanc alpin, capots pour interrupteurs/boutons-poussoirs | rocker indicator socket | 1789 ST-914 Switch rocker with marking with small transparent lens
2CKA001731A2019 | 2562-914 | Active | 4011395192535 | 17.24 | 1 | 1 | stuk | Information light | BE31210 | TH (Electronic Basic ran) | stuk | cpl v infolicht 2062U SI-B | 2562-914 Plaque couvercle, blanc alpin, capots pour voyants LED | c-plate LED | 2562-914 Cover plate
2CKA001731A3996 | 2505 K-914 | Active | 4011395224137 | 12.22 | 1 | 1 | stuk | Cover plates white | BE31210 | TA (Mech Stnd WA & SSM) | stuk | wippen v contr SI-B | bouton d'interrupteur v serie contr f-ivoor | Rocker | 2505 K-914 Rocker
2CKA001731A3997 | 1764 NLI/KI-803 | Active | 4011395226087 | 15.75 | 1 | 1 | stuk | Cover plates colored/metal | BE31210 | TA (Mech Stnd WA & SSM) | stuk | tekstwip bel v puls s-grijs | 1764 NLI/KI-803 Bascule, gris métallique, capots pour interrupteurs/boutons-poussoirs | Rocker text bell symbol | 1764 NLI/KI-803 Rocker with labelling field
2CKA001731A3998 | 1764 NLI/KI-81 | Active | 4011395226216 | 14.71 | 1 | 1 | stuk | Cover plates colored/metal | BE31210 | TA (Mech Stnd WA & SSM) | stuk | tekstwip bel v puls f-antraciet | 1764 NLI/KI-81 Bascule, anthracite, capots pour interrupteurs/boutons-poussoirs | Rocker text bell symbol | 1764 NLI/KI-81 Rocker with labelling field
2CKA001731A3999 | 1764 NLI/KI-82 | Active | 4011395226223 | 12.52 | 1 | 1 | stuk | Cover plates white | BE31210 | TA (Mech Stnd WA & SSM) | stuk | tekstwip bel v puls s-ivoor | 1764 NLI/KI-82 Bascule, blanc ivoire, capots pour interrupteurs/boutons-poussoirs | Rocker text bell symbol | 1764 NLI/KI-82 Rocker with labelling field
2CKA001731A4000 | 1764 NLI/KI-83 | Active | 4011395226230 | 15.75 | 1 | 1 | stuk | Cover plates colored/metal | BE31210 | TA (Mech Stnd WA & SSM) | stuk | tekstwip bel v puls f-aluzilver | 1764 NLI/KI-83 Bascule, argent aluminium, capots pour interrupteurs/boutons-poussoirs | Rocker text bell symbol | 1764 NLI/KI-83 Rocker with labelling field
2CKA001731A4001 | 1764 NLI/KI-84 | Active | 4011395226247 | 12.52 | 1 | 1 | stuk | Cover plates white | BE31210 | TA (Mech Stnd WA & SSM) | stuk | tekstwip bel v puls s-studiowit | 1764 NLI/KI-84 Bascule, blanc studio, capots pour interrupteurs/boutons-poussoirs | Rocker text bell symbol | 1764 NLI/KI-84 Rocker with labelling field
2CKA001731A4002 | 1764 NLI/KI-84-500 | Active | 4011395226278 | 22.12 | 1 | 1 | stuk | Cover plates white | BE31210 | TA (Mech Stnd WA & SSM) | stuk | 1764 NLI/KI-84-500 Rockerlabel | 1764 NLI/KI-84-500 Rocker with labelling | 1764 NLI/KI-84-500 Rocker with labelling | 1764 NLI/KI-84-500 Rocker with labelling field
2CKA001731A4003 | 1764 NLI/KI-866 | Active | 4011395226285 | 20.93 | 1 | 1 | stuk | Cover plates | BE31210 | TA (Mech Stnd WA & SSM) | stuk | tekstwip bel v puls pure-rvs | 1764 NLI/KI-866 Bascule, acier inoxydable, capots pour interrupteurs/boutons-poussoirs | Rocker text bell symbol | 1764 NLI/KI-866 Rocker with labelling field
2CKA001731A4004 | 1764 NLI/KI-884 | Active | 4011395226292 | 15.75 | 1 | 1 | stuk | Cover plates colored/metal | BE31210 | TA (Mech Stnd WA & SSM) | stuk | tekstwip bel v puls f-matwit | 1764 NLI/KI-884 Bascule, blanc studio, mat, capots pour interrupteurs/boutons-poussoirs | Rocker text bell symbol | 1764 NLI/KI-884 Rocker with labelling field
2CKA001731A4005 | 1764 NLI/KI-885 | Active | 4011395226414 | 15.75 | 1 | 1 | stuk | Cover plates colored/metal | BE31210 | TA (Mech Stnd WA & SSM) | stuk | tekstwip bel v puls f-matzw | 1764 NLI/KI-885 Bascule, noir mat, capots pour interrupteurs/boutons-poussoirs | Rocker text bell symbol | 1764 NLI/KI-885 Rocker with labelling field
2CKA001731A4007 | 1764 NLI-13-82 | Active | 4011395226438 | 14.42 | 1 | 1 | stuk | Cover plates colored/metal | BE31210 | TA (Mech Stnd WA & SSM) | stuk | tekstwip v wis kruis puls groen future | 1764 NLI-13-82 Bascule, vert, RAL 6032, capots pour interrupteurs/boutons-poussoirs | Rocker text green | 1764 NLI-13-82 Rocker with labelling field
2CKA001731A4009 | 2510 NLI-13-914 | Active | 4011395226810 | 13.78 | 1 | 1 | stuk | Cover plates colored / metal | BE31210 | TA (Mech Stnd WA & SSM) | stuk | tekstwip lens v wis kruis puls groenSI-B | 2510 NLI-13-914 Bascule, vert, RAL 6032, capots pour interrupteurs/boutons-poussoirs | Rocker text green | 2510 NLI-13-914 Rocker with labelling field
2CKA001731A4010 | 2510 NLI-917 | Active | 4011395226827 | 13.78 | 1 | 1 | stuk | Cover plates colored / metal | BE31210 | TA (Mech Stnd WA & SSM) | stuk | tekstwip lens v wis kruis puls rood SI-B | 2510 NLI-917 Bascule, rouge RAL 3020, capots pour interrupteurs/boutons-poussoirs | Rocker text red | 2510 NLI-917 Rocker with labelling field
2CKA001731A4011 | 1764 NLI-12-82-101 | Active | 4011395259993 | 23.59 | 1 | 1 | stuk | Cover plates colored/metal | BE31210 | TA (Mech Stnd WA & SSM) | stuk | 1764 NLI-12-82-101 Rockerlabel | 1764 NLI-12-82-101 Rocker with labelling | 1764 NLI-12-82-101 Rocker with labelling | 1764 NLI-12-82-101 Rocker with labelling field
2CKA001740A0061 | 3048/10 | Active | 8712507114860 | 7.67 | 1 | 1 | stuk | Mounting sets | BE31210 | TA (Mech Stnd WA & SSM) | stuk | VlakkeMont.set BJ-axcent enkel snelbouwsteen | Set de montage plat Busch-axcent simple, briques | Flat mounting set Busch-axcent 1 gang, brickwork | 3048/10 Mounting set Busch-axcent® flat 1gang
2CKA001740A0062 | 3048/20 | Active | 8712507114877 | 11.08 | 1 | 1 | stuk | Mounting sets | BE31210 | TA (Mech Stnd WA & SSM) | stuk | VlakkeMont.set BJ-axcent 2 snelbouwsteen | Set de montage plat Busch-axcent double, briques | Flat mounting set Busch-axcent 2 gang, brickwork | 3048/20 Mounting set Busch-axcent® flat 2gang
2CKA001740A0072 | 3058/10 | Active | 8712507114969 | 7.32 | 1 | 1 | stuk | Mounting sets | BE31210 | TA (Mech Stnd WA & SSM) | stuk | VlakkeMont.set BJ-axcent enkel holle w, | Set de montage plat Busch-axcent simple, paroi cavité | Flat mounting set Busch-axcent 1 gang, cavity | 3058/10 Mounting set Busch-axcent® flat 1gang
2CKA001740A0073 | 3058/20 | Active | 8712507114976 | 10.73 | 1 | 1 | stuk | Mounting sets | BE31210 | TA (Mech Stnd WA & SSM) | stuk | VlakkeMont.set BJ-axcent 2 holle w, | Set de montage plat Busch-axcent double, paroi cavité | Flat mounting set Busch-axcent 2 gang, cavity | 3058/20 Mounting set Busch-axcent® flat 2gang
2CKA001740A0083 | 3068/10 | Active | 8712507115065 | 6.8 | 1 | 1 | stuk | Mounting sets | BE31210 | TA (Mech Stnd WA & SSM) | stuk | VlakkeMont.set BJ-axcent enkel beton | Set de montage plat Busch-axcent simple, béton | Flat mounting set Busch-axcent 1 gang, concrete | 3068/10 Mounting set Busch-axcent® flat 1gang
2CKA001745A0017 | 3072 | Active | 4011395117903 | 6.11 | 1 | 1 | stuk | Flush-mounted boxes | BE31210 | TA (Mech Stnd WA & SSM) | stuk | inbouw doos nema Special Wall Box NEMA | boiter encastré nema Special Wall Box NEMA | Special Wall Box NEMA | 3072 Special Wall Box
2CKA001747A0062 | 3095-1 | Active | 4011395118009 | 10.89 | 1 | 1 | stuk | Flush-mounted boxes | BE31210 | TA (Mech Stnd WA & SSM) | stuk | bij 2365 SR W | Boîte de courant pour 2365 SR | Socket Outlet | 3095-1 Box
2CKA001751A1617 | 1786-20 | Active | 4011395125809 | 12.79 | 1 | 1 | stuk | Alpha | BE31210 | TC (Mechanics Premium) | stuk | 1786-20 Rocker | 1786-20 Rocker | ROCKER | 1786-20 Rocker
2CKA001751A1625 | 1789-20 | Active | 4011395125908 | 12.79 | 1 | 1 | stuk | Alpha | BE31210 | TC (Mechanics Premium) | stuk | Alpha 1789-20 | 1789-20 Rocker with small red spherical cap | ROCKER | 1789-20 Rocker with small red spherical cap
2CKA001751A1633 | 1789 LI-20 | Active | 4011395126004 | 14.18 | 1 | 1 | stuk | Alpha | BE31210 | TC (Mechanics Premium) | stuk | Alpha 1789 LI-20 | 1789 LI-20 Switch rocker with marking with small transparent lens | ROCKER | 1789 LI-20 Switch rocker with marking with small transparent lens
2CKA001751A1641 | 1789 KI-20 | Active | 4011395126103 | 14.18 | 1 | 1 | stuk | Alpha | BE31210 | TC (Mechanics Premium) | stuk | Alpha 1789 KI-20 | 1789 KI-20 Switch rocker with marking with small transparent lens | ROCKER | 1789 KI-20 Switch rocker with marking with small transparent lens
2CKA001751A1658 | 1789 TR-20 | Active | 4011395126202 | 14.18 | 1 | 1 | stuk | Alpha | BE31210 | TC (Mechanics Premium) | stuk | Alpha 1789 TR-20 | 1789 TR-20 Switch rocker with marking with small transparent lens | ROCKER | 1789 TR-20 Switch rocker with marking with small transparent lens
2CKA001751A1666 | 1781-20 | Active | 4011395126301 | 16.6 | 1 | 1 | stuk | Alpha | BE31210 | TC (Mechanics Premium) | stuk | 1781-20 Rockerlabel field | 1781-20 Rocker with labelling field | ROCKER | 1781-20 Rocker with labelling field
2CKA001751A1674 | 1788-20 | Active | 4011395126400 | 14.18 | 1 | 1 | stuk | Alpha | BE31210 | TA (Mech Stnd WA & SSM) | stuk | wip rode lens v 2P 3P a-platin | Plaque de recouvrement, interr Avec calotte rouge, avec marquage platine | Rocker | 1788-20 Switch rocker with marking with small red spherical cap
2CKA001751A1682 | 1785-20 | Active | 4011395126509 | 16.65 | 1 | 1 | stuk | Alpha | BE31210 | TC (Mechanics Premium) | stuk | 1785-20 Rocker | 1785-20 Rocker | ROCKER | 1785-20 Rocker
2CKA001751A1708 | 1786-21 | Active | 4011395126707 | 12.79 | 1 | 1 | stuk | Alpha | BE31210 | TC (Mechanics Premium) | stuk | 1786-21 Rocker | 1786-21 Rocker | ROCKER | 1786-21 Rocker
2CKA001751A1716 | 1789-21 | Active | 4011395126806 | 12.79 | 1 | 1 | stuk | Alpha | BE31210 | TC (Mechanics Premium) | stuk | Alpha 1789-21 | 1789-21 Rocker with small red spherical cap | ROCKER | 1789-21 Rocker with small red spherical cap
2CKA001751A1724 | 1789 LI-21 | Active | 4011395126905 | 14.18 | 1 | 1 | stuk | Alpha | BE31210 | TC (Mechanics Premium) | stuk | Alpha 1789 LI-21 | 1789 LI-21 Switch rocker with marking with small transparent lens | ROCKER | 1789 LI-21 Switch rocker with marking with small transparent lens
2CKA001751A1732 | 1789 KI-21 | Active | 4011395127001 | 14.18 | 1 | 1 | stuk | Alpha | BE31210 | TC (Mechanics Premium) | stuk | Alpha 1789 KI-21 | 1789 KI-21 Switch rocker with marking with small transparent lens | ROCKER | 1789 KI-21 Switch rocker with marking with small transparent lens
2CKA001751A1740 | 1789 TR-21 | Active | 4011395127100 | 14.18 | 1 | 1 | stuk | Alpha | BE31210 | TC (Mechanics Premium) | stuk | Alpha 1789 TR-21 | 1789 TR-21 Switch rocker with marking with small transparent lens | ROCKER | 1789 TR-21 Switch rocker with marking with small transparent lens
2CKA001751A1757 | 1781-21 | Active | 4011395127209 | 16.6 | 1 | 1 | stuk | Alpha | BE31210 | TC (Mechanics Premium) | stuk | 1781-21 Rockerlabel field | 1781-21 Rocker with labelling field | ROCKER | 1781-21 Rocker with labelling field
2CKA001751A1765 | 1788-21 | Active | 4011395127308 | 14.18 | 1 | 1 | stuk | Alpha | BE31210 | TC (Mechanics Premium) | stuk | Alpha 1788-21 | Manette avec marquage | ROCKER | 1788-21 Switch rocker with marking with small red spherical cap
2CKA001751A1773 | 1785-21 | Active | 4011395127407 | 16.65 | 1 | 1 | stuk | Alpha | BE31210 | TC (Mechanics Premium) | stuk | 1785-21 Rocker | 1785-21 Rocker | ROCKER | 1785-21 Rocker
2CKA001751A1823 | 1785 JA-20 | Active | 4011395127902 | 20.07 | 1 | 1 | stuk | Alpha | BE31210 | TC (Mechanics Premium) | stuk | 1785 JA-20 Switch rocker label | 1785 JA-20 Switch rocker with marking | ROCKER | 1785 JA-20 Switch rocker with marking
2CKA001751A1831 | 1785 JA-21 | Active | 4011395128008 | 20.07 | 1 | 1 | stuk | Alpha | BE31210 | TC (Mechanics Premium) | stuk | 1785 JA-21 Switch rocker label | 1785 JA-21 Switch rocker with marking | ROCKER | 1785 JA-21 Switch rocker with marking
2CKA001751A2045 | 1787-20 | Active | 4011395130100 | 12.79 | 1 | 1 | stuk | Alpha | BE31210 | TC (Mechanics Premium) | stuk | Alpha 1787-20 | 1787-20 Rocker with small transparent lens | ROCKER | 1787-20 Rocker with small transparent lens
2CKA001751A2052 | 1787-21 | Active | 4011395130209 | 12.79 | 1 | 1 | stuk | Alpha | BE31210 | TC (Mechanics Premium) | stuk | Alpha 1787-21 | 1787-21 Rocker with small transparent lens | ROCKER | 1787-21 Rocker with small transparent lens
2CKA001751A2094 | 1786-24G | Active | 4011395691700 | 7.56 | 1 | 1 | stuk | Alpha | BE31210 | TC (Mechanics Premium) | stuk | 1786-24G Rocker | 1786-24G Rocker | ROCKER | 1786-24G Rocker
2CKA001751A2102 | 1789-24G | Active | 4011395691809 | 7.56 | 1 | 1 | stuk | Alpha | BE31210 | TC (Mechanics Premium) | stuk | Alpha 1789-24G | 1789-24G Rocker with small red spherical cap | ROCKER | 1789-24G Rocker with small red spherical cap
2CKA001751A2110 | 1785-24G | Active | 4011395691908 | 10.89 | 1 | 1 | stuk | Alpha | BE31210 | TC (Mechanics Premium) | stuk | 1785-24G Rocker | 1785-24G Rocker | ROCKER | 1785-24G Rocker
2CKA001751A2128 | 1785 JA-24G | Active | 4011395692004 | 14.66 | 1 | 1 | stuk | Alpha | BE31210 | TC (Mechanics Premium) | stuk | 1785 JA-24G Switch rocker label | 1785 JA-24G Switch rocker with marking | ROCKER | 1785 JA-24G Switch rocker with marking
2CKA001751A2177 | 1787-24G | Active | 4011395703205 | 7.56 | 1 | 1 | stuk | Alpha | BE31210 | TC (Mechanics Premium) | stuk | Alpha 1787-24G | 1787-24G Rocker with small transparent lens | ROCKER | 1787-24G Rocker with small transparent lens
2CKA001751A2201 | 1789 LI-24G | Active | 4011395703502 | 8.89 | 1 | 1 | stuk | Alpha | BE31210 | TC (Mechanics Premium) | stuk | Alpha 1789 LI-24G | 1789 LI-24G Switch rocker with marking with small transparent lens | ROCKER | 1789 LI-24G Switch rocker with marking with small transparent lens
2CKA001751A2235 | 1789 KI-24G | Active | 4011395703809 | 8.89 | 1 | 1 | stuk | Alpha | BE31210 | TC (Mechanics Premium) | stuk | Alpha 1789 KI-24G | 1789 KI-24G Switch rocker with marking with small transparent lens | ROCKER | 1789 KI-24G Switch rocker with marking with small transparent lens
2CKA001751A2268 | 1789 TR-24G | Active | 4011395704202 | 8.89 | 1 | 1 | stuk | Alpha | BE31210 | TC (Mechanics Premium) | stuk | Alpha 1789 TR-24G | 1789 TR-24G Switch rocker with marking with small transparent lens | ROCKER | 1789 TR-24G Switch rocker with marking with small transparent lens
2CKA001751A2292 | 1781-24G | Active | 4011395704509 | 11.37 | 1 | 1 | stuk | Alpha | BE31210 | TC (Mechanics Premium) | stuk | 1781-24G Rockerlabel field | 1781-24G Rocker with labelling field | ROCKER | 1781-24G Rocker with labelling field
2CKA001751A2326 | 1788-24G | Active | 4011395705100 | 8.89 | 1 | 1 | stuk | Alpha | BE31210 | TC (Mechanics Premium) | stuk | Alpha 1788-24G | Manette avec marquage | ROCKER | 1788-24G Switch rocker with marking with small red spherical cap
2CKA001751A2482 | 1786-22G | Active | 4011395916209 | 7.56 | 1 | 1 | stuk | Alpha | BE31210 | TC (Mechanics Premium) | stuk | 1786-22G Rocker | 1786-22G Rocker | Rocker A-nea | 1786-22G Rocker
2CKA001751A2490 | 1789-22G | Active | 4011395916308 | 7.56 | 1 | 1 | stuk | Alpha | BE31210 | TC (Mechanics Premium) | stuk | Alpha 1789-22G | 1789-22G Rocker with small red spherical cap | Rocker A-nea | 1789-22G Rocker with small red spherical cap
2CKA001751A2508 | 1787-22G | Active | 4011395916407 | 7.56 | 1 | 1 | stuk | Alpha | BE31210 | TC (Mechanics Premium) | stuk | Alpha 1787-22G | 1787-22G Rocker with small transparent lens | Rocker A-nea | 1787-22G Rocker with small transparent lens
2CKA001751A2516 | 1789 LI-22G | Active | 4011395916506 | 8.89 | 1 | 1 | stuk | Alpha | BE31210 | TC (Mechanics Premium) | stuk | Alpha 1789 LI-22G | 1789 LI-22G Switch rocker with marking with small transparent lens | Rocker A-nea Light | 1789 LI-22G Switch rocker with marking with small transparent lens
2CKA001751A2524 | 1789 KI-22G | Active | 4011395916605 | 8.89 | 1 | 1 | stuk | Alpha | BE31210 | TC (Mechanics Premium) | stuk | Alpha 1789 KI-22G | 1789 KI-22G Switch rocker with marking with small transparent lens | Rocker A-nea Bell | 1789 KI-22G Switch rocker with marking with small transparent lens
2CKA001751A2532 | 1789 TR-22G | Active | 4011395916704 | 8.89 | 1 | 1 | stuk | Alpha | BE31210 | TC (Mechanics Premium) | stuk | Alpha 1789 TR-22G | 1789 TR-22G Switch rocker with marking with small transparent lens | Rocker A-nea Key | 1789 TR-22G Switch rocker with marking with small transparent lens
2CKA001751A2540 | 1781-22G | Active | 4011395926208 | 11.37 | 1 | 1 | stuk | Alpha | BE31210 | TC (Mechanics Premium) | stuk | 1781-22G Rockerlabel field | 1781-22G Rocker with labelling field | Rocker A-nea | 1781-22G Rocker with labelling field
2CKA001751A2557 | 1788-22G | Active | 4011395917008 | 8.89 | 1 | 1 | stuk | Alpha | BE31210 | TC (Mechanics Premium) | stuk | Alpha 1788-22G | Manette avec marquage | Rocker A-nea 2/3P | 1788-22G Switch rocker with marking with small red spherical cap
2CKA001751A2565 | 1785-22G | Active | 4011395917107 | 10.89 | 1 | 1 | stuk | Alpha | BE31210 | TC (Mechanics Premium) | stuk | 1785-22G Rocker | 1785-22G Rocker | Rocker A-nea Series | 1785-22G Rocker
2CKA001751A2581 | 1785 JA-22G | Active | 4011395917800 | 14.66 | 1 | 1 | stuk | Alpha | BE31210 | TC (Mechanics Premium) | stuk | 1785 JA-22G Switch rocker label | 1785 JA-22G Switch rocker with marking | Rocker A-nea Blind | 1785 JA-22G Switch rocker with marking
2CKA001751A2706 | 1785-21-101 | Active | 4011395000533 | 16.65 | 1 | 1 | stuk | Alpha | BE31210 | TC (Mechanics Premium) | stuk | 1785-21-101 Rocker | 1785-21-101 manette | Rocker | 1785-21-101 Rocker
2CKA001751A2741 | 1786-82 | Active | 4011395994948 | 6.11 | 1 | 1 | stuk | Cover plates white | BE31210 | TA (Mech Stnd WA & SSM) | stuk | 1786-82 Rocker | 1786-82 Rocker | Rocker SF | 1786-82 Rocker
2CKA001751A2742 | 1788-82 | Active | 4011395994979 | 8.7 | 1 | 1 | stuk | Cover plates white | BE31210 | TA (Mech Stnd WA & SSM) | stuk | Cover plates white 1788-82 | Manette avec marquage | Rocker SF | 1788-82 Switch rocker with marking with small red spherical cap
2CKA001751A2744 | 1785-82 | Active | 4011395995013 | 9.64 | 1 | 1 | stuk | Cover plates white | BE31210 | TA (Mech Stnd WA & SSM) | stuk | 1785-82 Rocker | 1785-82 Rocker | Rocker SF Series | 1785-82 Rocker
2CKA001751A2745 | 1789 LI-82 | Active | 4011395995037 | 7.32 | 1 | 1 | stuk | Cover plates white | BE31210 | TA (Mech Stnd WA & SSM) | stuk | 1789 LI-82 Switch rocker labelsmall transp.lens | 1789 LI-82 Switch rocker with marking with small transparent lens | Rocker SF Light | 1789 LI-82 Switch rocker with marking with small transparent lens
2CKA001751A2746 | 1789 KI-82 | Active | 4011395995051 | 7.32 | 1 | 1 | stuk | Cover plates white | BE31210 | TA (Mech Stnd WA & SSM) | stuk | 1789 KI-82 Switch rocker labelsmall transp.lens | 1789 KI-82 Switch rocker with marking with small transparent lens | Rocker SF Bell | 1789 KI-82 Switch rocker with marking with small transparent lens
2CKA001751A2747 | 1789 TR-82 | Active | 4011395995075 | 7.32 | 1 | 1 | stuk | Cover plates white | BE31210 | TA (Mech Stnd WA & SSM) | stuk | 1789 TR-82 Switch rocker labelsmall transp.lens | 1789 TR-82 Switch rocker with marking with small transparent lens | Rocker SF Key | 1789 TR-82 Switch rocker with marking with small transparent lens
2CKA001751A2748 | 1785 JA-82 | Active | 4011395995099 | 13.44 | 1 | 1 | stuk | Cover plates white for blind control | BE31210 | TA (Mech Stnd WA & SSM) | stuk | 1785 JA-82 Switch rocker label | 1785 JA-82 Switch rocker with marking | Rocker SF Blind C. | 1785 JA-82 Switch rocker with marking
2CKA001751A2749 | 1786-84 | Active | 4011395995839 | 6.06 | 1 | 1 | stuk | Cover plates white | BE31210 | TA (Mech Stnd WA & SSM) | stuk | 1786-84 Rocker | 1786-84 Rocker | Rocker SF | 1786-84 Rocker
2CKA001751A2750 | 1788-84 | Active | 4011395995877 | 8.7 | 1 | 1 | stuk | Cover plates white | BE31210 | TA (Mech Stnd WA & SSM) | stuk | Cover plates white 1788-84 | Manette avec marquage | Rocker SF | 1788-84 Switch rocker with marking with small red spherical cap
2CKA001751A2752 | 1785-84 | Active | 4011395995914 | 9.64 | 1 | 1 | stuk | Cover plates white | BE31210 | TA (Mech Stnd WA & SSM) | stuk | 1785-84 Rocker | 1785-84 Rocker | Rocker SF Series | 1785-84 Rocker
2CKA001751A2753 | 1789 LI-84 | Active | 4011395995921 | 7.32 | 1 | 1 | stuk | Cover plates white | BE31210 | TA (Mech Stnd WA & SSM) | stuk | 1789 LI-84 Switch rocker labelsmall transp.lens | 1789 LI-84 Switch rocker with marking with small transparent lens | Rocker SF Light | 1789 LI-84 Switch rocker with marking with small transparent lens
2CKA001751A2754 | 1789 KI-84 | Active | 4011395995938 | 7.32 | 1 | 1 | stuk | Cover plates white | BE31210 | TA (Mech Stnd WA & SSM) | stuk | 1789 KI-84 Switch rocker labelsmall transp.lens | 1789 KI-84 Switch rocker with marking with small transparent lens | Rocker SF Bell | 1789 KI-84 Switch rocker with marking with small transparent lens
2CKA001751A2755 | 1789 TR-84 | Active | 4011395995952 | 7.32 | 1 | 1 | stuk | Cover plates white | BE31210 | TA (Mech Stnd WA & SSM) | stuk | 1789 TR-84 Switch rocker labelsmall transp.lens | 1789 TR-84 Switch rocker with marking with small transparent lens | Rocker SF Key | 1789 TR-84 Switch rocker with marking with small transparent lens
2CKA001751A2756 | 1785 JA-84 | Active | 4011395995976 | 13.44 | 1 | 1 | stuk | Cover plates white for blind control | BE31210 | TA (Mech Stnd WA & SSM) | stuk | 1785 JA-84 Switch rocker label | 1785 JA-84 Switch rocker with marking | Rocker SF Blind C. | 1785 JA-84 Switch rocker with marking
2CKA001751A2813 | 1789-82 | Active | 4011395000144 | 7.47 | 1 | 1 | stuk | Cover plates white | BE31210 | TA (Mech Stnd WA & SSM) | stuk | 1789-82 Rockersmall red spherical cap | 1789-82 Rocker with small red spherical cap | Rocker SF | 1789-82 Rocker with small red spherical cap
2CKA001751A2814 | 1789-84 | Active | 4011395000168 | 7.47 | 1 | 1 | stuk | Cover plates white | BE31210 | TA (Mech Stnd WA & SSM) | stuk | 1789-84 Rockersmall red spherical cap | 1789-84 Rocker with small red spherical cap | Rocker SF | 1789-84 Rocker with small red spherical cap
2CKA001751A2821 | 1786-260 | Active | 4011395004999 | 12.79 | 1 | 1 | stuk | Alpha | BE31210 | TC (Mechanics Premium) | stuk | 1786-260 Rocker | 1786-260 Rocker | Rocker A-E | 1786-260 Rocker
2CKA001751A2822 | 1781-260 | Active | 4011395005002 | 16.6 | 1 | 1 | stuk | Alpha | BE31210 | TC (Mechanics Premium) | stuk | 1781-260 Rockerlabel field | 1781-260 Rocker with labelling field | Rocker A-E | 1781-260 Rocker with labelling field
2CKA001751A2823 | 1788-260 | Active | 4011395005026 | 14.18 | 1 | 1 | stuk | Alpha | BE31210 | TC (Mechanics Premium) | stuk | Alpha 1788-260 | Manette avec marquage | Rocker A-E 2P/3P | 1788-260 Switch rocker with marking with small red spherical cap
2CKA001751A2824 | 1787-260 | Active | 4011395005040 | 12.79 | 1 | 1 | stuk | Alpha | BE31210 | TC (Mechanics Premium) | stuk | Alpha 1787-260 | 1787-260 Rocker with small transparent lens | Rocker A-E | 1787-260 Rocker with small transparent lens
2CKA001751A2825 | 1789-260 | Active | 4011395005064 | 12.79 | 1 | 1 | stuk | Alpha | BE31210 | TC (Mechanics Premium) | stuk | Alpha 1789-260 | 1789-260 Rocker with small red spherical cap | Rocker A-E | 1789-260 Rocker with small red spherical cap
2CKA001751A2827 | 1785-260 | Active | 4011395005088 | 16.65 | 1 | 1 | stuk | Alpha | BE31210 | TC (Mechanics Premium) | stuk | 1785-260 Rocker | 1785-260 Rocker | Rocker A-E Series | 1785-260 Rocker
2CKA001751A2828 | 1789 LI-260 | Active | 4011395005095 | 14.18 | 1 | 1 | stuk | Alpha | BE31210 | TC (Mechanics Premium) | stuk | Alpha 1789 LI-260 | 1789 LI-260 Switch rocker with marking with small transparent lens | Rocker A-E Light | 1789 LI-260 Switch rocker with marking with small transparent lens
2CKA001751A2829 | 1789 KI-260 | Active | 4011395005118 | 14.18 | 1 | 1 | stuk | Alpha | BE31210 | TC (Mechanics Premium) | stuk | Alpha 1789 KI-260 | 1789 KI-260 Switch rocker with marking with small transparent lens | Rocker A-E Bell | 1789 KI-260 Switch rocker with marking with small transparent lens
2CKA001751A2830 | 1789 TR-260 | Active | 4011395005132 | 14.18 | 1 | 1 | stuk | Alpha | BE31210 | TC (Mechanics Premium) | stuk | Alpha 1789 TR-260 | 1789 TR-260 Switch rocker with marking with small transparent lens | Rocker A-E Key | 1789 TR-260 Switch rocker with marking with small transparent lens
2CKA001751A2831 | 1785 JA-260 | Active | 4011395005156 | 20.07 | 1 | 1 | stuk | Alpha | BE31210 | TC (Mechanics Premium) | stuk | 1785 JA-260 Switch rocker label | 1785 JA-260 Switch rocker with marking | Rocker A-E Blind C. | 1785 JA-260 Switch rocker with marking
2CKA001751A2832 | 1786-266 | Active | 4011395005934 | 12.79 | 1 | 1 | stuk | Alpha | BE31210 | TC (Mechanics Premium) | stuk | 1786-266 Rocker | 1786-266 Rocker | Rocker A-E | 1786-266 Rocker
2CKA001751A2833 | 1781-266 | Active | 4011395005958 | 16.6 | 1 | 1 | stuk | Alpha | BE31210 | TC (Mechanics Premium) | stuk | 1781-266 Rockerlabel field | 1781-266 Rocker with labelling field | Rocker A-E | 1781-266 Rocker with labelling field
2CKA001751A2834 | 1788-266 | Active | 4011395005972 | 14.18 | 1 | 1 | stuk | Alpha | BE31210 | TC (Mechanics Premium) | stuk | Alpha 1788-266 | Manette avec marquage | Rocker A-E 2P/3P | 1788-266 Switch rocker with marking with small red spherical cap
2CKA001751A2835 | 1787-266 | Active | 4011395005996 | 12.79 | 1 | 1 | stuk | Alpha | BE31210 | TC (Mechanics Premium) | stuk | Alpha 1787-266 | 1787-266 Rocker with small transparent lens | Rocker A-E | 1787-266 Rocker with small transparent lens
2CKA001751A2836 | 1789-266 | Active | 4011395006016 | 12.79 | 1 | 1 | stuk | Alpha | BE31210 | TC (Mechanics Premium) | stuk | Alpha 1789-266 | 1789-266 Rocker with small red spherical cap | Rocker A-E | 1789-266 Rocker with small red spherical cap
2CKA001751A2838 | 1785-266 | Active | 4011395006047 | 16.65 | 1 | 1 | stuk | Alpha | BE31210 | TC (Mechanics Premium) | stuk | 1785-266 Rocker | 1785-266 Rocker | Rocker A-E Series | 1785-266 Rocker
2CKA001751A2839 | 1789 LI-266 | Active | 4011395006054 | 14.18 | 1 | 1 | stuk | Alpha | BE31210 | TC (Mechanics Premium) | stuk | Alpha 1789 LI-266 | 1789 LI-266 Switch rocker with marking with small transparent lens | Rocker A-E Light | 1789 LI-266 Switch rocker with marking with small transparent lens
2CKA001751A2840 | 1789 KI-266 | Active | 4011395006061 | 14.18 | 1 | 1 | stuk | Alpha | BE31210 | TC (Mechanics Premium) | stuk | Alpha 1789 KI-266 | 1789 KI-266 Switch rocker with marking with small transparent lens | Rocker A-E Bell | 1789 KI-266 Switch rocker with marking with small transparent lens
2CKA001751A2841 | 1789 TR-266 | Active | 4011395006078 | 14.18 | 1 | 1 | stuk | Alpha | BE31210 | TC (Mechanics Premium) | stuk | Alpha 1789 TR-266 | 1789 TR-266 Switch rocker with marking with small transparent lens | Rocker A-E Key | 1789 TR-266 Switch rocker with marking with small transparent lens
2CKA001751A2842 | 1785 JA-266 | Active | 4011395006085 | 20.07 | 1 | 1 | stuk | Alpha | BE31210 | TC (Mechanics Premium) | stuk | 1785 JA-266 Switch rocker label | 1785 JA-266 Switch rocker with marking | Rocker A-E Blind C. | 1785 JA-266 Switch rocker with marking
2CKA001751A2926 | 1786-81 | Active | 4011395056011 | 9.47 | 1 | 1 | stuk | Cover plates colored/metal | BE31210 | TC (Mechanics Premium) | stuk | 1786-81 Rocker | 1786-81 Rocker | Rocker solo | 1786-81 Rocker
2CKA001751A2927 | 1788-81 | Active | 4011395056035 | 12.29 | 1 | 1 | stuk | Cover plates colored/metal | BE31210 | TC (Mechanics Premium) | stuk | Cover plates colored/metal 1788-81 | Manette avec marquage | Rocker solo 2w dp, 3p | 1788-81 Switch rocker with marking with small red spherical cap
2CKA001751A2928 | 1789-81 | Active | 4011395056042 | 11.18 | 1 | 1 | stuk | Cover plates colored/metal | BE31210 | TC (Mechanics Premium) | stuk | 1789-81 Rockersmall red spherical cap | 1789-81 Rocker with small red spherical cap | Rocker solo Contr. | 1789-81 Rocker with small red spherical cap
2CKA001751A2930 | 1785-81 | Active | 4011395056066 | 13.17 | 1 | 1 | stuk | Cover plates colored/metal | BE31210 | TC (Mechanics Premium) | stuk | 1785-81 Rocker | 1785-81 Rocker | Rocker solo 2w dp, 3p | 1785-81 Rocker
2CKA001751A2931 | 1789 LI-81 | Active | 4011395056073 | 10.95 | 1 | 1 | stuk | Cover plates colored/metal | BE31210 | TC (Mechanics Premium) | stuk | 1789 LI-81 Switch rocker labelsmall transp.lens | 1789 LI-81 Switch rocker with marking with small transparent lens | Rocker solo Symbol Light | 1789 LI-81 Switch rocker with marking with small transparent lens
2CKA001751A2932 | 1789 KI-81 | Active | 4011395056080 | 10.95 | 1 | 1 | stuk | Cover plates colored/metal | BE31210 | TC (Mechanics Premium) | stuk | 1789 KI-81 Switch rocker labelsmall transp.lens | 1789 KI-81 Switch rocker with marking with small transparent lens | Rocker solo Symbol Bell | 1789 KI-81 Switch rocker with marking with small transparent lens
2CKA001751A2933 | 1789 TR-81 | Active | 4011395056097 | 10.95 | 1 | 1 | stuk | Cover plates colored/metal | BE31210 | TC (Mechanics Premium) | stuk | 1789 TR-81 Switch rocker labelsmall transp.lens | 1789 TR-81 Switch rocker with marking with small transparent lens | Rocker solo Symbol Key | 1789 TR-81 Switch rocker with marking with small transparent lens
2CKA001751A2934 | 1785 JA-81 | Active | 4011395056110 | 15.75 | 1 | 1 | stuk | Cover plates colored/metal for blind control | BE31210 | TC (Mechanics Premium) | stuk | 1785 JA-81 Switch rocker label | 1785 JA-81 Switch rocker with marking | Rocker solo Shutter | 1785 JA-81 Switch rocker with marking
2CKA001751A2942 | 1785-83 | Active | 4011395070161 | 13.94 | 1 | 1 | stuk | Cover plates colored/metal | BE31210 | TC (Mechanics Premium) | stuk | wippen v wis/wis f-aluzilver | Plaque de recouvrement, commutateur multiple, commutateur inverseur double, bouton-poussoir double | wippen v serie wis/wis f-aluzilver | 1785-83 Rocker Series switch
2CKA001751A2943 | 1786-83 | Active | 4011395070178 | 10.52 | 1 | 1 | stuk | Cover plates colored/metal | BE31210 | TC (Mechanics Premium) | stuk | wip v wis/kruis/puls f-aluzilver | Plaque de recouvrement, interrupteur, inverseur, va-et-vient, bouton-poussoir | wip v wis/kruis/puls f-aluzilver | 1786-83 Rocker
2CKA001751A2944 | 1785 JA-83 | Active | 4011395070185 | 16.25 | 1 | 1 | stuk | Cover plates colored/metal for blind control | BE31210 | TC (Mechanics Premium) | stuk | wippen v jal f-aluzilver | Plaque de recouvrement, interrupteur / bouton-poussoir de jalousie, poignée tournante | wippen v jal f-aluzilver | 1785 JA-83 Switch rocker with marking
2CKA001751A2945 | 1789-83 | Active | 4011395074312 | 12.3 | 1 | 1 | stuk | Cover plates colored/metal | BE31210 | TC (Mechanics Premium) | stuk | wip rode lens v wis f-aluzilver | Plaque de recouvrement, interrupteur, commutateur inverseur, interrupteur va-et-vient, bouton-poussoir, possibilité de marquage | wip rode lens v wis f-aluzilver | 1789-83 Rocker with small red spherical cap
2CKA001751A2951 | 1789 LI-83 | Active | 4011395074756 | 12.04 | 1 | 1 | stuk | Cover plates colored/metal | BE31210 | TC (Mechanics Premium) | stuk | wiplens v pulsdr licht f-alu | Plaque de recouvrement, bouton-poussoir, symbole 'sonnette' | wip met lens v pulsdr licht f-alu | 1789 LI-83 Switch rocker with marking with small transparent lens
2CKA001751A2952 | 1789 KI-83 | Active | 4011395074763 | 12.04 | 1 | 1 | stuk | Cover plates colored/metal | BE31210 | TC (Mechanics Premium) | stuk | wiplens v pulsdr bel f-alu | Plaque de recouvrement, bouton-poussoir, symbole 'sonnette' | wip met lens v pulsdr bel f-alu | 1789 KI-83 Switch rocker with marking with small transparent lens
2CKA001751A2953 | 1789 TR-83 | Active | 4011395074770 | 12.04 | 1 | 1 | stuk | Cover plates colored/metal | BE31210 | TC (Mechanics Premium) | stuk | wiplens v pulsdr key f-alu | Plaque de recouvrement, bouton-poussoir, symbole 'sonnette' | wip met lens v pulsdr key f-alu | 1789 TR-83 Switch rocker with marking with small transparent lens
2CKA001751A2954 | 1788-83 | Active | 4011395074787 | 13.38 | 1 | 1 | stuk | Cover plates colored/metal | BE31210 | TC (Mechanics Premium) | stuk | wip rode lens v 2P 3P f-aluzilver | Plaque de recouvrement, interrupteur bipolaire, tripolaire, vissable | wip rode lens v 2P 3P f-aluzilver | 1788-83 Switch rocker with marking with small red spherical cap
2CKA001751A2956 | 1786-866 | Active | 4011395086018 | 14.82 | 1 | 1 | stuk | Cover plates | BE31210 | TC (Mechanics Premium) | stuk | Afdek.uitwissel kruis toets | Plaque de recouvrement, interrupteur, inverseur, va-et-vient, bouton-poussoir | Rocker | 1786-866 Rocker
2CKA001751A2957 | 1789-866 | Active | 4011395086063 | 16.95 | 1 | 1 | stuk | Cover plates | BE31210 | TC (Mechanics Premium) | stuk | 1789-866 Rockersmall red spherical cap | Plaque de recouvrement, interrupteur, commutateur inverseur, interrupteur va-et-vient, bouton-poussoir, commutateur inverseur de contrôle | Rocker | 1789-866 Rocker with small red spherical cap
2CKA001751A2958 | 1789 LI-866 | Active | 4011395086087 | 16.6 | 1 | 1 | stuk | Cover plates | BE31210 | TC (Mechanics Premium) | stuk | Afdek.toets symbool [licht] | Plaque de recouvrement, bouton-poussoir, symbole [lumière] | Rocker | 1789 LI-866 Switch rocker with marking with small transparent lens
2CKA001751A2959 | 1789 KI-866 | Active | 4011395086117 | 16.6 | 1 | 1 | stuk | Cover plates | BE31210 | TC (Mechanics Premium) | stuk | Afdek.toets symbool [bel] | Plaque de recouvrement, bouton-poussoir, symbole [sonnette] | Rocker | 1789 KI-866 Switch rocker with marking with small transparent lens
2CKA001751A2960 | 1789 TR-866 | Active | 4011395086131 | 16.6 | 1 | 1 | stuk | Cover plates | BE31210 | TC (Mechanics Premium) | stuk | Afdek.toets symbool [sleutel] | Plaque de recouvrement, bouton-poussoir, symbole [clé] | Rocker | 1789 TR-866 Switch rocker with marking with small transparent lens
2CKA001751A2961 | 1788-866 | Active | 4011395086322 | 18.4 | 1 | 1 | stuk | Cover plates | BE31210 | TC (Mechanics Premium) | stuk | Afdek.uit 2-polig 3-polig ctrle-uit 2-polig | Plaque de recouvrement, interrupteur bipolaire, tripolaire, interrupteur de contrôle bipolaire | Rocker | 1788-866 Switch rocker with marking with small red spherical cap
2CKA001751A2962 | 1785-866 | Active | 4011395086346 | 19.06 | 1 | 1 | stuk | Cover plates | BE31210 | TC (Mechanics Premium) | stuk | Afdek.wissel/wissel Dubb. toets | Plaque de recouvrement, commutateur multiple, commutateur inverseur double, bouton-poussoir double | Rocker | 1785-866 Rocker
2CKA001751A2964 | 1785 JA-866 | Active | 4011395086681 | 21.51 | 1 | 1 | stuk | Cover plates for blind control | BE31210 | TC (Mechanics Premium) | stuk | Afdek.jaloezieschak.-/toets | Plaque de recouvrement, interrupteur / bouton-poussoir de jalousie | Rocker | 1785 JA-866 Switch rocker with marking
2CKA001751A2991 | 1785/11-82 | Active | 4011395105375 | 13.56 | 1 | 1 | stuk | Cover plates white | BE31210 | TA (Mech Stnd WA & SSM) | stuk | 1785/11-82 Switch rocker label | Enjoliveur savane/blanc ivoire interrupteur, Avec marquage: DO NOT DISTURB. 'MAKE UP ROOM' | Rocker savanna/ivory white switch, with marking. 'DO NOT DISTURB''M AKE UP ROOM' | 1785/11-82 Switch rocker with marking
2CKA001751A2992 | 1785/11-84 | Active | 4011395105382 | 13.56 | 1 | 1 | stuk | Cover plates white | BE31210 | TA (Mech Stnd WA & SSM) | stuk | 1785/11-84 Switch rocker label | Enjoliveur davos/blanc studio interrupteur, Avec marquage: DO NOT DISTURB. 'MAKE UP ROOM' | Rocker davos/studio white switch, with marking. 'DO NOT DISTURB''M AKE UP ROOM' | 1785/11-84 Switch rocker with marking
2CKA001751A2995 | 1785/11-83 | Active | 4011395105429 | 16.25 | 1 | 1 | stuk | Cover plates colored/metal | BE31210 | TC (Mechanics Premium) | stuk | 1785/11-83 Switch rocker label | Enjoliveur argent aluminium interrupteur, Avec marquage: DO NOT DISTURB. 'MAKE UP ROOM' | Rocker aluminium silver switch, with marking. 'DO NOT DISTURB''M AKE UP ROOM' | 1785/11-83 Switch rocker with marking
2CKA001751A2996 | 1785/11-866 | Active | 4011395105436 | 22.03 | 1 | 1 | stuk | Cover plates colored/metal | BE31210 | TC (Mechanics Premium) | stuk | 1785/11-866 Switch rocker label | Enjoliveur acier inoxydable interrupteur, Avec marquage: DO NOT DISTURB. 'MAKE UP ROOM' | Rocker stainless steel switch, with marking. 'DO NOT DISTURB''M AKE UP ROOM' | 1785/11-866 Switch rocker with marking
2CKA001751A2997 | 1786/11-82 | Active | 4011395105443 | 8.76 | 1 | 1 | stuk | Cover plates white | BE31210 | TA (Mech Stnd WA & SSM) | stuk | 1786/11-82 Switch rocker label | Enjoliveur savane/blanc ivoire interrupteur, Avec marquage: 'DO NOT DISTURB' | Rocker savanna/ivory white switch, with marking. 'DO NOT DISTURB' | 1786/11-82 Switch rocker with marking
2CKA001751A2998 | 1786/11-84 | Active | 4011395105450 | 8.76 | 1 | 1 | stuk | Cover plates white | BE31210 | TA (Mech Stnd WA & SSM) | stuk | 1786/11-84 Switch rocker label | Enjoliveur davos/blanc studio interrupteur, Avec marquage: 'DO NOT DISTURB' | Rocker davos/studio white switch, with marking. 'DO NOT DISTURB' | 1786/11-84 Switch rocker with marking
2CKA001751A3001 | 1786/11-83 | Active | 4011395105481 | 11.98 | 1 | 1 | stuk | Cover plates colored/metal | BE31210 | TC (Mechanics Premium) | stuk | 1786/11-83 Switch rocker label | Enjoliveur argent aluminium interrupteur, Avec marquage: 'DO NOT DISTURB' | Rocker aluminium silver switch, with marking. 'DO NOT DISTURB' | 1786/11-83 Switch rocker with marking
2CKA001751A3002 | 1786/11-866 | Active | 4011395105498 | 17.01 | 1 | 1 | stuk | Cover plates | BE31210 | TC (Mechanics Premium) | stuk | 1786/11-866 Switch rocker label | Enjoliveur acier inoxydable interrupteur, Avec marquage: 'DO NOT DISTURB' | Rocker stainless steel switch, with marking. 'DO NOT DISTURB' | 1786/11-866 Switch rocker with marking
2CKA001751A3012 | 1786-803 | Active | 4011395110812 | 10.32 | 1 | 1 | stuk | Cover plates colored/metal | BE31210 | TC (Mechanics Premium) | stuk | 1786-803 Rocker | Enjoliveur meteor/grijsmetallic interrupteur, Avec marquage: 'DO NOT DISTURB' | Rocker meteor/grey metallic switch, with marking. 'DO NOT DISTURB' | 1786-803 Rocker
2CKA001751A3013 | 1789-803 | Active | 4011395110829 | 12.04 | 1 | 1 | stuk | Cover plates colored/metal | BE31210 | TC (Mechanics Premium) | stuk | Bedien.wipMeteor/grijsMETrode lens | Enjoliveur meteor/grijsmetallic Avec fenêtre de couleur rouge | Rocker meteor/grey metallic With red neon lens | 1789-803 Rocker with small red spherical cap
2CKA001751A3014 | 1789 LI-803 | Active | 4011395110836 | 12.04 | 1 | 1 | stuk | Cover plates colored/metal | BE31210 | TC (Mechanics Premium) | stuk | Bedien.Meteor/grijsMET'licht' symbool | Elément de commande meteor/grijsmetallic avec symbol 'lumière' | Rocker meteor/grey metallic with 'Light' symbol | 1789 LI-803 Switch rocker with marking with small transparent lens
2CKA001751A3015 | 1789 KI-803 | Active | 4011395110843 | 12.04 | 1 | 1 | stuk | Cover plates colored/metal | BE31210 | TC (Mechanics Premium) | stuk | Bedien.Meteor/grijsMET'Bel' symbool | Elément de commande meteor/grijsmetallic avec symbol Sonette | Rocker meteor/grey metallic with 'Bell' symbol | 1789 KI-803 Switch rocker with marking with small transparent lens
2CKA001751A3016 | 1789 TR-803 | Active | 4011395110850 | 12.04 | 1 | 1 | stuk | Cover plates colored/metal | BE31210 | TC (Mechanics Premium) | stuk | Bedien.Meteor/grijsMETDeur symbool | Elément de commande meteor/grijsmetallic avec symbol 'Porte' | Rocker meteor/grey metallic with 'Door' symbol | 1789 TR-803 Switch rocker with marking with small transparent lens
2CKA001751A3017 | 1788-803 | Active | 4011395110867 | 13.38 | 1 | 1 | stuk | Cover plates colored/metal | BE31210 | TC (Mechanics Premium) | stuk | Bedien.wipMeteor/grijsMET schak.rode lens | Enjoliveur meteor/grijsmetallic Avec fenêtre de couleur rouge | Rocker meteor/grey metallic switch, With red neon lens | 1788-803 Switch rocker with marking with small red spherical cap
2CKA001751A3018 | 1785-803 | Active | 4011395110874 | 14.02 | 1 | 1 | stuk | Cover plates colored/metal | BE31210 | TC (Mechanics Premium) | stuk | 1785-803 Rocker | 1785-803 Rocker | Rocker 1785-803 | 1785-803 Rocker
2CKA001751A3020 | 1785 JA-803 | Active | 4011395110898 | 16.78 | 1 | 1 | stuk | Cover plates colored/metal for blind control | BE31210 | TC (Mechanics Premium) | stuk | 1785 JA-803 Switch rocker label | Enjoliveur meteor/grijsmetallic pour interrupteur de store | Rocker meteor/grey metallic for blind control | 1785 JA-803 Switch rocker with marking
2CKA001751A3022 | 1785 JA-884 | Active | 4011395129173 | 16.25 | 1 | 1 | stuk | Cover plates white for blind control | BE31210 | TA (Mech Stnd WA & SSM) | stuk | Bedien.wip studiowitMat jaloezieschak. | Enjoliveur matt blanc studio pour interrupteur de store | Rocker, Blinds | 1785 JA-884 Switch rocker with marking
2CKA001751A3023 | 1785/11-884 | Active | 4011395129197 | 16.78 | 1 | 1 | stuk | Cover plates white | BE31210 | TA (Mech Stnd WA & SSM) | stuk | Bedien.wip studiowitMat schak.opdruk. | Enjoliveur matt blanc studio interrupteur, Avec marquage: 'DO NOT DISTURB'. MAKE inb | Rocker | 1785/11-884 Switch rocker with marking
2CKA001751A3024 | 1785-884 | Active | 4011395129210 | 14.29 | 1 | 1 | stuk | Cover plates white | BE31210 | TA (Mech Stnd WA & SSM) | stuk | 1785-884 Rocker switch | Enjoliveur matt blanc studio pour interrupteurs doubles | Rocker | 1785-884 Rocker Series switch
2CKA001751A3026 | 1786/11-884 | Active | 4011395129265 | 10.61 | 1 | 1 | stuk | Cover plates white | BE31210 | TA (Mech Stnd WA & SSM) | stuk | 1786/11-884 Switch rocker label | Enjoliveur matt blanc studio interrupteur, Avec marquage: 'DO NOT DISTURB' | Rocker | 1786/11-884 Switch rocker with marking
2CKA001751A3027 | 1786-884 | Active | 4011395129289 | 10.52 | 1 | 1 | stuk | Cover plates white | BE31210 | TA (Mech Stnd WA & SSM) | stuk | Bedien.wip studiowitMat schak. | Enjoliveur matt blanc studio interrupteur | Rocker | 1786-884 Rocker
2CKA001751A3028 | 1788-884 | Active | 4011395129319 | 13.38 | 1 | 1 | stuk | Cover plates white | BE31210 | TA (Mech Stnd WA & SSM) | stuk | Bedien.wip studiowitMat schak.rode lens | Enjoliveur matt blanc studio Avec fenêtre de couleur rouge | Rocker | 1788-884 Switch rocker with marking with small red spherical cap
2CKA001751A3030 | 1789 KI-884 | Active | 4011395129357 | 12.04 | 1 | 1 | stuk | Cover plates white | BE31210 | TA (Mech Stnd WA & SSM) | stuk | Bedien.wip studiowitMatsymbool 'Bel' | Enjoliveur matt blanc studio Avec symbole 'sonnette' | Rocker marked 'Bell' | 1789 KI-884 Switch rocker with marking with small transparent lens
2CKA001751A3031 | 1789 LI-884 | Active | 4011395129418 | 12.04 | 1 | 1 | stuk | Cover plates white | BE31210 | TA (Mech Stnd WA & SSM) | stuk | Bedien.wip studiowitMatsymbool 'licht' | Enjoliveur matt blanc studio Avec symbole 'lumière' | Rocker marked 'Light' | 1789 LI-884 Switch rocker with marking with small transparent lens
2CKA001751A3032 | 1789 TR-884 | Active | 4011395129432 | 12.04 | 1 | 1 | stuk | Cover plates white | BE31210 | TA (Mech Stnd WA & SSM) | stuk | Bedien.wip studiowitMatsymbool 'Sleutel' | Enjoliveur matt blanc studio avec symbole 'Clé' | Rocker marked 'Door' | 1789 TR-884 Switch rocker with marking with small transparent lens
2CKA001751A3033 | 1789-884 | Active | 4011395129456 | 12.3 | 1 | 1 | stuk | Cover plates white | BE31210 | TA (Mech Stnd WA & SSM) | stuk | Bedien.wip studiowitMatrode lens | Enjoliveur matt blanc studio Avec fenêtre de couleur rouge | Rocker | 1789-884 Rocker with small red spherical cap
2CKA001751A3036 | 1785 JA-885 | Active | 4011395129531 | 16.25 | 1 | 1 | stuk | Cover plates colored/metal for blind control | BE31210 | TC (Mechanics Premium) | stuk | Bedien.wip zwMat jaloezieschak. | Enjoliveur matt noir pour interrupteur de store | Rocker, Blinds | 1785 JA-885 Switch rocker with marking
2CKA001751A3037 | 1785/11-885 | Active | 4011395129555 | 16.78 | 1 | 1 | stuk | Cover plates colored/metal | BE31210 | TC (Mechanics Premium) | stuk | wippen v disturb/room f-matzwa | 1785/11-885 Switch rocker with marking | Rocker DND/MUR | 1785/11-885 Switch rocker with marking
2CKA001751A3038 | 1785-885 | Active | 4011395129685 | 14.29 | 1 | 1 | stuk | Cover plates colored/metal | BE31210 | TC (Mechanics Premium) | stuk | Bedien.wip zwMat wissel/wissel-schak.en | Enjoliveur matt noir pour interrupteurs doubles | Rocker | 1785-885 Rocker Series switch
2CKA001751A3040 | 1786/11-885 | Active | 4011395129746 | 10.61 | 1 | 1 | stuk | Cover plates colored/metal | BE31210 | TC (Mechanics Premium) | stuk | 1786/11-885 Switch rocker label | 1786/11-885 Switch rocker with marking | Cover Frame | 1786/11-885 Switch rocker with marking
2CKA001751A3041 | 1786-885 | Active | 4011395129753 | 10.52 | 1 | 1 | stuk | Cover plates colored/metal | BE31210 | TC (Mechanics Premium) | stuk | Bedien.wip zwMat schak. | Enjoliveur matt noir pour interrupteur | Rocker | 1786-885 Rocker
2CKA001751A3042 | 1788-885 | Active | 4011395129760 | 13.38 | 1 | 1 | stuk | Cover plates colored/metal | BE31210 | TC (Mechanics Premium) | stuk | Bedien.wip zwMat schak.rode lens | Enjoliveur matt noir Avec fenêtre de couleur rouge | Rocker | 1788-885 Switch rocker with marking with small red spherical cap
2CKA001751A3044 | 1789 KI-885 | Active | 4011395129791 | 12.04 | 1 | 1 | stuk | Cover plates colored/metal | BE31210 | TC (Mechanics Premium) | stuk | Bedien.wip zwMatsymbool 'Bel' | Enjoliveur matt noir Avec symbole 'sonnette' | Rocker marked 'Bell' | 1789 KI-885 Switch rocker with marking with small transparent lens
2CKA001751A3045 | 1789 LI-885 | Active | 4011395129821 | 12.04 | 1 | 1 | stuk | Cover plates colored/metal | BE31210 | TC (Mechanics Premium) | stuk | Bedien.wip zwMatsymbool 'licht' | Enjoliveur matt noir Avec symbole 'lumière' | Rocker marked 'Light' | 1789 LI-885 Switch rocker with marking with small transparent lens
2CKA001751A3046 | 1789 TR-885 | Active | 4011395129838 | 12.04 | 1 | 1 | stuk | Cover plates colored/metal | BE31210 | TC (Mechanics Premium) | stuk | Bedien.wip zwMatsymbool 'Sleutel' | Enjoliveur matt noir avec symbole 'Clé' | Rocker marked 'Door' | 1789 TR-885 Switch rocker with marking with small transparent lens
2CKA001751A3047 | 1789-885 | Active | 4011395129852 | 12.3 | 1 | 1 | stuk | Cover plates colored/metal | BE31210 | TC (Mechanics Premium) | stuk | Bedien.wip zwMatrode lens | Enjoliveur matt noir Avec fenêtre de couleur rouge | Rocker | 1789-885 Rocker with small red spherical cap
2CKA001751A3074 | 1786-84-500 | Active | 4011395174135 | 10.63 | 1 | 1 | stuk | Cover plates white | BE31210 | TA (Mech Stnd WA & SSM) | stuk | 1786-84-500 Rocker | 1786-84-500 Rocker | 1786-84-500 Rocker | 1786-84-500 Rocker
2CKA001751A3075 | 1786-83-500 | Active | 4011395174142 | 18.3 | 1 | 1 | stuk | Cover plates colored/metal | BE31210 | TA (Mech Stnd WA & SSM) | stuk | 1786-83-500 Rocker | 1786-83-500 Rocker | 1786-83-500 Rocker | 1786-83-500 Rocker
2CKA001751A3076 | 1785-84-500 | Active | 4011395174159 | 16.7 | 1 | 1 | stuk | Cover plates white | BE31210 | TA (Mech Stnd WA & SSM) | stuk | 1785-84-500 Rocker switch | 1785-84-500 Rocker Series switch | 1785-84-500 Rocker Series switch | 1785-84-500 Rocker Series switch
2CKA001751A3079 | 1786-81-500 | Active | 4011395174180 | 16.43 | 1 | 1 | stuk | Cover plates colored/metal | BE31210 | TA (Mech Stnd WA & SSM) | stuk | 1786-81-500 Rocker | 1786-81-500 Rocker | 1786-81-500 Rocker | 1786-81-500 Rocker
2CKA001751A3083 | 1786-82-500 | Active | 4011395174234 | 10.57 | 1 | 1 | stuk | Cover plates white | BE31210 | TA (Mech Stnd WA & SSM) | stuk | 1786-82-500 Rocker | 1786-82-500 Rocker | 1786-82-500 Rocker | 1786-82-500 Rocker
2CKA001751A3084 | 1789 LI-84-500 | Active | 4011395174319 | 12.99 | 1 | 1 | stuk | Cover plates white | BE31210 | TA (Mech Stnd WA & SSM) | stuk | 1789 LI-84-500 Switch rocker Markin | 1789 LI-84-500 Switch rocker with markin | 1789 LI-84-500 Switch rocker with markin | 1789 LI-84-500 Switch rocker with marking with small transparent lens
2CKA001751A3088 | 1785 JA-84-500 | Active | 4011395174357 | 23.73 | 1 | 1 | stuk | Cover plates white for blind control | BE31210 | TH (Electronic Basic ran) | stuk | 1785 JA-84-500 Switch rocker Markin | 1785 JA-84-500 Switch rocker with markin | 1785 JA-84-500 Switch rocker with markin | 1785 JA-84-500 Switch rocker with marking
2CKA001751A3089 | 1786-884-500 | Active | 4011395174364 | 18.3 | 1 | 1 | stuk | Cover plates white | BE31210 | TA (Mech Stnd WA & SSM) | stuk | 1786-884-500 Rocker | 1786-884-500 Rocker | 1786-884-500 Rocker | 1786-884-500 Rocker
2CKA001751A3091 | 1789-84-500 | Active | 4011395174388 | 12.99 | 1 | 1 | stuk | Cover plates white | BE31210 | TA (Mech Stnd WA & SSM) | stuk | 1789-84-500 Rockersmall red spheri | 1789-84-500 Rocker with small red spheri | 1789-84-500 Rocker with small red spheri | 1789-84-500 Rocker with small red spherical cap
2CKA001751A3092 | 1785-83-500 | Active | 4011395174395 | 24.16 | 1 | 1 | stuk | Cover plates colored/metal | BE31210 | TA (Mech Stnd WA & SSM) | stuk | 1785-83-500 Rocker switch | 1785-83-500 Rocker Series switch | 1785-83-500 Rocker Series switch | 1785-83-500 Rocker Series switch
2CKA001751A3094 | 1786-885-500 | Active | 4011395174425 | 18.3 | 1 | 1 | stuk | Cover plates colored/metal | BE31210 | TA (Mech Stnd WA & SSM) | stuk | 1786-885-500 Rocker | 1786-885-500 Rocker | 1786-885-500 Rocker | 1786-885-500 Rocker
2CKA001751A3097 | 1785 JA/02-83 | Active | 4011395193181 | 16.25 | 1 | 1 | stuk | Cover plates colored/metal for blind control | BE31210 | TC (Mechanics Premium) | stuk | 1785 JA/02-83 Rocker blind push-button | 1785 JA/02-83 Bascule, bouton-poussoir store, argent aluminium, dispositifs et interface système | Rocker, blind push-button | 1785 JA/02-83 Rocker, blind push-button
2CKA001751A3099 | 1785 JA/02-84 | Active | 4011395193211 | 13.03 | 1 | 1 | stuk | Cover plates white for blind control | BE31210 | TA (Mech Stnd WA & SSM) | stuk | 1785 JA/02-84 Rocker blind push-button | 1785 JA/02-84 Bascule, bouton-poussoir store, blanc studio, dispositifs et interface système | Rocker, blind push-button | 1785 JA/02-84 Rocker, blind push-button
2CKA001751A3103 | 1785 JA/02-884 | Active | 4011395193259 | 16.25 | 1 | 1 | stuk | Cover plates white for blind control | BE31210 | TA (Mech Stnd WA & SSM) | stuk | 1785 JA/02-884 Rocker blind push-button | 1785 JA/02-884 Bascule, bouton-poussoir store, blanc studio, mat, dispositifs et interface système | Rocker, blind push-button | 1785 JA/02-884 Rocker, blind push-button
2CKA001751A3121 | 1785 K-81 | Active | 4011395223833 | 17.88 | 1 | 1 | stuk | Cover plates colored/metal | BE31210 | TC (Mechanics Premium) | stuk | wippen v contr f-antraciet | bouton d'interrupteur v serie contr f-aluzilver | Rocker | 1785 K-81 Rocker
2CKA001751A3122 | 1785 K-81-500 | Active | 4011395223840 | 31.61 | 1 | 1 | stuk | Cover plates colored/metal | BE31210 | TA (Mech Stnd WA & SSM) | stuk | 1785 K-81-500 Rocker | 1785 K-81-500 Rocker | 1785 K-81-500 Rocker | 1785 K-81-500 Rocker
2CKA001751A3123 | 1785 K-82 | Active | 4011395223857 | 13.44 | 1 | 1 | stuk | Cover plates white | BE31210 | TA (Mech Stnd WA & SSM) | stuk | wippen v contr f-ivoor | bouton d'interrupteur v serie contr s-studiowit | Rocker | 1785 K-82 Rocker
2CKA001751A3124 | 1785 K-82-500 | Active | 4011395223864 | 23.78 | 1 | 1 | stuk | Cover plates white | BE31210 | TA (Mech Stnd WA & SSM) | stuk | 1785 K-82-500 Rocker | 1785 K-82-500 Rocker | 1785 K-82-500 Rocker | 1785 K-82-500 Rocker
2CKA001751A3125 | 1785 K-83 | Active | 4011395223871 | 18.4 | 1 | 1 | stuk | Cover plates colored/metal | BE31210 | TC (Mechanics Premium) | stuk | wippen v contr f-aluzilver | bouton d'interrupteur v serie contr s-grijs metallic | Rocker | 1785 K-83 Rocker
2CKA001751A3126 | 1785 K-83-500 | Active | 4011395223888 | 32.58 | 1 | 1 | stuk | Cover plates colored/metal | BE31210 | TA (Mech Stnd WA & SSM) | stuk | 1785 K-83-500 Rocker | 1785 K-83-500 Rocker | 1785 K-83-500 Rocker | 1785 K-83-500 Rocker
2CKA001751A3127 | 1785 K-84 | Active | 4011395223895 | 13.44 | 1 | 1 | stuk | Cover plates white | BE31210 | TA (Mech Stnd WA & SSM) | stuk | wippen v contr s-studiowit | bouton d'interrupteur v serie contr pure-rvs | Rocker | 1785 K-84 Rocker
2CKA001751A3128 | 1785 K-84-500 | Active | 4011395223901 | 23.78 | 1 | 1 | stuk | Cover plates white | BE31210 | TA (Mech Stnd WA & SSM) | stuk | 1785 K-84-500 Rocker | 1785 K-84-500 Rocker | 1785 K-84-500 Rocker | 1785 K-84-500 Rocker
2CKA001751A3129 | 1785 K-803 | Active | 4011395223918 | 18.4 | 1 | 1 | stuk | Cover plates colored/metal | BE31210 | TC (Mechanics Premium) | stuk | wippen v contr s-grijsMET | bouton d'interrupteur v serie contr f-matwit | Rocker | 1785 K-803 Rocker
2CKA001751A3132 | 1785 K-866 | Active | 4011395223949 | 27.45 | 1 | 1 | stuk | Cover plates | BE31210 | TC (Mechanics Premium) | stuk | wippen v contr pure-rvs | bouton d'interrupteur v serie contr f-matzwart | Rocker | 1785 K-866 Rocker
2CKA001751A3134 | 1785 K-884 | Active | 4011395223963 | 18.4 | 1 | 1 | stuk | Cover plates white | BE31210 | TA (Mech Stnd WA & SSM) | stuk | wippen v contr f-matwit | bouton d'interrupteur v serie contr a-platin | Rocker | 1785 K-884 Rocker
2CKA001751A3135 | 1785 K-884-500 | Active | 4011395223987 | 32.58 | 1 | 1 | stuk | Cover plates white | BE31210 | TA (Mech Stnd WA & SSM) | stuk | 1785 K-884-500 Rocker | 1785 K-884-500 Rocker | 1785 K-884-500 Rocker | 1785 K-884-500 Rocker
2CKA001751A3136 | 1785 K-885 | Active | 4011395223994 | 18.4 | 1 | 1 | stuk | Cover plates colored/metal | BE31210 | TC (Mechanics Premium) | stuk | wippen v contr f-matzw | bouton d'interrupteur v serie contr a-brons | Rocker | 1785 K-885 Rocker
2CKA001751A3137 | 1785 K-885-500 | Active | 4011395224014 | 32.58 | 1 | 1 | stuk | Cover plates colored/metal | BE31210 | TA (Mech Stnd WA & SSM) | stuk | 1785 K-885-500 Rocker | 1785 K-885-500 Rocker | 1785 K-885-500 Rocker | 1785 K-885-500 Rocker
2CKA001751A3138 | 1785 K-20 | Active | 4011395224021 | 24.21 | 1 | 1 | stuk | Alpha | BE31210 | TC (Mechanics Premium) | stuk | wippen v contr a-platin | bouton d'interrupteur v serie contr a-ivoor | Rocker | 1785 K-20 Rocker
2CKA001751A3139 | 1785 K-21 | Active | 4011395224038 | 24.21 | 1 | 1 | stuk | Alpha | BE31210 | TC (Mechanics Premium) | stuk | wippen v contr a-brons | bouton d'interrupteur v serie contr a-studiowit mat | Rocker | 1785 K-21 Rocker
2CKA001751A3140 | 1785 K-22G | Active | 4011395224045 | 16.85 | 1 | 1 | stuk | Alpha | BE31210 | TC (Mechanics Premium) | stuk | wippen v contr a-ivoor | bouton d'interrupteur v serie contr a-albast/st wit | Rocker | 1785 K-22G Rocker
2CKA001751A3142 | 1785 K-24G | Active | 4011395224069 | 16.85 | 1 | 1 | stuk | Alpha | BE31210 | TC (Mechanics Premium) | stuk | wippen v contr a-albast/st wit | bouton d'interrupteur v serie contr a-titanium | Rocker | 1785 K-24G Rocker
2CKA001751A3143 | 1785 K-260 | Active | 4011395224076 | 24.21 | 1 | 1 | stuk | Alpha | BE31210 | TC (Mechanics Premium) | stuk | wippen v contr a-palladium | bouton d'interrupteur v serie contr | Rocker | 1785 K-260 Rocker
2CKA001751A3144 | 1785 K-266 | Active | 4011395224083 | 24.21 | 1 | 1 | stuk | Alpha | BE31210 | TC (Mechanics Premium) | stuk | wippen v contr a-titanium | bouton d'interrupteur v serie contr VA | Rocker | 1785 K-266 Rocker
2CKA001751A3145 | 1786-12-82 | Active | 4011395227367 | 12.04 | 1 | 1 | stuk | Cover plates colored/metal | BE31210 | TA (Mech Stnd WA & SSM) | stuk | wip rood v wis/kruis/puls f-ivoor | 1786-12-82 Bascule, rouge RAL 3020, capots pour interrupteurs/boutons-poussoirs | Rocker red | 1786-12-82 Rocker
2CKA001751A3146 | 1789 N-803 | Active | 4011395227381 | 12.04 | 1 | 1 | stuk | Cover plates colored/metal | BE31210 | TA (Mech Stnd WA & SSM) | stuk | wip lens klein v wis s-grijsMetal | 1789 N-803 Bascule, gris métallique, capots pour interrupteurs/boutons-poussoirs | Rocker lens transparent | 1789 N-803 Rocker with small transparent lens
2CKA001751A3147 | 1789 N-81 | Active | 4011395227398 | 10.95 | 1 | 1 | stuk | Cover plates colored/metal | BE31210 | TA (Mech Stnd WA & SSM) | stuk | wip lens klein v wis f-antraciet | 1789 N-81 Bascule, anthracite, capots pour interrupteurs/boutons-poussoirs | Rocker lens transparent | 1789 N-81 Rocker with small transparent lens
2CKA001751A3148 | 1789 N-82 | Active | 4011395227503 | 7.32 | 1 | 1 | stuk | Cover plates white | BE31210 | TA (Mech Stnd WA & SSM) | stuk | wip lens klein v wis s-ivoor | 1789 N-82 Bascule, blanc ivoire, capots pour interrupteurs/boutons-poussoirs | Rocker lens transparent | 1789 N-82 Rocker with small transparent lens
2CKA001751A3149 | 1789 N-83 | Active | 4011395227510 | 12.04 | 1 | 1 | stuk | Cover plates colored/metal | BE31210 | TA (Mech Stnd WA & SSM) | stuk | wip lens klein v wis f-aluzilver | 1789 N-83 Bascule, argent aluminium, capots pour interrupteurs/boutons-poussoirs | Rocker lens transparent | 1789 N-83 Rocker with small transparent lens
2CKA001751A3150 | 1789 N-84 | Active | 4011395227527 | 7.32 | 1 | 1 | stuk | Cover plates white | BE31210 | TA (Mech Stnd WA & SSM) | stuk | wip lens klein v wis s-studiowit | 1789 N-84 Bascule, blanc studio, capots pour interrupteurs/boutons-poussoirs | Rocker lens transparent | 1789 N-84 Rocker with small transparent lens
2CKA001751A3151 | 1789 N-84-500 | Active | 4011395227534 | 12.99 | 1 | 1 | stuk | Cover plates white | BE31210 | TA (Mech Stnd WA & SSM) | stuk | 1789 N-84-500 Rockersmall transpar | 1789 N-84-500 Rocker with small transpar | 1789 N-84-500 Rocker with small transpar | 1789 N-84-500 Rocker with small transparent lens
2CKA001751A3152 | 1789 N-866 | Active | 4011395227541 | 16.6 | 1 | 1 | stuk | Cover plates | BE31210 | TA (Mech Stnd WA & SSM) | stuk | wip lens klein v wis pure-rvs | 1789 N-866 Bascule, acier inoxydable, capots pour interrupteurs/boutons-poussoirs | Rocker lens transparent | 1789 N-866 Rocker with small transparent lens
2CKA001751A3153 | 1789 N-884 | Active | 4011395227558 | 12.04 | 1 | 1 | stuk | Cover plates colored/metal | BE31210 | TA (Mech Stnd WA & SSM) | stuk | wip lens klein v wis f-matwit | 1789 N-884 Bascule, blanc studio, mat, capots pour interrupteurs/boutons-poussoirs | Rocker lens transparent | 1789 N-884 Rocker with small transparent lens
2CKA001751A3154 | 1789 N-885 | Active | 4011395227565 | 12.04 | 1 | 1 | stuk | Cover plates colored/metal | BE31210 | TA (Mech Stnd WA & SSM) | stuk | wip lens klein v wis f-matzw | 1789 N-885 Bascule, noir mat, capots pour interrupteurs/boutons-poussoirs | Rocker lens transparent | 1789 N-885 Rocker with small transparent lens
2CKA001751A3156 | 1789 ST-803 | Active | 4011395227596 | 12.04 | 1 | 1 | stuk | Cover plates colored/metal | BE31210 | TA (Mech Stnd WA & SSM) | stuk | wip v wis contr wcdsymbool s-grijs | 1789 ST-803 Interrupteur à bascule avec marquage, gris métallique, capots pour interrupteurs/boutons-poussoirs | Rocker lens outlet symbol | 1789 ST-803 Switch rocker with marking with small transparent lens
2CKA001751A3157 | 1789 ST-81 | Active | 4011395227817 | 10.95 | 1 | 1 | stuk | Cover plates colored/metal | BE31210 | TA (Mech Stnd WA & SSM) | stuk | wip v wis contr wcdsymbool f-antraciet | 1789 ST-81 Interrupteur à bascule avec marquage, anthracite, capots pour interrupteurs/boutons-poussoirs | Rocker lens outlet symbol | 1789 ST-81 Switch rocker with marking with small transparent lens
2CKA001751A3158 | 1789 ST-82 | Active | 4011395227824 | 7.32 | 1 | 1 | stuk | Cover plates white | BE31210 | TA (Mech Stnd WA & SSM) | stuk | wip v wis contr wcdsymbool s-ivoor | 1789 ST-82 Interrupteur à bascule avec marquage, blanc ivoire, capots pour interrupteurs/boutons-poussoirs | Rocker lens outlet symbol | 1789 ST-82 Switch rocker with marking with small transparent lens
2CKA001751A3159 | 1789 ST-83 | Active | 4011395227831 | 12.04 | 1 | 1 | stuk | Cover plates colored/metal | BE31210 | TA (Mech Stnd WA & SSM) | stuk | wip v wis contr wcdsymbool f-aluzilver | 1789 ST-83 Interrupteur à bascule avec marquage, argent aluminium, capots pour interrupteurs/boutons-poussoirs | Rocker lens outlet symbol | 1789 ST-83 Switch rocker with marking with small transparent lens
2CKA001751A3160 | 1789 ST-84 | Active | 4011395227848 | 7.32 | 1 | 1 | stuk | Cover plates white | BE31210 | TA (Mech Stnd WA & SSM) | stuk | wip v wis contr wcdsymbool s-studiowit | 1789 ST-84 Interrupteur à bascule avec marquage, blanc studio, capots pour interrupteurs/boutons-poussoirs | Rocker lens outlet symbol | 1789 ST-84 Switch rocker with marking with small transparent lens
2CKA001751A3161 | 1789 ST-84-500 | Active | 4011395227855 | 12.99 | 1 | 1 | stuk | Cover plates white | BE31210 | TA (Mech Stnd WA & SSM) | stuk | 1789 ST-84-500 Switch rocker Markin | 1789 ST-84-500 Switch rocker with markin | 1789 ST-84-500 Switch rocker with markin | 1789 ST-84-500 Switch rocker with marking with small transparent lens
2CKA001751A3162 | 1789 ST-866 | Active | 4011395227862 | 16.6 | 1 | 1 | stuk | Cover plates | BE31210 | TA (Mech Stnd WA & SSM) | stuk | wip v wis contr wcdsymbool pure-rvs | 1789 ST-866 Interrupteur à bascule avec marquage, acier inoxydable, capots pour interrupteurs/boutons-poussoirs | Rocker lens outlet symbol | 1789 ST-866 Switch rocker with marking with small transparent lens
2CKA001751A3163 | 1789 ST-884 | Active | 4011395227879 | 12.04 | 1 | 1 | stuk | Cover plates colored/metal | BE31210 | TA (Mech Stnd WA & SSM) | stuk | wip v wis contr wcdsymbool f-matwit | 1789 ST-884 Interrupteur à bascule avec marquage, blanc studio, mat, capots pour interrupteurs/boutons-poussoirs | Rocker lens outlet symbol | 1789 ST-884 Switch rocker with marking with small transparent lens
2CKA001751A3164 | 1789 ST-885 | Active | 4011395227886 | 12.04 | 1 | 1 | stuk | Cover plates colored/metal | BE31210 | TA (Mech Stnd WA & SSM) | stuk | wip v wis contr wcdsymbool f-matzw | 1789 ST-885 Interrupteur à bascule avec marquage, noir mat, capots pour interrupteurs/boutons-poussoirs | Rocker lens outlet symbol | 1789 ST-885 Switch rocker with marking with small transparent lens
2CKA001751A3175 | 2520 KI-803 | Active | 4011395227022 | 12.04 | 1 | 1 | stuk | Cover plates colored/metal | BE31210 | TA (Mech Stnd WA & SSM) | stuk | wip v pulsdr belsymbool s-grijs | 2520 KI-803 Interrupteur à bascule avec marquage, gris métallique, capots pour interrupteurs/boutons-poussoirs | Rocker bell symbol | 2520 KI-803 Switch rocker with marking
2CKA001751A3176 | 2520 KI-81 | Active | 4011395227046 | 10.95 | 1 | 1 | stuk | Cover plates colored/metal | BE31210 | TA (Mech Stnd WA & SSM) | stuk | wip v pulsdr belsymbool f-antraciet | 2520 KI-81 Interrupteur à bascule avec marquage, anthracite, capots pour interrupteurs/boutons-poussoirs | Rocker bell symbol | 2520 KI-81 Switch rocker with marking
2CKA001751A3177 | 2520 KI-82 | Active | 4011395227053 | 7.32 | 1 | 1 | stuk | Cover plates white | BE31210 | TA (Mech Stnd WA & SSM) | stuk | wip v pulsdr belsymbool s-ivoor | 2520 KI-82 Interrupteur à bascule avec marquage, ivoire, capots pour interrupteurs/boutons-poussoirs | Rocker bell symbol | 2520 KI-82 Switch rocker with marking
2CKA001751A3178 | 2520 KI-83 | Active | 4011395227060 | 12.04 | 1 | 1 | stuk | Cover plates colored/metal | BE31210 | TA (Mech Stnd WA & SSM) | stuk | wip v pulsdr belsymbool f-aluzilver | 2520 KI-83 Interrupteur à bascule avec marquage, argent aluminium, capots pour interrupteurs/boutons-poussoirs | Rocker bell symbol | 2520 KI-83 Switch rocker with marking
2CKA001751A3179 | 2520 KI-84 | Active | 4011395227077 | 7.32 | 1 | 1 | stuk | Cover plates white | BE31210 | TA (Mech Stnd WA & SSM) | stuk | wip v pulsdr belsymbool s-studiowit | 2520 KI-84 Interrupteur à bascule avec marquage, blanc studio, capots pour interrupteurs/boutons-poussoirs | Rocker bell symbol | 2520 KI-84 Switch rocker with marking
2CKA001751A3180 | 2520 KI-84-500 | Active | 4011395227084 | 12.99 | 1 | 1 | stuk | Cover plates white | BE31210 | TA (Mech Stnd WA & SSM) | stuk | 2520 KI-84-500 Switch rocker Markin | 2520 KI-84-500 Switch rocker with markin | 2520 KI-84-500 Switch rocker with markin | 2520 KI-84-500 Switch rocker with marking
2CKA001751A3181 | 2520 KI-866 | Active | 4011395227091 | 16.6 | 1 | 1 | stuk | Cover plates | BE31210 | TA (Mech Stnd WA & SSM) | stuk | wip v pulsdr belsymbool pure-rvs | 2520 KI-866 Interrupteur à bascule avec marquage, acier inoxydable, capots pour interrupteurs/boutons-poussoirs | Rocker bell symbol | 2520 KI-866 Switch rocker with marking bell
2CKA001751A3182 | 2520 KI-884 | Active | 4011395227114 | 12.04 | 1 | 1 | stuk | Cover plates colored/metal | BE31210 | TA (Mech Stnd WA & SSM) | stuk | wip v pulsdr belsymbool f-matwit | 2520 KI-884 Interrupteur à bascule avec marquage, blanc studio, mat, capots pour interrupteurs/boutons-poussoirs | Rocker bell symbol | 2520 KI-884 Switch rocker with marking
2CKA001751A3183 | 2520 KI-885 | Active | 4011395227121 | 12.04 | 1 | 1 | stuk | Cover plates colored/metal | BE31210 | TA (Mech Stnd WA & SSM) | stuk | wip v pulsdr belsymbool f-matzw | 2520 KI-885 Interrupteur à bascule avec marquage, noir mat, capots pour interrupteurs/boutons-poussoirs | Rocker bell symbol | 2520 KI-885 Switch rocker with marking
2CKA001751A3185 | 2520 LI-803 | Active | 4011395227145 | 12.04 | 1 | 1 | stuk | Cover plates colored/metal | BE31210 | TA (Mech Stnd WA & SSM) | stuk | wip v pulsdr lichtsymbool s-grijs | 2520 LI-803 Interrupteur à bascule avec marquage, gris métallique, capots pour interrupteurs/boutons-poussoirs | Rocker light symbol | 2520 LI-803 Switch rocker with marking
2CKA001751A3186 | 2520 LI-81 | Active | 4011395227152 | 10.95 | 1 | 1 | stuk | Cover plates colored/metal | BE31210 | TA (Mech Stnd WA & SSM) | stuk | wip v pulsdr lichtsymbool f-antraciet | 2520 LI-81 Interrupteur à bascule avec marquage, anthracite, capots pour interrupteurs/boutons-poussoirs | Rocker light symbol | 2520 LI-81 Switch rocker with marking
2CKA001751A3187 | 2520 LI-82 | Active | 4011395227169 | 7.32 | 1 | 1 | stuk | Cover plates white | BE31210 | TA (Mech Stnd WA & SSM) | stuk | wip v pulsdr lichtsymbool s-ivoor | 2520 LI-82 Interrupteur à bascule avec marquage, ivoire, capots pour interrupteurs/boutons-poussoirs | Rocker light symbol | 2520 LI-82 Switch rocker with marking
2CKA001751A3188 | 2520 LI-83 | Active | 4011395227176 | 12.04 | 1 | 1 | stuk | Cover plates colored/metal | BE31210 | TA (Mech Stnd WA & SSM) | stuk | wip v pulsdr lichtsymbool f-aluzilver | 2520 LI-83 Interrupteur à bascule avec marquage, argent aluminium, capots pour interrupteurs/boutons-poussoirs | Rocker light symbol | 2520 LI-83 Switch rocker with marking
2CKA001751A3189 | 2520 LI-84 | Active | 4011395227183 | 7.32 | 1 | 1 | stuk | Cover plates white | BE31210 | TA (Mech Stnd WA & SSM) | stuk | wip v pulsdr lichtsymbool s-studiowit | 2520 LI-84 Interrupteur à bascule avec marquage, blanc studio, capots pour interrupteurs/boutons-poussoirs | Rocker light symbol | 2520 LI-84 Switch rocker with marking
2CKA001751A3190 | 2520 LI-84-500 | Active | 4011395227190 | 12.99 | 1 | 1 | stuk | Cover plates white | BE31210 | TA (Mech Stnd WA & SSM) | stuk | 2520 LI-84-500 Switch rocker Markin | 2520 LI-84-500 Switch rocker with markin | 2520 LI-84-500 Switch rocker with markin | 2520 LI-84-500 Switch rocker with marking
2CKA001751A3191 | 2520 LI-866 | Active | 4011395227213 | 16.6 | 1 | 1 | stuk | Cover plates | BE31210 | TA (Mech Stnd WA & SSM) | stuk | wip v pulsdr lichtsymbool pure-rvs | 2520 LI-866 Interrupteur à bascule avec marquage, acier inoxydable, capots pour interrupteurs/boutons-poussoirs | Rocker light symbol | 2520 LI-866 Switch rocker with marking light
2CKA001751A3192 | 2520 LI-884 | Active | 4011395227220 | 12.04 | 1 | 1 | stuk | Cover plates colored/metal | BE31210 | TA (Mech Stnd WA & SSM) | stuk | wip v pulsdr lichtsymbool f-matwit | 2520 LI-884 Interrupteur à bascule avec marquage, blanc studio, mat, capots pour interrupteurs/boutons-poussoirs | Rocker light symbol | 2520 LI-884 Switch rocker with marking
2CKA001751A3193 | 2520 LI-885 | Active | 4011395227237 | 12.04 | 1 | 1 | stuk | Cover plates colored/metal | BE31210 | TA (Mech Stnd WA & SSM) | stuk | wip v pulsdr lichtsymbool f-matzw | 2520 LI-885 Interrupteur à bascule avec marquage, noir mat, capots pour interrupteurs/boutons-poussoirs | Rocker light symbol | 2520 LI-885 Switch rocker with marking
2CKA001751A3195 | 2520 TR-803 | Active | 4011395227251 | 12.04 | 1 | 1 | stuk | Cover plates colored/metal | BE31210 | TA (Mech Stnd WA & SSM) | stuk | wip v pulsdr sleutelsymbool s-grijs | 2520 TR-803 Interrupteur à bascule avec marquage, gris métallique, capots pour interrupteurs/boutons-poussoirs | Rocker key symbol | 2520 TR-803 Switch rocker with marking
2CKA001751A3196 | 2520 TR-81 | Active | 4011395227268 | 10.95 | 1 | 1 | stuk | Cover plates colored/metal | BE31210 | TA (Mech Stnd WA & SSM) | stuk | wip v pulsdr sleutelsymbool f-antraciet | 2520 TR-81 Interrupteur à bascule avec marquage, anthracite, capots pour interrupteurs/boutons-poussoirs | Rocker key symbol | 2520 TR-81 Switch rocker with marking
2CKA001751A3197 | 2520 TR-82 | Active | 4011395227275 | 7.32 | 1 | 1 | stuk | Cover plates white | BE31210 | TA (Mech Stnd WA & SSM) | stuk | wip v pulsdr sleutelsymbool s-ivoor | 2520 TR-82 Interrupteur à bascule avec marquage, ivoire, capots pour interrupteurs/boutons-poussoirs | Rocker key symbol | 2520 TR-82 Switch rocker with marking
2CKA001751A3198 | 2520 TR-83 | Active | 4011395227282 | 12.04 | 1 | 1 | stuk | Cover plates colored/metal | BE31210 | TA (Mech Stnd WA & SSM) | stuk | wip v pulsdr sleutelsymbool f-aluzilver | 2520 T-83 Interrupteur à bascule avec marquage, argent aluminium, capots pour interrupteurs/boutons-poussoirs | Rocker key symbol | 2520 TR-83 Switch rocker with marking
2CKA001751A3199 | 2520 TR-84 | Active | 4011395227299 | 7.32 | 1 | 1 | stuk | Cover plates white | BE31210 | TA (Mech Stnd WA & SSM) | stuk | wip v pulsdr sleutelsymbool s-studiowit | 2520 TR-84 Interrupteur à bascule avec marquage, blanc studio, capots pour interrupteurs/boutons-poussoirs | Rocker with key symbol | 2520 TR-84 Switch rocker with marking
2CKA001751A3200 | 2520 TR-866 | Active | 4011395227411 | 16.6 | 1 | 1 | stuk | Cover plates | BE31210 | TA (Mech Stnd WA & SSM) | stuk | wip v pulsdr sleutelsymbool pure-rvs | 2520 TR-866 Interrupteur à bascule avec marquage, acier inoxydable, capots pour interrupteurs/boutons-poussoirs | Rocker key symbol | 2520 TR-866 Switch rocker with marking key
2CKA001751A3201 | 2520 TR-884 | Active | 4011395227428 | 12.04 | 1 | 1 | stuk | Cover plates colored/metal | BE31210 | TA (Mech Stnd WA & SSM) | stuk | wip v pulsdr sleutelsymbool f-matwit | 2520 TR-884 Interrupteur à bascule avec marquage, blanc studio, mat, capots pour interrupteurs/boutons-poussoirs | Rocker key symbol | 2520 TR-884 Switch rocker with marking
2CKA001751A3202 | 2520 TR-885 | Active | 4011395227435 | 12.04 | 1 | 1 | stuk | Cover plates colored/metal | BE31210 | TA (Mech Stnd WA & SSM) | stuk | wip v pulsdr sleutelsymbool f-matzw | 2520 TR-885 Interrupteur à bascule avec marquage, noir mat, capots pour interrupteurs/boutons-poussoirs | Rocker key symbol | 2520 TR-885 Switch rocker with marking
2CKA001751A3204 | 1785/11-803 | Active | 4011395228449 | 16.78 | 1 | 1 | stuk | Cover plates colored/metal | BE31210 | TA (Mech Stnd WA & SSM) | stuk | wippen v disturb/room s-grijs | 1785 /11-803 Interrupteur à bascule avec marquage, gris métallique, capots pour interrupteurs/boutons-poussoirs | Rocker dnd/mur | 1785/11-803 Switch rocker with marking
2CKA001751A3205 | 1785/11-81 | Active | 4011395228456 | 16.14 | 1 | 1 | stuk | Cover plates colored/metal | BE31210 | TA (Mech Stnd WA & SSM) | stuk | wippen v disturb/room f-antraciet | 1785/11-81 Interrupteur à bascule avec marquage, anthracite, capots pour interrupteurs/boutons-poussoirs | Rocker dnd/mur | 1785/11-81 Switch rocker with marking
2CKA001751A3206 | 1786/11-803 | Active | 4011395228463 | 11.98 | 1 | 1 | stuk | Cover plates colored/metal | BE31210 | TA (Mech Stnd WA & SSM) | stuk | wip v wis(2P) disturb s-grijs | 1786 /11-803 Interrupteur à bascule avec marquage, gris métallique, capots pour interrupteurs/boutons-poussoirs | Rocker dnd | 1786/11-803 Switch rocker with marking
2CKA001751A3207 | 1786/11-81 | Active | 4011395228470 | 10.61 | 1 | 1 | stuk | Cover plates colored/metal | BE31210 | TA (Mech Stnd WA & SSM) | stuk | wip v wis(2P) disturb f-antraciet | 1786/11-81 Interrupteur à bascule avec marquage, anthracite, capots pour interrupteurs/boutons-poussoirs | Rocker dnd | 1786/11-81 Switch rocker with marking
2CKA001753A0032 | 1740 DR-72 | Active | 4011395082317 | 15.92 | 1 | 1 | stuk | Cover plates for blind control | BE31210 | TC (Mechanics Premium) | stuk | Afdek.jaloezieschak.-/toets draaigreep | Plaque de recouvrement, interrupteur / bouton-poussoir de jalousie, poignée tournante | Center Plate imp. | 1740 DR-72 Cover plate with rotary control, with marking
2CKA001753A0033 | 1740 DR-783 | Active | 4011395083055 | 22.31 | 1 | 1 | stuk | Cover plates for blind control | BE31210 | TC (Mechanics Premium) | stuk | Afdek.jaloezieschak.-/toets draaigreep | Plaque de recouvrement, interrupteur / bouton-poussoir de jalousie, poignée tournante | Center Plate imp. | 1740 DR-783 Cover plate with rotary control, with marking
2CKA001753A0034 | 1742-72 | Active | 4011395082348 | 16.14 | 1 | 1 | stuk | Cover plates for data and communication system | BE31210 | TC (Mechanics Premium) | stuk | Blind Centr.Plaat | Fausse plaque centrale | Cover DCS imp. Blind pl. | 1742-72 Blank plate with metal mounting plate
2CKA001753A0035 | 1742-783 | Active | 4011395083062 | 20.76 | 1 | 1 | stuk | Cover plates for data and communication system | BE31210 | TC (Mechanics Premium) | stuk | Blind Centr.Plaat | Fausse plaque centrale | Cover DCS imp. Blind pl. | 1742-783 Blank plate with metal mounting plate
2CKA001753A0036 | 1743-03-72 | Active | 4011395082393 | 12.62 | 1 | 1 | stuk | Cover plates for data and communication system | BE31210 | TC (Mechanics Premium) | stuk | Afdek.TV/FM-antennecont.dozen 3 Aansl.en | Plaque de recouvrement, prises d'antenne, 3 connexions | Cover DCS IMP TV/SAT | 1743-03-72 Cover plate as cover for standard Radio/TV/SAT socket outlets
2CKA001753A0038 | 1743-03-783 | Active | 4011395083079 | 16.25 | 1 | 1 | stuk | Cover plates for data and communication system | BE31210 | TC (Mechanics Premium) | stuk | Afdek.TV/FM-antennecont.dozen 3 Aansl.en | Plaque de recouvrement, prises d'antenne, 3 connexions | Cover DCS TV/SAT imp. | 1743-03-783 Cover plate as cover for standard Radio/TV/SAT socket outlets
2CKA001753A0039 | 1743-72 | Active | 4011395082409 | 12.62 | 1 | 1 | stuk | Cover plates for data and communication system | BE31210 | TC (Mechanics Premium) | stuk | Afdek.TV/FM-antennecont.dozen 2 Aansl.en | Plaque de recouvrement, prises d'antenne, 2 connexions | Cover DCS imp. TV | 1743-72 Cover plate as cover for standard Radio/TV/SAT socket outlets
2CKA001753A0040 | 1743-783 | Active | 4011395083086 | 16.25 | 1 | 1 | stuk | Cover plates for data and communication system | BE31210 | TC (Mechanics Premium) | stuk | Afdek.TV/FM-antennecont.dozen 2 Aansl.en | Plaque de recouvrement, prises d'antenne, 2 connexions | Cover DCS TV imp. | 1743-783 Cover plate as cover for standard Radio/TV/SAT socket outlets
2CKA001753A0041 | 1746/10-72 | Active | 4011395082423 | 10.95 | 1 | 1 | stuk | Cover plates for data and communication system | BE31210 | TC (Mechanics Premium) | stuk | Afdek.com.toestellen 50x50mm | Plaque de recouvrement, appareils de communication 50 x 50 mm | Intermediate ring imp. | 1746/10-72 Cover plate
2CKA001753A0042 | 1746/10-783 | Active | 4011395083093 | 15.1 | 1 | 1 | stuk | Cover plates for data and communication system | BE31210 | TC (Mechanics Premium) | stuk | Afdek.com.toestellen 50x50mm | Plaque de recouvrement, appareils de communication 50 x 50 mm | Intermediate ring imp. | 1746/10-783 Cover plate
2CKA001753A0043 | 1746-72 | Active | 4011395082454 | 18.63 | 1 | 1 | stuk | Cover plates for data and communication system | BE31210 | TC (Mechanics Premium) | stuk | Afdek.com.toestellen 50x50Mm deksel | Plaque de recouvrement, appareils de communication 50 x 50 mm, couvercle clapet | Intermediate ring imp. | 1746-72 Cover plate
2CKA001753A0044 | 1746-783 | Active | 4011395082645 | 21.85 | 1 | 1 | stuk | Cover plates for data and communication system | BE31210 | TC (Mechanics Premium) | stuk | Afdek.com.toestellen 50x50Mm deksel | Plaque de recouvrement, appareils de communication 50 x 50 mm, couvercle clapet | Intermediate ring imp. | 1746-783 Cover plate
2CKA001753A0046 | 1749-72 | Active | 4011395082461 | 23.65 | 1 | 1 | stuk | Cover plates for data and communication system | BE31210 | TC (Mechanics Premium) | stuk | Afdek.leidingsuitvoer | Plaque de recouvrement, sortie de câble | Cover DCS C. Outlet imp. | 1749-72 Cover plate with metal mounting plate
2CKA001753A0047 | 1749-783 | Active | 4011395083116 | 28.72 | 1 | 1 | stuk | Cover plates for data and communication system | BE31210 | TC (Mechanics Premium) | stuk | Afdek.leidingsuitvoer | Plaque de recouvrement, sortie de câble | Cover DCS C. Outlet imp. | 1749-783 Cover plate with metal mounting plate
2CKA001753A0048 | 1751-72 | Limited | 4011395082478 | 27.1 | 1 | 1 | stuk | Cover plates for data and communication system | BE31210 | TC (Mechanics Premium) | stuk | LuidsprekerCon. | Connecteur de haut-parleur | Cover DCS imp. loudsp. | 1751-72 Cover plate with metal mounting plate |  | 5.14
2CKA001753A0049 | 1751-783 | Limited | 4011395083123 | 31.95 | 1 | 1 | stuk | Cover plates for data and communication system | BE31210 | TC (Mechanics Premium) | stuk | LuidsprekerCon. | Connecteur de haut-parleur | Cover DCS imp. loudsp. | 1751-783 Cover plate with metal mounting plate |  | 5.14
2CKA001753A0050 | 1756-72 | Active | 4011395082485 | 16.91 | 1 | 1 | stuk | Cover plates | BE31210 | TC (Mechanics Premium) | stuk | 1756-72 Cover plate | Plaque de recouvrement, signal lumineux | Center Pl. imp. Light Signal | 1756-72 Cover plate
2CKA001753A0051 | 1756-783 | Active | 4011395083130 | 21.46 | 1 | 1 | stuk | Cover plates | BE31210 | TC (Mechanics Premium) | stuk | 1756-783 Cover plate | Plaque de recouvrement, signal lumineux | Center Pl. imp. Light Signal | 1756-783 Cover plate
2CKA001753A0053 | 1758-72 | Active | 4011395082492 | 20.87 | 1 | 1 | stuk | Cover plates for data and communication system | BE31210 | TC (Mechanics Premium) | stuk | Afdek.datacom.Con. (DKS) | Plaque de recouvrement, connecteur de communication de données (DKS) | Cover DCS com. imp. | 1758-72 Cover plate with metal mounting plate
2CKA001753A0054 | 1758-783 | Active | 4011395083147 | 25.25 | 1 | 1 | stuk | Cover plates for data and communication system | BE31210 | TC (Mechanics Premium) | stuk | Afdek.datacom.Con. (DKS) | Plaque de recouvrement, connecteur de communication de données (DKS) | Cover DCS com. imp. | 1758-783 Cover plate with metal mounting plate
2CKA001753A0055 | 1766-72 | Active | 4011395082515 | 12.62 | 1 | 1 | stuk | Cover plates for data and communication system | BE31210 | TC (Mechanics Premium) | stuk | 1766-72 Cover plate | Plaque de recouvrement, TAE | Center Pl. imp., TAE | 1766-72 Cover plate
2CKA001753A0056 | 1766-783 | Active | 4011395083154 | 16.25 | 1 | 1 | stuk | Cover plates for data and communication system | BE31210 | TC (Mechanics Premium) | stuk | 1766-783 Cover plate | Plaque de recouvrement, TAE | Center Pl. imp., TAE | 1766-783 Cover plate
2CKA001753A0057 | 1770-72 | Active | 4011395082522 | 18.96 | 1 | 1 | stuk | Control elements / cover plates | BE31210 | TH (Electronic Basic ran) | stuk | Afdek.tijdschakelklok 15Min. | Plaque de recouvrement, programmateur, 15 mn | Center Plate imp. | 1770-72 Cover plate with rotary control, with marking
2CKA001753A0058 | 1770-783 | Active | 4011395083161 | 26.07 | 1 | 1 | stuk | Control elements / cover plates | BE31210 | TH (Electronic Basic ran) | stuk | Afdek.tijdschakelklok 15Min. | Plaque de recouvrement, programmateur, 15 mn | Center Pl. Timer imp. | 1770-783 Cover plate with rotary control, with marking
2CKA001753A0059 | 1771-72 | Active | 4011395082539 | 18.96 | 1 | 1 | stuk | Control elements / cover plates | BE31210 | TH (Electronic Basic ran) | stuk | Afdek.tijdschakelklok 120Min. | Plaque de recouvrement, programmateur, 120 mn | Center Plate imp. | 1771-72 Cover plate with rotary control, with marking
2CKA001753A0061 | 1771-783 | Active | 4011395082683 | 26.07 | 1 | 1 | stuk | Control elements / cover plates | BE31210 | TH (Electronic Basic ran) | stuk | Afdek.tijdschakelklok 120Min. | Plaque de recouvrement, programmateur, 120 mn | Center Plate imp. | 1771-783 Cover plate with rotary control, with marking
2CKA001753A0062 | 1781-72 | Active | 4011395083024 | 18 | 1 | 1 | stuk | Cover plates | BE31210 | TC (Mechanics Premium) | stuk | Afdek.uitwissel kruis toets tekst | Plaque de recouvrement, interrupteur, commutateur inverseur, interrupteur va-et-vient, bouton-poussoir, zone de marquage | Center Plate imp. | 1781-72 Cover plate with operating knob and neon lamp
2CKA001753A0063 | 1781-783 | Active | 4011395083215 | 31.84 | 1 | 1 | stuk | Cover plates | BE31210 | TC (Mechanics Premium) | stuk | Afdek.uitwissel kruis toets tekst | Plaque de recouvrement, interrupteur, commutateur inverseur, interrupteur va-et-vient, bouton-poussoir, zone de marquage | Center Plate imp. | 1781-783 Cover plate with operating knob and neon lamp
2CKA001753A0064 | 1785-72 | Active | 4011395082577 | 17.47 | 1 | 1 | stuk | Cover plates | BE31210 | TC (Mechanics Premium) | stuk | Afdek.wissel/wissel Dubb. toets | Plaque de recouvrement, commutateur multiple, commutateur inverseur double, bouton-poussoir double | Center Plate imp. | 1785-72 Cover plate with operating knob and neon lamp
2CKA001753A0065 | 1785-783 | Active | 4011395082713 | 29.86 | 1 | 1 | stuk | Cover plates | BE31210 | TC (Mechanics Premium) | stuk | Afdek.wissel/wissel Dubb. toets | Plaque de recouvrement, commutateur multiple, commutateur inverseur double, bouton-poussoir double | Center Plate imp. | 1785-783 Cover plate with operating knob and neon lamp
2CKA001753A0066 | 1786-72 | Active | 4011395083017 | 13.95 | 1 | 1 | stuk | Cover plates | BE31210 | TC (Mechanics Premium) | stuk | Afdek.uitwissel kruis toets | Plaque de recouvrement, interrupteur, inverseur, va-et-vient, bouton-poussoir | Center Plate imp. | 1786-72 Cover plate with operating knob and neon lamp
2CKA001753A0067 | 1786-783 | Active | 4011395083239 | 26.29 | 1 | 1 | stuk | Cover plates | BE31210 | TC (Mechanics Premium) | stuk | Afdek.uitwissel kruis toets | Plaque de recouvrement, interrupteur, inverseur, va-et-vient, bouton-poussoir | Center Plate imp. | 1786-783 Cover plate with operating knob and neon lamp
2CKA001753A0070 | 1789 KI-72 | Active | 4011395082584 | 15.34 | 1 | 1 | stuk | Cover plates | BE31210 | TC (Mechanics Premium) | stuk | Afdek.toets symbool 'Bel' | Plaque de recouvrement, bouton-poussoir, symbole [sonnette] | Center Plate imp. | 1789 KI-72 Cover plate with operating knob and neon lamp
2CKA001753A0071 | 1789 KI-783 | Active | 4011395083260 | 27.68 | 1 | 1 | stuk | Cover plates | BE31210 | TC (Mechanics Premium) | stuk | Afdek.toets symbool 'Bel' | Plaque de recouvrement, bouton-poussoir, symbole [sonnette] | Center Plate imp. | 1789 KI-783 Cover plate with operating knob and neon lamp
2CKA001753A0072 | 1789 LI-72 | Active | 4011395082997 | 15.34 | 1 | 1 | stuk | Cover plates | BE31210 | TC (Mechanics Premium) | stuk | Afdek.toets symbool 'licht' | Plaque de recouvrement, bouton-poussoir, symbole [lumière] | Center Plate imp. | 1789 LI-72 Cover plate with operating knob and neon lamp
2CKA001753A0073 | 1789 LI-783 | Active | 4011395083277 | 27.68 | 1 | 1 | stuk | Cover plates | BE31210 | TC (Mechanics Premium) | stuk | Afdek.toets symbool 'licht' | Plaque de recouvrement, bouton-poussoir, symbole [lumière] | Center Plate imp. | 1789 LI-783 Cover plate with operating knob and neon lamp
2CKA001753A0074 | 1789 TR-72 | Active | 4011395082980 | 15.34 | 1 | 1 | stuk | Cover plates | BE31210 | TC (Mechanics Premium) | stuk | Afdek.toets symbool 'Sleutel' | Plaque de recouvrement, bouton-poussoir, symbole [clé] | Center Plate imp. | 1789 TR-72 Cover plate with operating knob and neon lamp
2CKA001753A0075 | 1789 TR-783 | Active | 4011395083284 | 27.68 | 1 | 1 | stuk | Cover plates | BE31210 | TC (Mechanics Premium) | stuk | Afdek.toets symbool 'Sleutel' | Plaque de recouvrement, bouton-poussoir, symbole [clé] | Center Plate imp. | 1789 TR-783 Cover plate with operating knob and neon lamp
2CKA001753A0076 | 1789-72-101 | Active | 4011395082973 | 13.95 | 1 | 1 | stuk | Cover plates | BE31210 | TC (Mechanics Premium) | stuk | Afdek.ctrle-wissel | Plaque de recouvrement, commutateur inverseur de contrôle | Center Plate imp. | 1789-72-101 Cover plate with operating knob and neon lamp
2CKA001753A0077 | 1789-783-101 | Active | 4011395083291 | 26.29 | 1 | 1 | stuk | Cover plates | BE31210 | TC (Mechanics Premium) | stuk | Afdek.ctrle-wissel | Plaque de recouvrement, commutateur inverseur de contrôle | Center Plate imp. | 1789-783-101 Cover plate with operating knob and neon lamp
2CKA001753A0079 | 1792-72 | Active | 4011395082591 | 69.77 | 1 | 1 | stuk | Cover plates | BE31210 | TC (Mechanics Premium) | stuk | Afdek.cardschak. | Plaque de recouvrement, interrupteur à carte | Center Plate imp. | 1792-72 Cover plate
2CKA001753A0080 | 1792-783 | Active | 4011395083314 | 74.61 | 1 | 1 | stuk | Cover plates | BE31210 | TC (Mechanics Premium) | stuk | Afdek.cardschak. | Plaque de recouvrement, interrupteur à carte | Center Plate imp. | 1792-783 Cover plate
2CKA001753A0081 | 1800-72 | Active | 4011395082942 | 21.46 | 1 | 1 | stuk | Cover plates for data and communication system | BE31210 | TC (Mechanics Premium) | stuk | Afdek.Mod.jack 2 openingsschuiven tekst | Plaque de recouvrement, jack modulaire, 2 actionneurs d'ouverture, zone de marquage | Center Plate imp. | 1800-72 Cover plate with labelling field
2CKA001753A0082 | 1800-783 | Active | 4011395083345 | 25.36 | 1 | 1 | stuk | Cover plates for data and communication system | BE31210 | TC (Mechanics Premium) | stuk | Afdek.Mod.jack 2 openingsschuiven tekst | Plaque de recouvrement, jack modulaire, 2 actionneurs d'ouverture, zone de marquage | Center Plate imp. | 1800-783 Cover plate with labelling field
2CKA001753A0083 | 1803-02-72 | Active | 4011395082935 | 12.62 | 1 | 1 | stuk | Cover plates for data and communication system | BE31210 | TC (Mechanics Premium) | stuk | Afdek.UEA-aansldozen 2- | Plaque de recouvrement, boîtes de raccordement UAE, doubles | Center Plate imp. | 1803-02-72 Cover plate 2gang
2CKA001753A0084 | 1803-02-783 | Active | 4011395083352 | 16.25 | 1 | 1 | stuk | Cover plates for data and communication system | BE31210 | TC (Mechanics Premium) | stuk | Afdek.UEA-aansldozen 2- | Plaque de recouvrement, boîtes de raccordement UAE, doubles | Center Plate imp. | 1803-02-783 Cover plate 2gang
2CKA001753A0085 | 1803-72 | Active | 4011395082928 | 12.62 | 1 | 1 | stuk | Cover plates for data and communication system | BE31210 | TC (Mechanics Premium) | stuk | Afdek.UEA-aansldozen enkel | Plaque de recouvrement, boîtes de raccordement UAE, simples | Center Plate imp. | 1803-72 Cover plate
2CKA001753A0087 | 1803-783 | Active | 4011395083369 | 16.25 | 1 | 1 | stuk | Cover plates for data and communication system | BE31210 | TC (Mechanics Premium) | stuk | Afdek.UEA-aansldozen enkel | Plaque de recouvrement, boîtes de raccordement UAE, simples | Center Plate imp. | 1803-783 Cover plate
2CKA001753A0088 | 1756-803 | Active | 4011395225479 | 15.69 | 1 | 1 | stuk | Cover plates colored/metal | BE31210 | TC (Mechanics Premium) | stuk | cpl zonder lens v 2661U s-grijsMET | 1756-803 Plaque couvercle, gris métallique, capots pour communication de données | Cover plate for LED light | 1756-803 Cover plate for indication lamp
2CKA001753A0089 | 1756-81 | Active | 4011395225486 | 14.99 | 1 | 1 | stuk | Cover plates colored/metal | BE31210 | TC (Mechanics Premium) | stuk | cpl zonder lens v 2661U f-antraciet | 1756-81 Plaque couvercle, anthracite, capots pour communication de données | Cover plate for LED light | 1756-81 Cover plate for indication lamp
2CKA001753A0090 | 1756-82 | Active | 4011395225646 | 13.03 | 1 | 1 | stuk | Cover plates white | BE31210 | TC (Mechanics Premium) | stuk | cpl zonder lens v 2661U s-ivoor | 1756-82 Plaque couvercle, blanc ivoire, capots pour voyants LED | Cover plate for LED light | 1756-82 Cover plate for indication lamp
2CKA001753A0091 | 1756-83 | Active | 4011395225820 | 15.69 | 1 | 1 | stuk | Cover plates colored/metal | BE31210 | TC (Mechanics Premium) | stuk | cpl zonder lens v 2661U f-aluzilver | 1756-83 Plaque couvercle, argent aluminium, capots pour voyants LED | Cover plate for LED light | 1756-83 Cover plate for indication lamp
2CKA001753A0092 | 1756-84 | Active | 4011395225837 | 13.03 | 1 | 1 | stuk | Cover plates white | BE31210 | TC (Mechanics Premium) | stuk | cpl zonder lens v 2661U s-studiowit | 1756-84 Plaque couvercle, blanc studio, capots pour voyants LED | Cover plate for LED light | 1756-84 Cover plate for indication lamp
2CKA001753A0093 | 1756-866 | Active | 4011395225851 | 22.95 | 1 | 1 | stuk | Cover plates | BE31210 | TC (Mechanics Premium) | stuk | cpl zonder lens v 2661U pure-rvs | 1756-866 Plaque couvercle, acier inoxydable, capots pour voyants LED | Cover plate for LED light | 1756-866 Cover plate for indication lamp
2CKA001753A0136 | 1740 DR-775 | Active | 4011395127568 | 22.31 | 1 | 1 | stuk | Cover plates for blind control | BE31210 | TC (Mechanics Premium) | stuk | 1740 DR-775 deksel rotary ctrl label | 1740 DR-775 Cover plate with rotary control, with marking | Cover Plate | 1740 DR-775 Cover plate with rotary control, with marking
2CKA001753A0138 | 1742-775 | Active | 4011395127582 | 20.76 | 1 | 1 | stuk | Cover plates for data and communication system | BE31210 | TC (Mechanics Premium) | stuk | 1742-775 Blank plate MetalMounting plate | 1742-775 Blank plate with metal mounting plate | Blind Plate | 1742-775 Blank plate with metal mounting plate
2CKA001753A0139 | 1743-03-775 | Active | 4011395127599 | 16.25 | 1 | 1 | stuk | Cover plates for data and communication system | BE31210 | TC (Mechanics Premium) | stuk | 1743-03-775 cover st,. Radio/TV/SAT stopcont.s | 1743-03-775 Cover plate as cover for standard Radio/TV/SAT socket outlets | Cover Plate | 1743-03-775 Cover plate as cover for standard Radio/TV/SAT socket outlets
2CKA001753A0140 | 1743-775 | Active | 4011395127605 | 16.25 | 1 | 1 | stuk | Cover plates for data and communication system | BE31210 | TC (Mechanics Premium) | stuk | Cover plates data,com. system 1743-775 | 1743-775 Cover plate as cover for standard Radio/TV/SAT socket outlets | Cover Plate | 1743-775 Cover plate as cover for standard Radio/TV/SAT socket outlets
2CKA001753A0141 | 1746/10-775 | Active | 4011395127612 | 15.1 | 1 | 1 | stuk | Cover plates for data and communication system | BE31210 | TC (Mechanics Premium) | stuk | 1746/10-775 Cover plate | 1746/10-775 Cover plate | Cover Plate | 1746/10-775 Cover plate
2CKA001753A0142 | 1746-775 | Active | 4011395127629 | 21.85 | 1 | 1 | stuk | Cover plates for data and communication system | BE31210 | TC (Mechanics Premium) | stuk | 1746-775 Cover plate | 1746-775 Cover plate | Cover Plate | 1746-775 Cover plate
2CKA001753A0143 | 1749-775 | Active | 4011395127636 | 28.72 | 1 | 1 | stuk | Cover plates for data and communication system | BE31210 | TC (Mechanics Premium) | stuk | 1749-775 dekselMetalMounting plate | 1749-775 Cover plate with metal mounting plate | Cover Plate | 1749-775 Cover plate with metal mounting plate
2CKA001753A0145 | 1751-775 | Limited | 4011395127643 | 31.95 | 1 | 1 | stuk | Cover plates for data and communication system | BE31210 | TC (Mechanics Premium) | stuk | 1751-775 dekselMetalMounting plate | 1751-775 Cover plate with metal mounting plate | Cover Plate | 1751-775 Cover plate with metal mounting plate |  | 5.14
2CKA001753A0146 | 1756-775 | Active | 4011395127650 | 21.46 | 1 | 1 | stuk | Cover plates | BE31210 | TC (Mechanics Premium) | stuk | 1756-775 Cover plate | 1756-775 Cover plate | Cover Plate | 1756-775 Cover plate
2CKA001753A0147 | 1758-775 | Active | 4011395127667 | 25.25 | 1 | 1 | stuk | Cover plates for data and communication system | BE31210 | TC (Mechanics Premium) | stuk | 1758-775 dekselMetalMounting plate | 1758-775 Cover plate with metal mounting plate | Cover Plate | 1758-775 Cover plate with metal mounting plate
2CKA001753A0148 | 1766-775 | Active | 4011395127674 | 16.25 | 1 | 1 | stuk | Cover plates for data and communication system | BE31210 | TC (Mechanics Premium) | stuk | 1766-775 Cover plate | 1766-775 Cover plate | Cover Plate | 1766-775 Cover plate
2CKA001753A0149 | 1770-775 | Active | 4011395127681 | 26.07 | 1 | 1 | stuk | Control elements / cover plates | BE31210 | TH (Electronic Basic ran) | stuk | 1770-775 deksel rotary ctrl label | 1770-775 Cover plate with rotary control, with marking | Cover Plate | 1770-775 Cover plate with rotary control, with marking
2CKA001753A0150 | 1771-775 | Active | 4011395127698 | 26.07 | 1 | 1 | stuk | Control elements / cover plates | BE31210 | TH (Electronic Basic ran) | stuk | 1771-775 deksel rotary ctrl label | 1771-775 Cover plate with rotary control, with marking | Cover Plate | 1771-775 Cover plate with rotary control, with marking
2CKA001753A0151 | 1781-775 | Active | 4011395127704 | 31.84 | 1 | 1 | stuk | Cover plates | BE31210 | TC (Mechanics Premium) | stuk | 1781-775 deksel oper.knob,neon lamp | 1781-775 Cover plate with operating knob and neon lamp | Cover Plate | 1781-775 Cover plate with operating knob and neon lamp
2CKA001753A0152 | 1785-775 | Active | 4011395127711 | 29.86 | 1 | 1 | stuk | Cover plates | BE31210 | TC (Mechanics Premium) | stuk | 1785-775 deksel oper.knob,neon lamp | 1785-775 Cover plate with operating knob and neon lamp | Cover Plate | 1785-775 Cover plate with operating knob and neon lamp
2CKA001753A0153 | 1786-775 | Active | 4011395127728 | 26.29 | 1 | 1 | stuk | Cover plates | BE31210 | TC (Mechanics Premium) | stuk | 1786-775 deksel oper.knob,neon lamp | 1786-775 Cover plate with operating knob and neon lamp | Cover Plate | 1786-775 Cover plate with operating knob and neon lamp
2CKA001753A0155 | 1789 KI-775 | Active | 4011395127742 | 27.68 | 1 | 1 | stuk | Cover plates | BE31210 | TC (Mechanics Premium) | stuk | 1789 KI-775 deksel oper.knob,neon lamp | 1789 KI-775 Cover plate with operating knob and neon lamp | Cover Plate | 1789 KI-775 Cover plate with operating knob and neon lamp
2CKA001753A0156 | 1789 LI-775 | Active | 4011395127759 | 27.68 | 1 | 1 | stuk | Cover plates | BE31210 | TC (Mechanics Premium) | stuk | 1789 LI-775 deksel oper.knob,neon lamp | 1789 LI-775 Cover plate with operating knob and neon lamp | Cover Plate | 1789 LI-775 Cover plate with operating knob and neon lamp
2CKA001753A0157 | 1789 TR-775 | Active | 4011395127766 | 27.68 | 1 | 1 | stuk | Cover plates | BE31210 | TC (Mechanics Premium) | stuk | 1789 TR-775 deksel oper.knob,neon lamp | 1789 TR-775 Cover plate with operating knob and neon lamp | Cover Plate | 1789 TR-775 Cover plate with operating knob and neon lamp
2CKA001753A0158 | 1789-775-101 | Active | 4011395127773 | 26.29 | 1 | 1 | stuk | Cover plates | BE31210 | TC (Mechanics Premium) | stuk | 1789-775-101 deksel oper.knob,neon lamp | 1789-775-101 Cover plate with operating knob and neon lamp | Cover Plate | 1789-775-101 Cover plate with operating knob and neon lamp
2CKA001753A0159 | 1792-775 | Active | 4011395127780 | 74.61 | 1 | 1 | stuk | Cover plates | BE31210 | TC (Mechanics Premium) | stuk | 1792-775 Cover plate | 1792-775 Cover plate | Cover Plate | 1792-775 Cover plate
2CKA001753A0160 | 1800-775 | Active | 4011395127797 | 25.36 | 1 | 1 | stuk | Cover plates for data and communication system | BE31210 | TC (Mechanics Premium) | stuk | 1800-775 deksel label field | 1800-775 Cover plate with labelling field | Cover Plate | 1800-775 Cover plate with labelling field
2CKA001753A0161 | 1803-02-775 | Active | 4011395127803 | 16.25 | 1 | 1 | stuk | Cover plates for data and communication system | BE31210 | TC (Mechanics Premium) | stuk | 1803-02-775 deksel2gang | 1803-02-775 Cover plate 2gang | Cover Plate | 1803-02-775 Cover plate 2gang
2CKA001753A0162 | 1803-775 | Active | 4011395127810 | 16.25 | 1 | 1 | stuk | Cover plates for data and communication system | BE31210 | TC (Mechanics Premium) | stuk | 1803-775 Cover plate | 1803-775 Cover plate | Cover Plate | 1803-775 Cover plate
2CKA001753A0164 | 1740 DR-774 | Active | 4011395127834 | 22.31 | 1 | 1 | stuk | Cover plates for blind control | BE31210 | TC (Mechanics Premium) | stuk | 1740 DR-774 deksel rotary ctrl label | 1740 DR-774 Cover plate with rotary control, with marking | Cover Plate | 1740 DR-774 Cover plate with rotary control, with marking
2CKA001753A0166 | 1742-774 | Active | 4011395127858 | 20.76 | 1 | 1 | stuk | Cover plates for data and communication system | BE31210 | TC (Mechanics Premium) | stuk | 1742-774 Blank plate MetalMounting plate | 1742-774 Blank plate with metal mounting plate | Blind Plate | 1742-774 Blank plate with metal mounting plate
2CKA001753A0167 | 1743-03-774 | Active | 4011395127865 | 16.25 | 1 | 1 | stuk | Cover plates for data and communication system | BE31210 | TC (Mechanics Premium) | stuk | Cover plates for data,com. system 1743-03-774 | 1743-03-774 Cover plate as cover for standard Radio/TV/SAT socket outlets | Cover Plate | 1743-03-774 Cover plate as cover for standard Radio/TV/SAT socket outlets
2CKA001753A0168 | 1743-774 | Active | 4011395127872 | 16.25 | 1 | 1 | stuk | Cover plates for data and communication system | BE31210 | TC (Mechanics Premium) | stuk | Cover plates data,com. system 1743-774 | 1743-774 Cover plate as cover for standard Radio/TV/SAT socket outlets | Cover Plate | 1743-774 Cover plate as cover for standard Radio/TV/SAT socket outlets
2CKA001753A0170 | 1746/10-774 | Active | 4011395127889 | 15.1 | 1 | 1 | stuk | Cover plates for data and communication system | BE31210 | TC (Mechanics Premium) | stuk | 1746/10-774 Cover plate | 1746/10-774 Cover plate | Cover Plate | 1746/10-774 Cover plate
2CKA001753A0171 | 1746-774 | Active | 4011395127896 | 21.85 | 1 | 1 | stuk | Cover plates for data and communication system | BE31210 | TC (Mechanics Premium) | stuk | 1746-774 Cover plate | 1746-774 Cover plate | Cover Plate | 1746-774 Cover plate
2CKA001753A0172 | 1749-774 | Active | 4011395127919 | 28.72 | 1 | 1 | stuk | Cover plates for data and communication system | BE31210 | TC (Mechanics Premium) | stuk | 1749-774 dekselMetalMounting plate | 1749-774 Cover plate with metal mounting plate | Cover Plate | 1749-774 Cover plate with metal mounting plate
2CKA001753A0173 | 1751-774 | Limited | 4011395127926 | 31.95 | 1 | 1 | stuk | Cover plates for data and communication system | BE31210 | TC (Mechanics Premium) | stuk | 1751-774 dekselMetalMounting plate | 1751-774 Cover plate with metal mounting plate | Cover Plate | 1751-774 Cover plate with metal mounting plate |  | 5.14
2CKA001753A0174 | 1756-774 | Active | 4011395127933 | 21.46 | 1 | 1 | stuk | Cover plates | BE31210 | TC (Mechanics Premium) | stuk | 1756-774 Cover plate | 1756-774 Cover plate | Cover Plate | 1756-774 Cover plate
2CKA001753A0175 | 1758-774 | Active | 4011395127940 | 25.25 | 1 | 1 | stuk | Cover plates for data and communication system | BE31210 | TC (Mechanics Premium) | stuk | 1758-774 dekselMetalMounting plate | 1758-774 Cover plate with metal mounting plate | Cover Plate | 1758-774 Cover plate with metal mounting plate
2CKA001753A0176 | 1766-774 | Active | 4011395127957 | 16.25 | 1 | 1 | stuk | Cover plates for data and communication system | BE31210 | TC (Mechanics Premium) | stuk | 1766-774 Cover plate | 1766-774 Cover plate | Cover Plate | 1766-774 Cover plate
2CKA001753A0178 | 1770-774 | Active | 4011395127964 | 26.07 | 1 | 1 | stuk | Control elements / cover plates | BE31210 | TH (Electronic Basic ran) | stuk | 1770-774 deksel rotary ctrl label | 1770-774 Cover plate with rotary control, with marking | Cover Plate | 1770-774 Cover plate with rotary control, with marking
2CKA001753A0179 | 1771-774 | Active | 4011395127971 | 26.07 | 1 | 1 | stuk | Control elements / cover plates | BE31210 | TH (Electronic Basic ran) | stuk | 1771-774 deksel rotary ctrl label | 1771-774 Cover plate with rotary control, with marking | Cover Plate | 1771-774 Cover plate with rotary control, with marking
2CKA001753A0180 | 1781-774 | Active | 4011395127988 | 31.84 | 1 | 1 | stuk | Cover plates | BE31210 | TC (Mechanics Premium) | stuk | 1781-774 deksel oper.knob,neon lamp | 1781-774 Cover plate with operating knob and neon lamp | Cover Plate | 1781-774 Cover plate with operating knob and neon lamp
2CKA001753A0181 | 1785-774 | Active | 4011395127995 | 29.86 | 1 | 1 | stuk | Cover plates | BE31210 | TC (Mechanics Premium) | stuk | 1785-774 deksel oper.knob,neon lamp | 1785-774 Cover plate with operating knob and neon lamp | Cover Plate | 1785-774 Cover plate with operating knob and neon lamp
2CKA001753A0182 | 1786-774 | Active | 4011395128015 | 26.29 | 1 | 1 | stuk | Cover plates | BE31210 | TC (Mechanics Premium) | stuk | 1786-774 deksel oper.knob,neon lamp | 1786-774 Cover plate with operating knob and neon lamp | Cover Plate | 1786-774 Cover plate with operating knob and neon lamp
2CKA001753A0186 | 1789 KI-774 | Active | 4011395128046 | 27.68 | 1 | 1 | stuk | Cover plates | BE31210 | TC (Mechanics Premium) | stuk | 1789 KI-774 deksel oper.knob,neon lamp | 1789 KI-774 Cover plate with operating knob and neon lamp | Cover Plate | 1789 KI-774 Cover plate with operating knob and neon lamp
2CKA001753A0187 | 1789 LI-774 | Active | 4011395128060 | 27.68 | 1 | 1 | stuk | Cover plates | BE31210 | TC (Mechanics Premium) | stuk | 1789 LI-774 deksel oper.knob,neon lamp | 1789 LI-774 Cover plate with operating knob and neon lamp | Cover Plate | 1789 LI-774 Cover plate with operating knob and neon lamp
2CKA001753A0188 | 1789 TR-774 | Active | 4011395128077 | 27.68 | 1 | 1 | stuk | Cover plates | BE31210 | TC (Mechanics Premium) | stuk | 1789 TR-774 deksel oper.knob,neon lamp | 1789 TR-774 Cover plate with operating knob and neon lamp | Cover Plate | 1789 TR-774 Cover plate with operating knob and neon lamp
2CKA001753A0189 | 1789-774-101 | Active | 4011395128084 | 26.29 | 1 | 1 | stuk | Cover plates | BE31210 | TC (Mechanics Premium) | stuk | 1789-774-101 deksel oper.knob,neon lamp | 1789-774-101 Cover plate with operating knob and neon lamp | Cover Plate | 1789-774-101 Cover plate with operating knob and neon lamp
2CKA001753A0190 | 1792-774 | Active | 4011395128091 | 74.61 | 1 | 1 | stuk | Cover plates | BE31210 | TC (Mechanics Premium) | stuk | 1792-774 Cover plate | 1792-774 Cover plate | Cover Plate | 1792-774 Cover plate
2CKA001753A0191 | 1800-774 | Active | 4011395128114 | 25.36 | 1 | 1 | stuk | Cover plates for data and communication system | BE31210 | TC (Mechanics Premium) | stuk | 1800-774 deksel label field | 1800-774 Cover plate with labelling field | Cover Plate | 1800-774 Cover plate with labelling field
2CKA001753A0192 | 1803-02-774 | Active | 4011395128121 | 16.25 | 1 | 1 | stuk | Cover plates for data and communication system | BE31210 | TC (Mechanics Premium) | stuk | 1803-02-774 deksel2gang | 1803-02-774 Cover plate 2gang | Cover Plate | 1803-02-774 Cover plate 2gang
2CKA001753A0194 | 1803-774 | Active | 4011395128138 | 16.25 | 1 | 1 | stuk | Cover plates for data and communication system | BE31210 | TC (Mechanics Premium) | stuk | Afdekplaat 1803-774 | 1803-774 Cover plate | Cover Plate | 1803-774 Cover plate
2CKA001753A0224 | 1796-914 | Active | 4011395191583 | 6.11 | 1 | 1 | stuk | Cover plates white | BE31210 | TA (Mech Stnd WA & SSM) | stuk | cpl v trekschak 2610/6Uxx SI-B | 1796-914 Couvercle, blanc alpin, capots pour interrupteurs/boutons-poussoirs | c-plate pull-cord | 1796-914 Cover plate for pull switch 2610/6 UC-xx, 2610/6 UJ-xx |  | 5.14
2CKA001753A0225 | 1803-914 | Active | 4011395190708 | 6.01 | 1 | 1 | stuk | Cover plates white for data and communication system | BE31210 | TA (Mech Stnd WA & SSM) | stuk | cpl v data 1xRJ45 SI-B | 1803-914 Plaque couvercle, blanc alpin, capots pour communication de données | c-plate UAE 1gang | 1803-914 Cover plate
2CKA001753A0226 | 1803-02-914 | Active | 4011395190715 | 6.01 | 1 | 1 | stuk | Cover plates white for data and communication system | BE31210 | TA (Mech Stnd WA & SSM) | stuk | cpl v data 2xRJ45 SI-B | 1803-02-914 Plaque couvercle, blanc alpin, capots pour communication de données | c-plate UAE 2gang | 1803-02-914 Cover plate 2gang
2CKA001753A0229 | 1800-914 | Active | 4011395190784 | 11.19 | 1 | 1 | stuk | Cover plates white for data and communication system | BE31210 | TA (Mech Stnd WA & SSM) | stuk | cpl 2xmod jack schuifjes SI-B | 1800-914 Plaque couvercle, blanc alpin, capots pour communication de données | c-plate ModJack 2gang | 1800-914 Cover plate with labelling field
2CKA001753A0230 | 2561-914 | Active | 4011395190791 | 10.15 | 1 | 1 | stuk | Cover plates white for data and communication system | BE31210 | TA (Mech Stnd WA & SSM) | stuk | cpl 1xMJ 216000-2/216005-4 SI-B | 2561-914 Plaque couvercle, blanc alpin, capots pour communication de données | c-plate ModJack 1gang | 2561-914 Cover plate
2CKA001753A0231 | 2542 DR-914 | Active | 4011395190623 | 8.06 | 1 | 1 | stuk | Cover plates white for blind control | BE31210 | TA (Mech Stnd WA & SSM) | stuk | cpl+knop v jal draai SI-B | 2542 DR-914 Plaque couvercle, blanc alpin, éléments pour boîtier de commande/minuterie de stores vénitiens | c-plate rotary blinds | 2542 DR-914 Cover plate with rotary control, with marking
2CKA001753A0232 | 2561-02-914 | Active | 4011395190838 | 10.73 | 1 | 1 | stuk | Cover plates white for data and communication system | BE31210 | TA (Mech Stnd WA & SSM) | stuk | cpl 2xMJ 216000-2/216005-4 SI-B | 2561-02-914 Plaque couvercle, blanc alpin, capots pour communication de données | c-plate WESTERN 2g | 2561-02-914 Cover plate with metal mounting plate
2CKA001753A0233 | 1769-914 | Active | 4011395190845 | 21.34 | 1 | 1 | stuk | Cover plates white for data and communication system | BE31210 | TA (Mech Stnd WA & SSM) | stuk | cpl v AMP ACO inzet schuin SI-B | 1769-914 Plaque couvercle, blanc alpin, capots pour communication de données | c-plate AMP-ACO | 1769-914 Cover plate with labelling field
2CKA001753A0234 | 1770-914-102 | Active | 4011395191651 | 8.19 | 1 | 1 | stuk | Control elements / cover plates | BE31210 | TH (Electronic Basic ran) | stuk | cpl+knop v 1070U 15min SI-B | 1770 PZ-914-102 Plaque couvercle, blanc alpin, éléments pour boîtier de commande/minuterie de stores vénitiens | c-plate rotary 15min | 1770-914-102 Cover plate with rotary knob, with marking
2CKA001753A0236 | 1771-914-102 | Active | 4011395191668 | 8.19 | 1 | 1 | stuk | Control elements / cover plates | BE31210 | TH (Electronic Basic ran) | stuk | cpl+knop v 1071U 120min SI-B | 1771 PZ-914-102 Plaque couvercle, blanc alpin, éléments pour boîtier de commande/minuterie de stores vénitiens | c-plate rotary120min | 1771-914-102 Cover plate with rotary knob, with marking
2CKA001753A0251 | 1756-884 | Active | 4011395225868 | 15.69 | 1 | 1 | stuk | Cover plates colored/metal | BE31210 | TC (Mechanics Premium) | stuk | cpl zonder lens v 2661U f-matwit | 1756-884 Plaque couvercle, blanc studio, mat, capots pour voyants LED | Cover plate for LED light | 1756-884 Cover plate for indication lamp
2CKA001753A0252 | 1756-885 | Active | 4011395225875 | 15.69 | 1 | 1 | stuk | Cover plates colored/metal | BE31210 | TC (Mechanics Premium) | stuk | cpl zonder lens v 2661U fMatzw | 1756-885 Plaque couvercle, noir mat, capots pour voyants LED | Cover plate for LED light | 1756-885 Cover plate for indication lamp
2CKA001753A0254 | 1770-803-103 | Active | 4011395226452 | 22.03 | 1 | 1 | stuk | Control elements / cover plates | BE31210 | TC (Mechanics Premium) | stuk | cpl+greep v 1070U 15min s-grijsmetall | 1770-803-103 Plaque couvercle, gris métallique, éléments pour boîtier de commande/minuterie de stores vénitiens | Cover plate for timer | 1770-803-103 Cover plate with rotary knob, with marking
2CKA001753A0255 | 1770-81-103 | Active | 4011395226469 | 15.39 | 1 | 1 | stuk | Control elements / cover plates | BE31210 | TC (Mechanics Premium) | stuk | cpl+greep v 1070U 15min f-antraciet | 1770-81-103 Plaque couvercle, anthracite, éléments pour boîtier de commande/minuterie de stores vénitiens | Cover plate for timer | 1770-81-103 Cover plate with rotary knob, with marking
2CKA001753A0256 | 1770-82-103 | Active | 4011395226476 | 13.44 | 1 | 1 | stuk | Control elements / cover plates | BE31210 | TC (Mechanics Premium) | stuk | cpl+greep v 1070U 15min s-ivoor | 1770-82-103 Plaque couvercle, blanc ivoire, éléments pour boîtier de commande/minuterie de stores vénitiens | Cover plate for timer | 1770-82-103 Cover plate with rotary knob, with marking
2CKA001753A0257 | 1770-83-103 | Active | 4011395226490 | 22.03 | 1 | 1 | stuk | Control elements / cover plates | BE31210 | TC (Mechanics Premium) | stuk | cpl+greep v 1070U 15min f-aluzilver | 1770-83-103 Plaque couvercle, argent aluminium, éléments pour boîtier de commande/minuterie de stores vénitiens | Cover plate for timer | 1770-83-103 Cover plate with rotary knob, with marking
2CKA001753A0258 | 1770-84-103 | Active | 4011395226506 | 13.44 | 1 | 1 | stuk | Control elements / cover plates | BE31210 | TC (Mechanics Premium) | stuk | cpl+greep v 1070U 15min s-studiowit | 1770-84-103 Plaque couvercle, blanc studio, éléments pour boîtier de commande/minuterie de stores vénitiens | Cover plate for timer | 1770-84-103 Cover plate with rotary knob, with marking
2CKA001753A0259 | 1770-866-103 | Active | 4011395226520 | 35.63 | 1 | 1 | stuk | Control elements / cover plates | BE31210 | TC (Mechanics Premium) | stuk | cpl+greep v 1070U 15min pure-rvs | 1770-866-103 Plaque couvercle, acier inoxydable, éléments pour boîtier de commande/minuterie de stores vénitiens | Cover plate for timer | 1770-866-103 Cover plate with rotary knob, with marking
2CKA001753A0260 | 1770-884-103 | Active | 4011395226537 | 22.03 | 1 | 1 | stuk | Control elements / cover plates | BE31210 | TC (Mechanics Premium) | stuk | cpl+greep v 1070U 15min f-matwit | 1770-884-103 Plaque couvercle, blanc studio mat, éléments pour boîtier de commande/minuterie de stores vénitiens | Cover plate for timer | 1770-884-103 Cover plate with rotary knob, with marking
2CKA001753A0261 | 1770-885-103 | Active | 4011395226544 | 22.03 | 1 | 1 | stuk | Control elements / cover plates | BE31210 | TC (Mechanics Premium) | stuk | cpl+greep v 1070U 15min f-matzw | 1770-885-103 Plaque couvercle, noir mat, éléments pour boîtier de commande/minuterie de stores vénitiens | Cover plate for timer | 1770-885-103 Cover plate with rotary knob, with marking
2CKA001753A0263 | 1770-914-103 | Active | 4011395226568 | 8.06 | 1 | 1 | stuk | Control elements / cover plates | BE31210 | TA (Mech Stnd WA & SSM) | stuk | cpl+greep v 1070U 15min SI-B | 1770 PZ-914-103 Plaque couvercle, blanc alpin, éléments pour boîtier de commande/minuterie de stores vénitiens | Face plate grip 15min | 1770-914-103 Cover plate with rotary knob, with marking
2CKA001753A0264 | 1771-803-103 | Active | 4011395226582 | 22.03 | 1 | 1 | stuk | Control elements / cover plates | BE31210 | TC (Mechanics Premium) | stuk | cpl+greep v 1071U 120min s-grijsmetall | 1771-803-103 Plaque couvercle, gris métallique, éléments pour boîtier de commande/minuterie de stores vénitiens | Cover plate for timer | 1771-803-103 Cover plate with rotary knob, with marking
2CKA001753A0265 | 1771-81-103 | Active | 4011395226605 | 15.39 | 1 | 1 | stuk | Control elements / cover plates | BE31210 | TC (Mechanics Premium) | stuk | cpl+greep v 1071U 120min f-antraciet | 1771-81-103 Plaque couvercle, anthracite, éléments pour boîtier de commande/minuterie de stores vénitiens | Cover plate for timer | 1771-81-103 Cover plate with rotary knob, with marking
2CKA001753A0266 | 1771-82-103 | Active | 4011395226629 | 13.44 | 1 | 1 | stuk | Control elements / cover plates | BE31210 | TC (Mechanics Premium) | stuk | cpl+greep v 1071U 120min s-ivoor | 1771-82-103 Plaque couvercle, blanc ivoire, éléments pour boîtier de commande/minuterie de stores vénitiens | Cover plate for timer | 1771-82-103 Cover plate with rotary knob, with marking
2CKA001753A0267 | 1771-83-103 | Active | 4011395226636 | 22.03 | 1 | 1 | stuk | Control elements / cover plates | BE31210 | TC (Mechanics Premium) | stuk | cpl+greep v 1071U 120min f-aluailver | 1771-83-103 Plaque couvercle, argent aluminium, éléments pour boîtier de commande/minuterie de stores vénitiens | Cover plate for timer | 1771-83-103 Cover plate with rotary knob, with marking
2CKA001753A0301 | 1771-84-103 | Active | 4011395226643 | 13.44 | 1 | 1 | stuk | Control elements / cover plates | BE31210 | TC (Mechanics Premium) | stuk | cpl+greep v 1071U 120min s-studiowit | 1771-84-103 Plaque couvercle, blanc studio, éléments pour boîtier de commande/minuterie de stores vénitiens | Cover plate for timer | 1771-84-103 Cover plate with rotary knob, with marking
2CKA001753A0302 | 1771-866-103 | Active | 4011395226650 | 35.63 | 1 | 1 | stuk | Control elements / cover plates | BE31210 | TC (Mechanics Premium) | stuk | cpl+greep v 1071U 120min pure-rvs | 1771-866-103 Plaque couvercle, acier inoxydable, éléments pour boîtier de commande/minuterie de stores vénitiens | Cover plate for timer | 1771-866-103 Cover plate with rotary knob, with marking
2CKA001753A0303 | 1771-884-103 | Active | 4011395226667 | 22.03 | 1 | 1 | stuk | Control elements / cover plates | BE31210 | TC (Mechanics Premium) | stuk | cpl+greep v 1071U 120min f-matwit | 1771-884-103 Plaque couvercle, blanc studio mat, éléments pour boîtier de commande/minuterie de stores vénitiens | Cover plate for timer | 1771-884-103 Cover plate with rotary knob, with marking
2CKA001753A0304 | 1771-885-103 | Active | 4011395227336 | 22.03 | 1 | 1 | stuk | Control elements / cover plates | BE31210 | TC (Mechanics Premium) | stuk | cpl+greep v 1071U 120min f-matzw | 1771-885-103 Plaque couvercle, noir mat, éléments pour boîtier de commande/minuterie de stores vénitiens | Cover plate for timer | 1771-885-103 Cover plate with rotary knob, with marking
2CKA001753A0306 | 1771-914-103 | Active | 4011395227350 | 8.06 | 1 | 1 | stuk | Control elements / cover plates | BE31210 | TA (Mech Stnd WA & SSM) | stuk | cpl+greep v 1071U 120min SI-B | 1771 PZ-914-103 Plaque couvercle, blanc alpin, éléments pour boîtier de commande/minuterie de stores vénitiens | Face plate grip 120min | 1771-914-103 Cover plate with rotary knob, with marking
2CKA001753A0307 | 1796-803 | Active | 4011395228142 | 15.57 | 1 | 1 | stuk | Cover plates colored/metal | BE31210 | TC (Mechanics Premium) | stuk | cpl v trekschak 2610/6U s-grijsMET | 1796-803 Plaque couvercle, gris métallique, capots pour interrupteurs/boutons-poussoirs | Cover plate for pull switches | 1796-803 Cover plate for pull switch 2610/6 UC-xx, 2610/6 UJ-xx
2CKA001753A0308 | 1796-81 | Active | 4011395228333 | 13.78 | 1 | 1 | stuk | Cover plates colored/metal | BE31210 | TC (Mechanics Premium) | stuk | cpl v trekschak 2610/6U f-antraciet | 1796-81 Couvercle, anthracite, capots pour interrupteurs/boutons-poussoirs | Cover plate for pull switches | 1796-81 Cover plate for pull switch 2610/6 UC-xx, 2610/6 UJ-xx
2CKA001753A0309 | 1796-82 | Active | 4011395228357 | 10.32 | 1 | 1 | stuk | Cover plates white | BE31210 | TC (Mechanics Premium) | stuk | cpl v trekschak 2610/6U s-ivoor | 1796-82 Couvercle, blanc ivoire, capots pour interrupteurs/boutons-poussoirs | Cover plate for pull switches | 1796-82 Cover plate for pull switch 2610/6 UC-xx, 2610/6 UJ-xx
2CKA001753A0310 | 1796-83 | Active | 4011395228364 | 15.57 | 1 | 1 | stuk | Cover plates colored/metal | BE31210 | TC (Mechanics Premium) | stuk | cpl v trekschak 2610/6U f-aluzilver | 1796-83 Couvercle, argent aluminium, capots pour interrupteurs/boutons-poussoirs | Cover plate for pull switches | 1796-83 Cover plate for pull switch 2610/6 UC-xx, 2610/6 UJ-xx
2CKA001753A0311 | 1796-84 | Active | 4011395228371 | 10.32 | 1 | 1 | stuk | Cover plates white | BE31210 | TC (Mechanics Premium) | stuk | cpl v trekschak 2610/6U s-studiowit | 1796-84 Couvercle, blanc studio, capots pour interrupteurs/boutons-poussoirs | Cover plate for pull switches | 1796-84 Cover plate for pull switch 2610/6 UC-xx, 2610/6 UJ-xx
2CKA001753A0312 | 1796-866 | Active | 4011395228388 | 28.95 | 1 | 1 | stuk | Cover plates | BE31210 | TC (Mechanics Premium) | stuk | cpl v trekschak 2610/6U pure-rvs | 1796-866 Couvercle, acier inoxydable, capots pour interrupteurs/boutons-poussoirs | Cover plate for pull switches | 1796-866 Cover plate for pull switch 2610/6 UC-xx, 2610/6 UJ-xx
2CKA001753A0313 | 1796-884 | Active | 4011395228395 | 15.57 | 1 | 1 | stuk | Cover plates colored/metal | BE31210 | TC (Mechanics Premium) | stuk | cpl v trekschak 2610/6U f-matwit | 1796-884 Couvercle, blanc studio, mat, capots pour interrupteurs/boutons-poussoirs | Cover plate for pull switches | 1796-884 Cover plate for pull switch 2610/6 UC-xx, 2610/6 UJ-xx
2CKA001753A0314 | 1796-885 | Active | 4011395228616 | 15.57 | 1 | 1 | stuk | Cover plates colored/metal | BE31210 | TC (Mechanics Premium) | stuk | cpl v trekschak 2610/6U f-matzw | 1796-885 Couvercle, noir mat, capots pour interrupteurs/boutons-poussoirs | Cover plate for pull switches | 1796-885 Cover plate for pull switch 2610/6 UC-xx, 2610/6 UJ-xx
2CKA001753A0316 | 2561-02-803 | Active | 4011395227947 | 18.68 | 1 | 1 | stuk | Cover plates colored/metal for data and communication system | BE31210 | TC (Mechanics Premium) | stuk | cpl 2xMJ 216000-2/216005-4 s-grijs | 2561-02-803 Plaque couvercle, gris métallique, capots pour communication de données | Cover plate for data communication | 2561-02-803 Cover plate
2CKA001753A0317 | 2561-02-81 | Active | 4011395227954 | 18.05 | 1 | 1 | stuk | Cover plates colored/metal for data and communication system | BE31210 | TC (Mechanics Premium) | stuk | cpl 2xMJ 216000-2/216005-4 f-antraciet | 2561-02-81 Plaque couvercle, anthracite, capots pour communication de données | Cover plate for data communication | 2561-02-81 Cover plate
2CKA001753A0392 | 2561-02-82 | Active | 4011395227961 | 15.57 | 1 | 1 | stuk | Cover plates white for data and communication system | BE31210 | TA (Mech Stnd WA & SSM) | stuk | cpl 2xMJ 216000-2/216005-4 s-ivoor | 2561-02-82 Plaque couvercle, blanc ivoire, capots pour communication de données | Cover plate for data communication | 2561-02-82 Cover plate
2CKA001753A0393 | 2561-02-83 | Active | 4011395227978 | 18.68 | 1 | 1 | stuk | Cover plates colored/metal for data and communication system | BE31210 | TC (Mechanics Premium) | stuk | cpl 2xMJ 216000-2/216005-4 f-aluzilver | 2561-02-83 Plaque couvercle, argent aluminium, capots pour communication de données | Cover plate for data communication | 2561-02-83 Cover plate
2CKA001753A0394 | 2561-02-84 | Active | 4011395227992 | 15.1 | 1 | 1 | stuk | Cover plates white for data and communication system | BE31210 | TA (Mech Stnd WA & SSM) | stuk | cpl 2xMJ 216000-2/216005-4 s-studiowit | 2561-02-84 Plaque couvercle, blanc studio, capots pour communication de données | Cover plate for data communication | 2561-02-84 Cover plate
2CKA001753A0395 | 2561-02-866 | Active | 4011395228203 | 29.64 | 1 | 1 | stuk | Cover plates for data and communication | BE31210 | TC (Mechanics Premium) | stuk | cpl 2xMJ 216000-2/216005-4 pure rvs | 2561-02-866 Plaque couvercle, acier inoxydable, capots pour communication de données | Cover plate for data communication | 2561-02-866 Cover plate with metal mounting plate
2CKA001753A0396 | 2561-02-884 | Active | 4011395228210 | 18.68 | 1 | 1 | stuk | Cover plates colored/metal for data and communication system | BE31210 | TA (Mech Stnd WA & SSM) | stuk | cpl 2xMJ 216000-2/216005-4 f-matwit | 2561-02-884 Plaque couvercle, blanc studio, mat, capots pour communication de données | Cover plate for data communication | 2561-02-884 Cover plate
2CKA001753A0397 | 2561-02-885 | Active | 4011395228227 | 18.68 | 1 | 1 | stuk | Cover plates colored/metal for data and communication system | BE31210 | TC (Mechanics Premium) | stuk | cpl 2xMJ 216000-2/216005-4 f-matzw | 2561-02-885 Plaque couvercle, noir mat, capots pour communication de données | Cover plate for data communication | 2561-02-885 Cover plate
2CKA001753A0399 | 2561-803 | Active | 4011395228241 | 18.68 | 1 | 1 | stuk | Cover plates colored/metal for data and communication system | BE31210 | TC (Mechanics Premium) | stuk | cpl 1xMJ 216000-2/216005-4 s-grijs | 2561-803 Plaque couvercle, gris métallique, capots pour communication de données | Cover plate for data communication | 2561-803 Cover plate
2CKA001753A0400 | 2561-81 | Active | 4011395228258 | 18.05 | 1 | 1 | stuk | Cover plates colored/metal for data and communication system | BE31210 | TC (Mechanics Premium) | stuk | cpl 1xMJ 216000-2/216005-4 f-antraciet | 2561-81 Plaque couvercle, anthracite, capots pour communication de données | Cover plate for data communication | 2561-81 Cover plate
2CKA001753A0401 | 2561-82 | Active | 4011395228265 | 15.57 | 1 | 1 | stuk | Cover plates white for data and communication system | BE31210 | TA (Mech Stnd WA & SSM) | stuk | cpl 1xMJ 216000-2/216005-4 s-ivoor | 2561-82 Plaque couvercle, blanc ivoire, capots pour communication de données | Cover plate for data communication | 2561-82 Cover plate
2CKA001753A0402 | 2561-83 | Active | 4011395228272 | 18.68 | 1 | 1 | stuk | Cover plates colored/metal for data and communication system | BE31210 | TC (Mechanics Premium) | stuk | cpl 1xMJ 216000-2/216005-4 f-aluzilver | 2561-83 Plaque couvercle, argent aluminium, capots pour communication de données | Cover plate for data communication | 2561-83 Cover plate
2CKA001753A0403 | 2561-84 | Active | 4011395228180 | 26.79 | 1 | 1 | stuk | Cover plates white for data and communication system | BE31210 | TC (Mechanics Premium) | stuk | 2561-84 | 2561-84 Cover plate | 2561-84 Cover plate | 2561-84 Cover plate
2CKA001753A0404 | 2561-866 | Active | 4011395228289 | 29.64 | 1 | 1 | stuk | Cover plates for data and communication | BE31210 | TC (Mechanics Premium) | stuk | cpl 1xMJ 216000-2/216005-4 pure rvs | 2561-866 Plaque couvercle, acier inoxydable, capots pour communication de données | Cover plate for data communication | 2561-866 Cover plate
2CKA001753A0405 | 2561-884 | Active | 4011395228296 | 18.68 | 1 | 1 | stuk | Cover plates colored/metal for data and communication system | BE31210 | TA (Mech Stnd WA & SSM) | stuk | cpl 1xMJ 216000-2/216005-4 f-matwit | 2561-884 Plaque couvercle, blanc studio, mat, capots pour communication de données | Cover plate for data communication | 2561-884 Cover plate
2CKA001753A0406 | 2561-885 | Active | 4011395228302 | 18.68 | 1 | 1 | stuk | Cover plates colored/metal for data and communication system | BE31210 | TC (Mechanics Premium) | stuk | cpl 1xMJ 216000-2/216005-4 f-matzw | 2561-885 Plaque couvercle, noir mat, capots pour communication de données | Cover plate for data communication | 2561-885 Cover plate
2CKA001753A1092 | 1740 DR-20 | Active | 4011395137802 | 20.48 | 1 | 1 | stuk | Alpha | BE31210 | TC (Mechanics Premium) | stuk | Alpha 1740 DR-20 | 1740 DR-20 Cover plate with rotary control, with marking | CENTER PLATE | 1740 DR-20 Cover plate with rotary control, with marking
2CKA001753A1118 | 1742-20 | Active | 4011395137901 | 19.66 | 1 | 1 | stuk | Alpha | BE31210 | TC (Mechanics Premium) | stuk | AN BLINDPLAAT+RING PLATINA | AN CACHE+BAGUE PLATINE | Blank Plate | 1742-20 Blank plate with metal mounting plate
2CKA001753A1126 | 1743-20 | Active | 4011395138007 | 14.93 | 1 | 1 | stuk | Alpha | BE31210 | TC (Mechanics Premium) | stuk | AN Centr.Plaat TV/FM st,. PLATINA | AN CACHE TV/FM STANDARD PLATINE | Cover Plate TV | 1743-20 Cover plate as cover for standard Radio/TV/SAT socket outlets
2CKA001753A1167 | 1748-20 | Active | 4011395138403 | 26.29 | 1 | 1 | stuk | Alpha | BE31210 | TC (Mechanics Premium) | stuk | Afdekplaat 1748-20 | 1748-20 Cover plate | Cover Plate | 1748-20 Cover plate
2CKA001753A1175 | 1740 DR-21 | Active | 4011395138502 | 20.48 | 1 | 1 | stuk | Alpha | BE31210 | TC (Mechanics Premium) | stuk | Alpha 1740 DR-21 | 1740 DR-21 Cover plate with rotary control, with marking | CENTER PLATE | 1740 DR-21 Cover plate with rotary control, with marking
2CKA001753A1431 | 1742-21 | Active | 4011395140802 | 19.66 | 1 | 1 | stuk | Alpha | BE31210 | TC (Mechanics Premium) | stuk | Blind Centr.Plaat | Fausse plaque centrale | CENTER PLATE | 1742-21 Blank plate with metal mounting plate
2CKA001753A1449 | 1743-21 | Active | 4011395140901 | 14.93 | 1 | 1 | stuk | Alpha | BE31210 | TC (Mechanics Premium) | stuk | Alpha 1743-21 | 1743-21 Cover plate as cover for standard Radio/TV/SAT socket outlets | CENTER PLATE | 1743-21 Cover plate as cover for standard Radio/TV/SAT socket outlets
2CKA001753A1480 | 1748-21 | Active | 4011395141304 | 26.29 | 1 | 1 | stuk | Alpha | BE31210 | TC (Mechanics Premium) | stuk | Afdekplaat 1748-21 | 1748-21 Cover plate | Cover Plate | 1748-21 Cover plate
2CKA001753A1506 | 1756-20 | Active | 4011395141502 | 21.39 | 1 | 1 | stuk | Alpha | BE31210 | TC (Mechanics Premium) | stuk | 1756-20 dekselind.lamp | 1756-20 Cover plate for indication lamp | CENTER PLATE | 1756-20 Cover plate for indication lamp
2CKA001753A1522 | 1756-21 | Active | 4011395141700 | 21.39 | 1 | 1 | stuk | Alpha | BE31210 | TC (Mechanics Premium) | stuk | 1756-21 dekselind.lamp | 1756-21 Cover plate for indication lamp | CENTER PLATE | 1756-21 Cover plate for indication lamp
2CKA001753A1753 | 1746-20 FN | Active | 4011395143803 | 23.06 | 1 | 1 | stuk | Alpha | BE31210 | TC (Mechanics Premium) | stuk | Afdek.TAE deksel | Plaque de recouvrement, TAE, couvercle clapet | CENTER PLATE | 1746-20 FN Cover plate
2CKA001753A1761 | 1746-21 FN | Active | 4011395143902 | 23.06 | 1 | 1 | stuk | Alpha | BE31210 | TC (Mechanics Premium) | stuk | Afdek.TAE deksel | Plaque de recouvrement, TAE, couvercle clapet | CENTER PLATE | 1746-21 FN Cover plate
2CKA001753A2389 | 2548-214-50 A | Active | 4011395150108 | 7.37 | 1 | 1 | stuk | Cover plates white for data and communication system | BE31210 | TA (Mech Stnd WA & SSM) | stuk | Blind Centr.Plaat alpinewit | Fausse plaque centrale blanc alpin | Cover Plate | 2548-214-50 A Blank plate
2CKA001753A2629 | 1766-20 | Active | 4011395152508 | 14.93 | 1 | 1 | stuk | Alpha | BE31210 | TC (Mechanics Premium) | stuk | Afdek.TAE platina | Plaque de recouvrement, TAE platine | Cover Plate | 1766-20 Cover plate
2CKA001753A2637 | 1766-21 | Active | 4011395152607 | 14.93 | 1 | 1 | stuk | Alpha | BE31210 | TC (Mechanics Premium) | stuk | 1766-21 Cover plate | Plaque de recouvrement, TAE bronze | Cover Plate | 1766-21 Cover plate
2CKA001753A3916 | 2561-20 | Active | 4011395461709 | 24.8 | 1 | 1 | stuk | Alpha | BE31210 | TC (Mechanics Premium) | stuk | Alpha 2561-20 | 2561-20 Cover plate with metal mounting plate | CENTER PLATE | 2561-20 Cover plate with metal mounting plate
2CKA001753A3924 | 2561-21 | Active | 4011395461600 | 24.8 | 1 | 1 | stuk | Alpha | BE31210 | TC (Mechanics Premium) | stuk | Alpha 2561-21 | 2561-21 Cover plate with metal mounting plate | CENTER PLATE | 2561-21 Cover plate with metal mounting plate
2CKA001753A4047 | 2561-02-20 | Active | 4011395459409 | 24.56 | 1 | 1 | stuk | Alpha | BE31210 | TA (Mech Stnd WA & SSM) | stuk | cpl 2xMJ 216000-2/216005-4 a-platin | Plaque de recouvrement, 2 jack Avec bague-support platine | Cover Plate | 2561-02-20 Cover plate with metal mounting plate
2CKA001753A4054 | 2561-02-21 | Active | 4011395462607 | 24.56 | 1 | 1 | stuk | Alpha | BE31210 | TA (Mech Stnd WA & SSM) | stuk | cpl 2xMJ 216000-2/216005-4 a-brons | Plaque de recouvrement, 2 jack Avec bague-support bronze | Cover Plate | 2561-02-21 Cover plate with metal mounting plate
2CKA001753A4121 | 1721-284/11 | Active | 4011395170687 | 7.15 | 1 | 1 | stuk | Frames white | BE31210 | TA (Mech Stnd WA & SSM) | stuk | Afdekraam studio wit enkel | Plaques de recouvrement blanc studio simple | Cover Frame studio white 1-gang | 1721-284/11 Cover frame Busch-axcent® flat 1gang frame
2CKA001753A4122 | 1722-284/11 | Active | 4011395170694 | 9.81 | 1 | 1 | stuk | Frames white | BE31210 | TA (Mech Stnd WA & SSM) | stuk | Afdekraam studio wit 2 | Plaques de recouvrement blanc studio double | Cover Frame studio white 2-gang | 1722-284/11 Cover frame Busch-axcent® flat 2gang frame
2CKA001753A4123 | 1723-284/11 | Active | 4011395170724 | 20.76 | 1 | 1 | stuk | Frames white | BE31210 | TA (Mech Stnd WA & SSM) | stuk | Afdekraam studio wit 3 | Plaques de recouvrement blanc studio triple | Cover Frame studio white 3-gang | 1723-284/11 Cover frame Busch-axcent® flat 3gang frame
2CKA001753A4124 | 1724-284/11 | Active | 4011395170731 | 33.1 | 1 | 1 | stuk | Frames white | BE31210 | TA (Mech Stnd WA & SSM) | stuk | Afdekraam studio wit 4 | Plaques de recouvrement blanc studio quadruple | Cover Frame studio white 4-gang | 1724-284/11 Cover frame Busch-axcent® flat 4gang frame
2CKA001753A4125 | 1725-284/11 | Active | 4011395170755 | 54.09 | 1 | 1 | stuk | Frames white | BE31210 | TA (Mech Stnd WA & SSM) | stuk | Afdekraam studio wit 5 | Plaques de recouvrement blanc studio quintuple | Cover Frame studio white 5-gang | 1725-284/11 Cover frame Busch-axcent® flat 5gang frame
2CKA001753A4126 | 1721-281/11 | Active | 4011395170779 | 9.28 | 1 | 1 | stuk | Frames colored/metal | BE31210 | TC (Mechanics Premium) | stuk | Afdekraam zw enkel | Plaques de recouvrement noir simple | Cover Frame black 1-gang | 1721-281/11 Cover frame Busch-axcent® flat 1gang frame
2CKA001753A4127 | 1722-281/11 | Active | 4011395170793 | 19.26 | 1 | 1 | stuk | Frames colored/metal | BE31210 | TC (Mechanics Premium) | stuk | Afdekraam zw 2 | Plaques de recouvrement noir double | Cover Frame black 2-gang | 1722-281/11 Cover frame Busch-axcent® flat 2gang frame
2CKA001753A4128 | 1723-281/11 | Active | 4011395170816 | 39.55 | 1 | 1 | stuk | Frames colored/metal | BE31210 | TC (Mechanics Premium) | stuk | Afdekraam zw 3 | Plaques de recouvrement noir triple | Cover Frame black 3-gang | 1723-281/11 Cover frame Busch-axcent® flat 3gang frame
2CKA001753A4129 | 1724-281/11 | Active | 4011395170830 | 54.32 | 1 | 1 | stuk | Frames colored/metal | BE31210 | TC (Mechanics Premium) | stuk | Afdekraam zw 4 | Plaques de recouvrement noir quadruple | Cover Frame black 4-gang | 1724-281/11 Cover frame Busch-axcent® flat 4gang frame
2CKA001753A4130 | 1725-281/11 | Active | 4011395170847 | 73.33 | 1 | 1 | stuk | Frames colored/metal | BE31210 | TC (Mechanics Premium) | stuk | Afdekraam zw 5 | Plaques de recouvrement noir quintuple | Cover Frame black 5-gang | 1725-281/11 Cover frame Busch-axcent® flat 5gang frame
2CKA001753A4773 | 1743-03-74 | Active | 4011395540909 | 12.62 | 1 | 1 | stuk | Cover plates for data and communication system | BE31210 | TC (Mechanics Premium) | stuk | Centr.Plaat alpine wit3 opening Radio/TV/SAT | Plaque de recouvrement blanc alpin Avec 3 connexions, Radio/TV/SAT | Cover Plate Satellite/TV | 1743-03-74 Cover plate as cover for standard Radio/TV/SAT socket outlets
2CKA001753A4781 | 1786-74 | Active | 4011395543108 | 13.95 | 1 | 1 | stuk | Cover plates | BE31210 | TC (Mechanics Premium) | stuk | 1786-74 deksel oper.knob,neon lamp | 1786-74 Cover plate with operating knob and neon lamp | CENTER PLATE | 1786-74 Cover plate with operating knob and neon lamp
2CKA001753A4815 | 1789 LI-74 | Active | 4011395545201 | 15.34 | 1 | 1 | stuk | Cover plates | BE31210 | TC (Mechanics Premium) | stuk | 1789 LI-74oper.knob,neon lamp | Plaque de recouvrement, bouton Avec bouton de commande et ampoule néon. blanc alpin | Rocker marked 'Light' | 1789 LI-74 Cover plate with operating knob and neon lamp
2CKA001753A4823 | 1789 KI-74 | Active | 4011395545102 | 15.34 | 1 | 1 | stuk | Cover plates | BE31210 | TC (Mechanics Premium) | stuk | 1789 KI-74oper.knob,neon lamp | Plaque de recouvrement, bouton Avec bouton de commande et ampoule néon. blanc alpin | Rocker marked 'Bell' | 1789 KI-74 Cover plate with operating knob and neon lamp
2CKA001753A4831 | 1789 TR-74 | Active | 4011395545003 | 15.34 | 1 | 1 | stuk | Cover plates | BE31210 | TC (Mechanics Premium) | stuk | Bedien.wip alpinewitsymbool 'Sleutel' | Enjoliveur blanc alpin avec symbole 'Clé' | Rocker marked 'Door' | 1789 TR-74 Cover plate with operating knob and neon lamp
2CKA001753A4849 | 1781-74 | Active | 4011395544907 | 18 | 1 | 1 | stuk | Cover plates | BE31210 | TC (Mechanics Premium) | stuk | 1781-74oper.knob,neon lamp | Plaque de recouvrement, interr Avec bouton de commande et ampoule néon. blanc alpin | Rocker | 1781-74 Cover plate with operating knob and neon lamp
2CKA001753A4856 | 1785-74 | Active | 4011395544808 | 17.47 | 1 | 1 | stuk | Cover plates | BE31210 | TC (Mechanics Premium) | stuk | 1785-74oper.knob,neon lamp | Plaque de recouvrement, commut Avec bouton de commande et ampoule néon. blanc alpin | Rocker | 1785-74 Cover plate with operating knob and neon lamp
2CKA001753A4864 | 1740 DR-74 | Active | 4011395544709 | 15.92 | 1 | 1 | stuk | Cover plates for blind control | BE31210 | TC (Mechanics Premium) | stuk | 1740 DR-74rotary ctrl label | Plaque de recouvrement, interr Avec poignée tournante, avec marquage blanc alpin | Cover Plate Turning Hand | 1740 DR-74 Cover plate with rotary control, with marking
2CKA001753A4906 | 1770-74 | Active | 4011395544303 | 18.96 | 1 | 1 | stuk | Control elements / cover plates | BE31210 | TH (Electronic Basic ran) | stuk | 1770-74rotary ctrl label | Plaque de recouvrement, progra Avec poignée tournante, avec marquage blanc alpin | Cover Plate Turning Hand | 1770-74 Cover plate with rotary control, with marking
2CKA001753A4914 | 1771-74 | Active | 4011395544204 | 18.96 | 1 | 1 | stuk | Control elements / cover plates | BE31210 | TH (Electronic Basic ran) | stuk | 1771-74rotary ctrl label | Plaque de recouvrement, progra Avec poignée tournante, avec marquage blanc alpin | Cover Plate Turning Hand | 1771-74 Cover plate with rotary control, with marking
2CKA001753A4922 | 1756-74 | Active | 4011395544105 | 16.91 | 1 | 1 | stuk | Cover plates | BE31210 | TC (Mechanics Premium) | stuk | Afdek.lichtSig.alpinewit | Plaque de recouvrement, signal blanc alpin | Cover Plate Light Signal | 1756-74 Cover plate
2CKA001753A4930 | 1742-74 | Active | 4011395544006 | 16.14 | 1 | 1 | stuk | Cover plates for data and communication system | BE31210 | TC (Mechanics Premium) | stuk | Blind Centr.Plaat | Fausse plaque centrale | CENTER PLATE | 1742-74 Blank plate with metal mounting plate
2CKA001753A4963 | 1743-74 | Active | 4011395543702 | 12.62 | 1 | 1 | stuk | Cover plates for data and communication system | BE31210 | TC (Mechanics Premium) | stuk | Cover plates for data,com. system 1743-74 | 1743-74 Cover plate as cover for standard Radio/TV/SAT socket outlets | CENTER PLATE | 1743-74 Cover plate as cover for standard Radio/TV/SAT socket outlets
2CKA001753A4971 | 1751-74 | Limited | 4011395543603 | 27.1 | 1 | 1 | stuk | Cover plates for data and communication system | BE31210 | TC (Mechanics Premium) | stuk | LuidsprekerCon.draagring alpinewit | Connecteur de haut-parleur Avec bague-support blanc alpin | Loudspeaker Inserts and Cover | 1751-74 Cover plate with metal mounting plate |  | 5.14
2CKA001753A4989 | 1766-74 | Active | 4011395543504 | 12.62 | 1 | 1 | stuk | Cover plates for data and communication system | BE31210 | TC (Mechanics Premium) | stuk | Afdek.TAE alpinewit | Plaque de recouvrement, TAE blanc alpin | Cover Plate | 1766-74 Cover plate
2CKA001753A4997 | 1746-74 | Active | 4011395543207 | 18.63 | 1 | 1 | stuk | Cover plates for data and communication system | BE31210 | TC (Mechanics Premium) | stuk | Afdek.com.toestel alpinewit | Plaque de recouvrement, appare blanc alpin | Cover Plate | 1746-74 Cover plate
2CKA001753A5002 | 1749-74 | Active | 4011395543306 | 23.65 | 1 | 1 | stuk | Cover plates for data and communication system | BE31210 | TC (Mechanics Premium) | stuk | Afdek.leidingsuitvoerdraagring alpinewit | Plaque de recouvrement, sortie Avec bague-support blanc alpin | Cover Plate | 1749-74 Cover plate with metal mounting plate
2CKA001753A5010 | 1758-74 | Active | 4011395543405 | 20.87 | 1 | 1 | stuk | Cover plates for data and communication system | BE31210 | TC (Mechanics Premium) | stuk | Afdek.datacom.condraagring alpinewit | Plaque de recouvrement, connec Avec bague-support blanc alpin | Cover Plate | 1758-74 Cover plate with metal mounting plate
2CKA001753A5267 | 1786-79 | Active | 4011395577103 | 26.29 | 1 | 1 | stuk | Cover plates | BE31210 | TC (Mechanics Premium) | stuk | Bedien.wip champagneMET schak. | Enjoliveur champagne métallique interrupteur | Rocker | 1786-79 Cover plate with operating knob and neon lamp
2CKA001753A5291 | 1789 LI-79 | Active | 4011395577509 | 27.68 | 1 | 1 | stuk | Cover plates | BE31210 | TC (Mechanics Premium) | stuk | 1789 LI-79oper.knob,neon lamp | Plaque de recouvrement, bouton Avec bouton de commande et ampoule néon. champagne métallique | Rocker marked 'Light' | 1789 LI-79 Cover plate with operating knob and neon lamp
2CKA001753A5309 | 1789 KI-79 | Active | 4011395577608 | 27.68 | 1 | 1 | stuk | Cover plates | BE31210 | TC (Mechanics Premium) | stuk | 1789 KI-79oper.knob,neon lamp | Plaque de recouvrement, bouton Avec bouton de commande et ampoule néon. champagne métallique | Rocker marked 'Bell' | 1789 KI-79 Cover plate with operating knob and neon lamp
2CKA001753A5317 | 1789 TR-79 | Active | 4011395577707 | 27.68 | 1 | 1 | stuk | Cover plates | BE31210 | TC (Mechanics Premium) | stuk | Bedien.wip champagneMETsymbool 'Sleutel' | Enjoliveur champagne métallique avec symbole 'Clé' | Rocker marked 'Door' | 1789 TR-79 Cover plate with operating knob and neon lamp
2CKA001753A5325 | 1781-79 | Active | 4011395577806 | 31.84 | 1 | 1 | stuk | Cover plates | BE31210 | TC (Mechanics Premium) | stuk | 1781-79oper.knob,neon lamp | Plaque de recouvrement, interr Avec bouton de commande et ampoule néon. champagne métallique | Rocker | 1781-79 Cover plate with operating knob and neon lamp
2CKA001753A5333 | 1785-79 | Active | 4011395577905 | 29.86 | 1 | 1 | stuk | Cover plates | BE31210 | TC (Mechanics Premium) | stuk | 1785-79oper.knob,neon lamp | Plaque de recouvrement, commut Avec bouton de commande et ampoule néon. champagne métallique | CENTER PLATE | 1785-79 Cover plate with operating knob and neon lamp
2CKA001753A5341 | 1740 DR-79 | Active | 4011395578001 | 22.31 | 1 | 1 | stuk | Cover plates for blind control | BE31210 | TC (Mechanics Premium) | stuk | 1740 DR-79rotary ctrl label | Plaque de recouvrement, interr Avec poignée tournante, avec marquage champagne métallique | Cover Plate Turning Hand | 1740 DR-79 Cover plate with rotary control, with marking
2CKA001753A5382 | 1770-79 | Active | 4011395578407 | 26.07 | 1 | 1 | stuk | Control elements / cover plates | BE31210 | TH (Electronic Basic ran) | stuk | 1770-79rotary ctrl label | Plaque de recouvrement, progra Avec poignée tournante, avec marquage champagne métallique | Cover Plate Turning Hand | 1770-79 Cover plate with rotary control, with marking
2CKA001753A5390 | 1771-79 | Active | 4011395578506 | 26.07 | 1 | 1 | stuk | Control elements / cover plates | BE31210 | TH (Electronic Basic ran) | stuk | 1771-79rotary ctrl label | Plaque de recouvrement, progra Avec poignée tournante, avec marquage champagne métallique | Cover Plate Turning Hand | 1771-79 Cover plate with rotary control, with marking
2CKA001753A5408 | 1756-79 | Active | 4011395578605 | 21.46 | 1 | 1 | stuk | Cover plates | BE31210 | TC (Mechanics Premium) | stuk | 1756-79 | Plaque de recouvrement, signal champagne métallique | Cover Plate Light Signal | 1756-79 Cover plate
2CKA001753A5416 | 1742-79 | Active | 4011395578704 | 20.76 | 1 | 1 | stuk | Cover plates for data and communication system | BE31210 | TC (Mechanics Premium) | stuk | Blind Centr.Plaatdraagring champagneMET | Fausse plaque centrale Avec bague-support champagne métallique | Blank Plate | 1742-79 Blank plate with metal mounting plate
2CKA001753A5440 | 1743-79 | Active | 4011395579701 | 16.25 | 1 | 1 | stuk | Cover plates for data and communication system | BE31210 | TC (Mechanics Premium) | stuk | 1743-79 as st,. Radio/TV/SAT stopcont.s | Plaque de recouvrement, prises En plaque de recouvrement pour prises d' champagne métallique | Cover Plate TV | 1743-79 Cover plate as cover for standard Radio/TV/SAT socket outlets
2CKA001753A5457 | 1751-79 | Limited | 4011395583609 | 31.95 | 1 | 1 | stuk | Cover plates for data and communication system | BE31210 | TC (Mechanics Premium) | stuk | LuidsprekerCon.draagring champagneMET | Connecteur de haut-parleur Avec bague-support champagne métallique | Loudspeaker Inserts and Cover | 1751-79 Cover plate with metal mounting plate |  | 5.14
2CKA001753A5465 | 1766-79 | Active | 4011395581704 | 16.25 | 1 | 1 | stuk | Cover plates for data and communication system | BE31210 | TC (Mechanics Premium) | stuk | Afdek.TAE champagneMET | Plaque de recouvrement, TAE champagne métallique | Cover Plate | 1766-79 Cover plate
2CKA001753A5473 | 1746-79 | Active | 4011395581308 | 21.85 | 1 | 1 | stuk | Cover plates for data and communication system | BE31210 | TC (Mechanics Premium) | stuk | Afdek.com.toestel champagneMET | Plaque de recouvrement, appare champagne métallique | Cover Plate | 1746-79 Cover plate
2CKA001753A5481 | 1749-79 | Active | 4011395581407 | 28.72 | 1 | 1 | stuk | Cover plates for data and communication system | BE31210 | TC (Mechanics Premium) | stuk | Afdek.leidingsuitvoerdraagring champagneMET | Plaque de recouvrement, sortie Avec bague-support champagne métallique | Cover Plate | 1749-79 Cover plate with metal mounting plate
2CKA001753A5499 | 1758-79 | Active | 4011395581506 | 25.25 | 1 | 1 | stuk | Cover plates for data and communication system | BE31210 | TC (Mechanics Premium) | stuk | 1758-79 MetalMounting plate | Plaque de recouvrement, connec Avec bague-support champagne métallique | Cover Plate | 1758-79 Cover plate with metal mounting plate
2CKA001753A5846 | 1743-03-79 | Active | 4011395595800 | 16.25 | 1 | 1 | stuk | Cover plates for data and communication system | BE31210 | TC (Mechanics Premium) | stuk | 1743-03-79 as st,. Radio/TV/SAT stopcont.s | Plaque de recouvrement champagne métallique Avec 3 connexions, Radio/TV/SAT | Cover Plate Satellite/TV | 1743-03-79 Cover plate as cover for standard Radio/TV/SAT socket outlets
2CKA001753A5978 | 1746-20-101 | Active | 4011395618202 | 23.06 | 1 | 1 | stuk | Alpha | BE31210 | TC (Mechanics Premium) | stuk | Afdek.com.toestel platina | Plaque de recouvrement, appare platine | Cover Plate | 1746-20-101 Cover plate
2CKA001753A5986 | 1746-21-101 | Active | 4011395618103 | 23.06 | 1 | 1 | stuk | Alpha | BE31210 | TC (Mechanics Premium) | stuk | Afdek.com.toestel brons | Plaque de recouvrement, appare bronze | Cover Plate | 1746-21-101 Cover plate
2CKA001753A6059 | 1770-212-102 | Active | 4011395612903 | 8.19 | 1 | 1 | stuk | Control elements / cover plates | BE31210 | TH (Electronic Basic ran) | stuk | 1770-212-102 deksel rotary knob label | 1770-212-102 Cover plate with rotary knob, with marking | CENTER PLATE | 1770-212-102 Cover plate with rotary knob, with marking
2CKA001753A6067 | 1770-212-103 | Active | 4011395613009 | 8.19 | 1 | 1 | stuk | Control elements / cover plates | BE31210 | TH (Electronic Basic ran) | stuk | cpl+greep v 1070U 15min SI creme | 1770-212-103 Plaque couvercle, blanc, éléments pour boîtier de commande/minuterie de stores vénitiens | C.PL.ROT.KN.15 MIN., SI | 1770-212-103 Cover plate with rotary knob, with marking
2CKA001753A6075 | 1770-20-101 | Active | 4011395613108 | 29.28 | 1 | 1 | stuk | Control elements / cover plates | BE31210 | TH (Electronic Basic ran) | stuk | 1770-20-101 deksel rotary ctrl label | 1770-20-101 Cover plate with rotary control, with marking | CENTER PLATE | 1770-20-101 Cover plate with rotary control, with marking
2CKA001753A6083 | 1770-21-101 | Active | 4011395613207 | 29.28 | 1 | 1 | stuk | Control elements / cover plates | BE31210 | TH (Electronic Basic ran) | stuk | 1770-21-101 deksel rotary ctrl label | 1770-21-101 Cover plate with rotary control, with marking | CENTER PLATE | 1770-21-101 Cover plate with rotary control, with marking
2CKA001753A6158 | 1770-214-102 | Active | 4011395613900 | 8.19 | 1 | 1 | stuk | Control elements / cover plates | BE31210 | TH (Electronic Basic ran) | stuk | 1770-214-102rotary knob label | Plaque de recouvrement, progra Avec poignée tournante, avec marquage blanc alpin | Cover Plate Turning Hand | 1770-214-102 Cover plate with rotary knob, with marking
2CKA001753A6208 | 1771-212-102 | Active | 4011395614402 | 8.19 | 1 | 1 | stuk | Control elements / cover plates | BE31210 | TH (Electronic Basic ran) | stuk | 1771-212-102 deksel rotary knob label | 1771-212-102 Cover plate with rotary knob, with marking | C.PL.ROT.KN.120 MIN. SI | 1771-212-102 Cover plate with rotary knob, with marking
2CKA001753A6216 | 1771-212-103 | Active | 4011395614501 | 8.19 | 1 | 1 | stuk | Control elements / cover plates | BE31210 | TH (Electronic Basic ran) | stuk | cpl+greep v 1071U 120min SI creme | 1771-212-103 Plaque couvercle, blanc, éléments pour boîtier de commande/minuterie de stores vénitiens | C.PL.ROT.KN 120 MIN., SI | 1771-212-103 Cover plate with rotary knob, with marking
2CKA001753A6224 | 1771-20-101 | Active | 4011395614600 | 29.28 | 1 | 1 | stuk | Control elements / cover plates | BE31210 | TH (Electronic Basic ran) | stuk | 1771-20-101 deksel rotary ctrl label | 1771-20-101 Cover plate with rotary control, with marking | CENTER PLATE | 1771-20-101 Cover plate with rotary control, with marking
2CKA001753A6232 | 1771-21-101 | Active | 4011395614709 | 29.28 | 1 | 1 | stuk | Control elements / cover plates | BE31210 | TH (Electronic Basic ran) | stuk | 1771-21-101 deksel rotary ctrl label | 1771-21-101 Cover plate with rotary control, with marking | CENTER PLATE | 1771-21-101 Cover plate with rotary control, with marking
2CKA001753A6307 | 1771-214-102 | Active | 4011395615706 | 8.19 | 1 | 1 | stuk | Control elements / cover plates | BE31210 | TH (Electronic Basic ran) | stuk | 1771-214-102rotary knob label | Plaque de recouvrement, progra Avec poignée tournante, avec marquage blanc alpin | Cover Plate Rotary Knob | 1771-214-102 Cover plate with rotary knob, with marking
2CKA001753A6315 | 1771-214-103 | Active | 4011395615607 | 8.19 | 1 | 1 | stuk | Control elements / cover plates | BE31210 | TH (Electronic Basic ran) | stuk | cpl+greep v 1071U 120min R-alpin | 1771-PZ-214-103 Plaque couvercle, blanc alpin, éléments pour boîtier de commande/minuterie de stores vénitiens | C.PL.ROT.KN.120 MIN.ALPIN | 1771-214-103 Cover plate with rotary knob, with marking
2CKA001753A6547 | 1789-74-101 | Active | 4011395645000 | 13.95 | 1 | 1 | stuk | Cover plates | BE31210 | TC (Mechanics Premium) | stuk | 1789-74-101oper.knob,neon lamp | Plaque de recouvrement, commut Avec bouton de commande et ampoule néon. blanc alpin | Cover Plate | 1789-74-101 Cover plate with operating knob and neon lamp
2CKA001753A6570 | 1789-79-101 | Active | 4011395645307 | 26.29 | 1 | 1 | stuk | Cover plates | BE31210 | TC (Mechanics Premium) | stuk | 1789-79-101oper.knob,neon lamp | Plaque de recouvrement, commut Avec bouton de commande et ampoule néon. champagne métallique | Cover Plate | 1789-79-101 Cover plate with operating knob and neon lamp
2CKA001753A6703 | 1792-74 | Active | 4011395657409 | 69.77 | 1 | 1 | stuk | Cover plates | BE31210 | TC (Mechanics Premium) | stuk | Afdek.cardschak.alpinewit | Plaque de recouvrement, interr blanc alpin | Cover Plate Card Switch | 1792-74 Cover plate
2CKA001753A6737 | 1792-79 | Active | 4011395657706 | 74.61 | 1 | 1 | stuk | Cover plates | BE31210 | TC (Mechanics Premium) | stuk | Afdek.cardschak.champagneMET | Plaque de recouvrement, interr champagne métallique | Cover Plate Card Switch | 1792-79 Cover plate
2CKA001753A7263 | 1740 DR-24G | Active | 4011395707906 | 14.07 | 1 | 1 | stuk | Alpha | BE31210 | TC (Mechanics Premium) | stuk | Alpha 1740 DR-24G | Plaque de recouvrement, interr Avec poignée tournante, avec marquage alabaster/blanc studio | Cover Plate Turning Hand | 1740 DR-24G Cover plate with rotary control, with marking
2CKA001753A7412 | 1742-24G | Active | 4011395710906 | 13.83 | 1 | 1 | stuk | Alpha | BE31210 | TC (Mechanics Premium) | stuk | Alpha 1742-24G | Fausse plaque centrale Avec bague-support alabaster/blanc studio | Blank Plate | 1742-24G Blank plate with metal mounting plate
2CKA001753A7446 | 1770-24G-101 | Active | 4011395711200 | 15.92 | 1 | 1 | stuk | Control elements / cover plates | BE31210 | TH (Electronic Basic ran) | stuk | 1770-24G-101rotary ctrl label | Plaque de recouvrement, progra Avec poignée tournante, avec marquage alabaster/blanc studio | Cover Plate Turning Hand | 1770-24G-101 Cover plate with rotary control, with marking
2CKA001753A7479 | 1771-24G-101 | Active | 4011395711507 | 15.92 | 1 | 1 | stuk | Control elements / cover plates | BE31210 | TH (Electronic Basic ran) | stuk | 1771-24G-101rotary ctrl label | Plaque de recouvrement, progra Avec poignée tournante, avec marquage alabaster/blanc studio | Cover Plate Turning Hand | 1771-24G-101 Cover plate with rotary control, with marking
2CKA001753A7503 | 1756-24G | Active | 4011395711804 | 14.35 | 1 | 1 | stuk | Alpha | BE31210 | TC (Mechanics Premium) | stuk | 1756-24G ind.lamp | Plaque de recouvrement, signal Pour signal lumineux alabaster/blanc studio | Cover Plate Light Signal | 1756-24G Cover plate for indication lamp
2CKA001753A7628 | 1743-24G | Active | 4011395718407 | 9.63 | 1 | 1 | stuk | Alpha | BE31210 | TC (Mechanics Premium) | stuk | Alpha 1743-24G | Plaque de recouvrement, prises En plaque de recouvrement pour prises d' alabaster/blanc studio | Cover Plate TV | 1743-24G Cover plate as cover for standard Radio/TV/SAT socket outlets
2CKA001753A7685 | 1746-24G-101 | Active | 4011395719404 | 16.09 | 1 | 1 | stuk | Alpha | BE31210 | TC (Mechanics Premium) | stuk | Afdek.com.toestel alabaster/studiowit | Plaque de recouvrement, appare alabaster/blanc studio | Cover Plate | 1746-24G-101 Cover plate
2CKA001753A7719 | 1746-24G FN | Active | 4011395719701 | 17.06 | 1 | 1 | stuk | Alpha | BE31210 | TC (Mechanics Premium) | stuk | Afdek.TAE deksel | Plaque de recouvrement, TAE, couvercle clapet | CENTER PLATE | 1746-24G FN Cover plate
2CKA001753A7743 | 1766-24G | Active | 4011395720004 | 9.63 | 1 | 1 | stuk | Alpha | BE31210 | TC (Mechanics Premium) | stuk | Afdek.TAE alabaster/studiowit | Plaque de recouvrement, TAE alabaster/blanc studio | Cover Plate | 1766-24G Cover plate
2CKA001753A7776 | 2561-24G | Active | 4011395720301 | 16.72 | 1 | 1 | stuk | Alpha | BE31210 | TC (Mechanics Premium) | stuk | Alpha 2561-24G | Plaque de recouvrement, 1 jack Avec bague-support alabaster/blanc studio | Cover Plate for 1 Mod.-Jack | 2561-24G Cover plate with metal mounting plate
2CKA001753A7800 | 2561-02-24G | Active | 4011395720608 | 17.24 | 1 | 1 | stuk | Alpha | BE31210 | TC (Mechanics Premium) | stuk | Alpha 2561-02-24G | Plaque de recouvrement, 2 jack Avec bague-support alabaster/blanc studio | Cover Plate | 2561-02-24G Cover plate with metal mounting plate
2CKA001753A7891 | 1748-24G | Active | 4011395727508 | 18.74 | 1 | 1 | stuk | Alpha | BE31210 | TC (Mechanics Premium) | stuk | Alpha 1748-24G | Plaque de recouvrement, petite alabaster/blanc studio | Cover Plate | 1748-24G Cover plate
2CKA001753A8048 | 1810 | Active | 4011395743706 | 8.13 | 1 | 1 | stuk | Data and communication | BE31210 | TA (Mech Stnd WA & SSM) | stuk | 1810Mounting plategreen insert | 1810 Mounting plate with green insert | MOUNTING GRID | 1810 Mounting plate with green insert
2CKA001753A8055 | 1812 | Active | 4011395743805 | 7.91 | 1 | 1 | stuk | Data and communication | BE31210 | TA (Mech Stnd WA & SSM) | stuk | 1812Mounting platered insert | 1812 Mounting plate with red insert | MOUNTING GRID | 1812 Mounting plate with red insert
2CKA001753A8056 | 1819 | Active | 4011395132333 | 8.13 | 1 | 1 | stuk | Data and communication | BE31210 | TA (Mech Stnd WA & SSM) | stuk | draagring 2xmod jack LexCom oranje | 1819 MOUNTING GRID Lex. | MOUNTING GRID Lex. | 1819 Mounting plate with orange base
2CKA001753A8057 | 1820 | Active | 4011395132340 | 8.13 | 1 | 1 | stuk | Data and communication | BE31210 | TA (Mech Stnd WA & SSM) | stuk | draagring 2xmod jack P,uitMinicom g | 1820 MOUNTING GRID Pan. | MOUNTING GRID Pan. | 1820 Mounting plate with grey base
2CKA001753A8063 | 1814 | Active | 4011395743904 | 8.13 | 1 | 1 | stuk | Data and communication | BE31210 | TA (Mech Stnd WA & SSM) | stuk | 1814Mounting plateblack insert | 1814 Mounting plate with black insert | MOUNTING GRID | 1814 Mounting plate with black insert
2CKA001753A8410 | 1803-20 | Active | 4011395785102 | 14.93 | 1 | 1 | stuk | Alpha | BE31210 | TC (Mechanics Premium) | stuk | 1803-20 Cover plate | 1803-20 Cover plate | CENTER PLATE | 1803-20 Cover plate
2CKA001753A8428 | 1803-21 | Active | 4011395785201 | 14.93 | 1 | 1 | stuk | Alpha | BE31210 | TC (Mechanics Premium) | stuk | 1803-21 Cover plate | 1803-21 Cover plate | CENTER PLATE | 1803-21 Cover plate
2CKA001753A8485 | 1803-02-20 | Active | 4011395785706 | 14.93 | 1 | 1 | stuk | Alpha | BE31210 | TC (Mechanics Premium) | stuk | 1803-02-20 deksel2gang | 1803-02-20 Cover plate 2gang | CENTER PLATE | 1803-02-20 Cover plate 2gang
2CKA001753A8493 | 1803-02-21 | Active | 4011395785805 | 14.93 | 1 | 1 | stuk | Alpha | BE31210 | TC (Mechanics Premium) | stuk | 1803-02-21 deksel2gang | 1803-02-21 Cover plate 2gang | CENTER PLATE | 1803-02-21 Cover plate 2gang
2CKA001753A8550 | 1746/10-20 | Active | 4011395786307 | 12.46 | 1 | 1 | stuk | Alpha | BE31210 | TC (Mechanics Premium) | stuk | Afdek.com.toestel platina | Plaque de recouvrement, appare platine | Adapter | 1746/10-20 Cover plate
2CKA001753A8568 | 1746/10-21 | Active | 4011395786406 | 12.46 | 1 | 1 | stuk | Alpha | BE31210 | TC (Mechanics Premium) | stuk | Afdek.com.toestel brons | Plaque de recouvrement, appare bronze | Adapter | 1746/10-21 Cover plate
2CKA001753A8667 | 1800-74 | Active | 4011395864104 | 21.46 | 1 | 1 | stuk | Cover plates for data and communication system | BE31210 | TC (Mechanics Premium) | stuk | Afdek.Mod.jack 2 o tekst alpinewit | Plaque de recouvrement, jack m Avec zone de marquage blanc alpin | Cover Plate Modular Jacks | 1800-74 Cover plate with labelling field
2CKA001753A8691 | 1800-79 | Active | 4011395864401 | 25.36 | 1 | 1 | stuk | Cover plates for data and communication system | BE31210 | TC (Mechanics Premium) | stuk | Afdek.Mod.jack 2 o tekst champagneMET | Plaque de recouvrement, jack m Avec zone de marquage champagne métallique | Cover Plate Modular Jacks | 1800-79 Cover plate with labelling field
2CKA001753A8964 | 1803-74 | Active | 4011395790403 | 12.62 | 1 | 1 | stuk | Cover plates for data and communication system | BE31210 | TC (Mechanics Premium) | stuk | Afdek.UEA-aansldozen alpinewit | Plaque de recouvrement, boîtes blanc alpin | Cover Plate | 1803-74 Cover plate
2CKA001753A8998 | 1803-79 | Active | 4011395790700 | 16.25 | 1 | 1 | stuk | Cover plates for data and communication system | BE31210 | TC (Mechanics Premium) | stuk | Afdek.UEA-aansldozen champagneMET | Plaque de recouvrement, boîtes champagne métallique | Cover Plate | 1803-79 Cover plate
2CKA001753A9004 | 1803-02-74 | Active | 4011395790809 | 12.62 | 1 | 1 | stuk | Cover plates for data and communication system | BE31210 | TC (Mechanics Premium) | stuk | Afdek.UEA-aansldozen 2- alpinewit | Plaque de recouvrement, boîtes double blanc alpin | Cover Plate | 1803-02-74 Cover plate 2gang
2CKA001753A9038 | 1803-02-79 | Active | 4011395791103 | 16.25 | 1 | 1 | stuk | Cover plates for data and communication system | BE31210 | TC (Mechanics Premium) | stuk | Afdek.UEA-aansldozen 2- champagneMET | Plaque de recouvrement, boîtes double champagne métallique | Cover Plate | 1803-02-79 Cover plate 2gang
2CKA001753A9046 | 1746/10-74 | Active | 4011395971659 | 10.95 | 1 | 1 | stuk | Cover plates for data and communication system | BE31210 | TC (Mechanics Premium) | stuk | Afdek.com.toestel alpinewit | Plaque de recouvrement, appare blanc alpin | Adapter | 1746/10-74 Cover plate
2CKA001753A9079 | 1746/10-79 | Active | 4011395971710 | 15.1 | 1 | 1 | stuk | Cover plates for data and communication system | BE31210 | TC (Mechanics Premium) | stuk | Afdek.com.toestel champagneMET | Plaque de recouvrement, appare champagne métallique | Adapter | 1746/10-79 Cover plate
2CKA001753A9111 | 1803-02-215 | Active | 4011395791905 | 11.77 | 1 | 1 | stuk | Cover plates colored / metal for data and communication system | BE31210 | TC (Mechanics Premium) | stuk | Afdek.UEA-aansldozen 2- zw | Plaque de recouvrement, boîtes double noir | Cover Plate | 1803-02-215 Cover plate 2gang
2CKA001753A9178 | 1800-20 | Active | 4011395792506 | 22.72 | 1 | 1 | stuk | Alpha | BE31210 | TC (Mechanics Premium) | stuk | 1800-20label field | Plaque de recouvrement, jack m Avec zone de marquage platine | Cover Plate Modular Jacks | 1800-20 Cover plate with labelling field
2CKA001753A9186 | 1800-21 | Active | 4011395792605 | 22.72 | 1 | 1 | stuk | Alpha | BE31210 | TC (Mechanics Premium) | stuk | Afdek.Mod.jack 2 o tekst brons | Plaque de recouvrement, jack m Avec zone de marquage bronze | Cover Plate Modular Jacks | 1800-21 Cover plate with labelling field
2CKA001754A1611 | 1721-20 | Active | 4011395168301 | 14.82 | 1 | 1 | stuk | Alpha | BE31210 | TC (Mechanics Premium) | stuk | ENKEL AFDEKRAAM AN PLATINA | CADRE SIMPLE AN PLATINE | Cover Frame 1-gang | 1721-20 Cover frame 1gang frame
2CKA001754A1629 | 1722-20 | Active | 4011395168400 | 25.15 | 1 | 1 | stuk | Alpha | BE31210 | TC (Mechanics Premium) | stuk | dubb. AFDEKRAAM AN PLATINA | CADRE DOUBLE AN PLATINE | Cover Frame 2-gang | 1722-20 Cover frame 2gang frame
2CKA001754A1637 | 1723-20 | Active | 4011395168509 | 36.78 | 1 | 1 | stuk | Alpha | BE31210 | TC (Mechanics Premium) | stuk | DRIE AFDEKRAAM AN PLATINA | CADRE TRIPLE AN PLATINE | Cover Frame 3-gang | 1723-20 Cover frame 3gang frame
2CKA001754A1645 | 1724-20 | Active | 4011395168608 | 58.92 | 1 | 1 | stuk | Alpha | BE31210 | TC (Mechanics Premium) | stuk | 1724-20 Cover frame 4gang frame | Plaque de recouvrement | COVER FRAME | 1724-20 Cover frame 4gang frame
2CKA001754A1652 | 1725-20 | Active | 4011395168707 | 74.26 | 1 | 1 | stuk | Alpha | BE31210 | TC (Mechanics Premium) | stuk | 1725-20 Cover frame 5gang frame | Plaque de recouvrement | COVER FRAME | 1725-20 Cover frame 5gang frame
2CKA001754A1660 | 1732-20 | Active | 4011395168806 | 25.15 | 1 | 1 | stuk | Alpha | BE31210 | TC (Mechanics Premium) | stuk | 1732-20 Cover frame 2gang frame | Plaque de recouvrement | COVER FRAME | 1732-20 Cover frame 2gang frame
2CKA001754A1678 | 1733-20 | Active | 4011395168905 | 36.78 | 1 | 1 | stuk | Alpha | BE31210 | TC (Mechanics Premium) | stuk | 1733-20 Cover frame 3gang frame | Plaque de recouvrement | COVER FRAME | 1733-20 Cover frame 3gang frame
2CKA001754A1686 | 1734-20 | Active | 4011395169001 | 58.92 | 1 | 1 | stuk | Alpha | BE31210 | TC (Mechanics Premium) | stuk | 1734-20 Cover frame 4gang frame | Plaque de recouvrement | COVER FRAME | 1734-20 Cover frame 4gang frame
2CKA001754A1694 | 1735-20 | Active | 4011395169100 | 74.26 | 1 | 1 | stuk | Alpha | BE31210 | TC (Mechanics Premium) | stuk | 1735-20 Cover frame 5gang frame | Plaque de recouvrement | COVER FRAME | 1735-20 Cover frame 5gang frame
2CKA001754A1702 | 1721-21 | Active | 4011395169209 | 14.82 | 1 | 1 | stuk | Alpha | BE31210 | TC (Mechanics Premium) | stuk | 1721-21 Cover frame 1gang frame | Plaque de recouvrement | COVER FRAME | 1721-21 Cover frame 1gang frame
2CKA001754A1710 | 1722-21 | Active | 4011395169308 | 25.15 | 1 | 1 | stuk | Alpha | BE31210 | TC (Mechanics Premium) | stuk | 1722-21 Cover frame 2gang frame | Plaque de recouvrement | COVER FRAME | 1722-21 Cover frame 2gang frame
2CKA001754A1728 | 1723-21 | Active | 4011395169407 | 36.78 | 1 | 1 | stuk | Alpha | BE31210 | TC (Mechanics Premium) | stuk | 1723-21 Cover frame 3gang frame | Plaque de recouvrement | COVER FRAME | 1723-21 Cover frame 3gang frame
2CKA001754A1736 | 1724-21 | Active | 4011395169506 | 58.92 | 1 | 1 | stuk | Alpha | BE31210 | TC (Mechanics Premium) | stuk | 1724-21 Cover frame 4gang frame | Plaque de recouvrement | COVER FRAME | 1724-21 Cover frame 4gang frame
2CKA001754A1744 | 1725-21 | Active | 4011395169605 | 74.26 | 1 | 1 | stuk | Alpha | BE31210 | TC (Mechanics Premium) | stuk | 1725-21 Cover frame 5gang frame | Plaque de recouvrement | COVER FRAME | 1725-21 Cover frame 5gang frame
2CKA001754A1751 | 1732-21 | Active | 4011395169704 | 25.15 | 1 | 1 | stuk | Alpha | BE31210 | TC (Mechanics Premium) | stuk | 1732-21 Cover frame 2gang frame | Plaque de recouvrement | COVER FRAME | 1732-21 Cover frame 2gang frame
2CKA001754A1769 | 1733-21 | Active | 4011395169803 | 36.78 | 1 | 1 | stuk | Alpha | BE31210 | TC (Mechanics Premium) | stuk | 1733-21 Cover frame 3gang frame | Plaque de recouvrement | COVER FRAME | 1733-21 Cover frame 3gang frame
2CKA001754A1777 | 1734-21 | Active | 4011395169902 | 58.92 | 1 | 1 | stuk | Alpha | BE31210 | TC (Mechanics Premium) | stuk | 1734-21 Cover frame 4gang frame | Plaque de recouvrement | COVER FRAME | 1734-21 Cover frame 4gang frame
2CKA001754A1785 | 1735-21 | Active | 4011395170007 | 74.26 | 1 | 1 | stuk | Alpha | BE31210 | TC (Mechanics Premium) | stuk | 1735-21 Cover frame 5gang frame | Plaque de recouvrement | COVER FRAME | 1735-21 Cover frame 5gang frame
2CKA001754A2411 | 1721-74 | Active | 4011395542606 | 6.46 | 1 | 1 | stuk | Frames | BE31210 | TC (Mechanics Premium) | stuk | 1721-74 Cover frame 1gang frame | Plaque de recouvrement | COVER FRAME | 1721-74 Cover frame 1gang frame
2CKA001754A2429 | 1722-74 | Active | 4011395542903 | 10.67 | 1 | 1 | stuk | Frames | BE31210 | TC (Mechanics Premium) | stuk | 1722-74 Cover frame 2gang frame | Plaque de recouvrement | COVER FRAME | 1722-74 Cover frame 2gang frame
2CKA001754A2437 | 1723-74 | Active | 4011395543009 | 17.19 | 1 | 1 | stuk | Frames | BE31210 | TC (Mechanics Premium) | stuk | 1723-74 Cover frame 3gang frame | Plaque de recouvrement | COVER FRAME | 1723-74 Cover frame 3gang frame
2CKA001754A2445 | 1724-74 | Active | 4011395542804 | 26.75 | 1 | 1 | stuk | Frames | BE31210 | TC (Mechanics Premium) | stuk | Raam 4- alpinewit | Plaque quadruple quadruple blanc alpin | Cover Frame 4-gang | 1724-74 Cover frame 4gang frame
2CKA001754A2452 | 1725-74 | Active | 4011395542705 | 37.94 | 1 | 1 | stuk | Frames | BE31210 | TC (Mechanics Premium) | stuk | Raam 5- alpinewit | Plaque quintuple quintuple blanc alpin | Cover Frame 5-gang | 1725-74 Cover frame 5gang frame
2CKA001754A2510 | 1721-79 | Active | 4011395581902 | 12.35 | 1 | 1 | stuk | Frames | BE31210 | TC (Mechanics Premium) | stuk | 1721-79 Cover frame 1gang frame | Plaque de recouvrement | COVER FRAME | 1721-79 Cover frame 1gang frame
2CKA001754A2528 | 1722-79 | Active | 4011395583104 | 16.85 | 1 | 1 | stuk | Frames | BE31210 | TC (Mechanics Premium) | stuk | 1722-79 Cover frame 2gang frame | Plaque de recouvrement | COVER FRAME | 1722-79 Cover frame 2gang frame
2CKA001754A2536 | 1723-79 | Active | 4011395583005 | 23.88 | 1 | 1 | stuk | Frames | BE31210 | TC (Mechanics Premium) | stuk | Raam 3- champagneMET | Plaque triple triple champagne métallique | Cover Frame 3-gang | 1723-79 Cover frame 3gang frame
2CKA001754A2544 | 1724-79 | Active | 4011395582909 | 33.79 | 1 | 1 | stuk | Frames | BE31210 | TC (Mechanics Premium) | stuk | Raam 4- champagneMET | Plaque quadruple quadruple champagne métallique | Cover Frame 4-gang | 1724-79 Cover frame 4gang frame
2CKA001754A2551 | 1725-79 | Active | 4011395590003 | 45.09 | 1 | 1 | stuk | Frames | BE31210 | TC (Mechanics Premium) | stuk | Raam 5- champagneMET | Plaque quintuple quintuple champagne métallique | Cover Frame 5-gang | 1725-79 Cover frame 5gang frame
2CKA001754A2692 | 1721-24G | Active | 4011395690901 | 5.63 | 1 | 1 | stuk | Alpha | BE31210 | TC (Mechanics Premium) | stuk | afdekplaat 1 v glanzend wit | cache simple, blanche brilliant | Cover Frame 1-gang | 1721-24G Cover frame 1gang frame
2CKA001754A2700 | 1722-24G | Active | 4011395691007 | 9.81 | 1 | 1 | stuk | Alpha | BE31210 | TC (Mechanics Premium) | stuk | Raam 2- hor.alabaster/studiowit | Plaque double, horizontale double alabaster/blanc studio | Cover Frame 2-gang | 1722-24G Cover frame 2gang frame
2CKA001754A2718 | 1723-24G | Active | 4011395691106 | 16.65 | 1 | 1 | stuk | Alpha | BE31210 | TC (Mechanics Premium) | stuk | Raam 3- hor.alabaster/studiowit | Plaque triple, horizontale triple alabaster/blanc studio | Cover Frame 3-gang | 1723-24G Cover frame 3gang frame
2CKA001754A2726 | 1732-24G | Active | 4011395691205 | 9.81 | 1 | 1 | stuk | Alpha | BE31210 | TC (Mechanics Premium) | stuk | afdekplaat dubb. vert.wit | cache double, vertical, blanc | Cover Frame 2-gang | 1732-24G Cover frame 2gang frame
2CKA001754A2734 | 1733-24G | Active | 4011395692301 | 16.65 | 1 | 1 | stuk | Alpha | BE31210 | TC (Mechanics Premium) | stuk | Raam 3- vert.alabaster/studiowit | Plaque triple, verticale triple alabaster/blanc studio | Cover Frame 3-gang | 1733-24G Cover frame 3gang frame
2CKA001754A2809 | 1734-24G | Active | 4011395716106 | 25.15 | 1 | 1 | stuk | Alpha | BE31210 | TC (Mechanics Premium) | stuk | Raam 4- vert.alabaster/studiowit | Plaque quadruple, verticale quadruple alabaster/blanc studio | Cover Frame 4-gang | 1734-24G Cover frame 4gang frame
2CKA001754A2833 | 1735-24G | Active | 4011395716403 | 35.97 | 1 | 1 | stuk | Alpha | BE31210 | TC (Mechanics Premium) | stuk | Raam 5- vert.alabaster/studiowit | Plaque quintuple, verticale quintuple alabaster/blanc studio | Cover Frame 5-gang | 1735-24G Cover frame 5gang frame
2CKA001754A2908 | 1724-24G | Active | 4011395717202 | 25.15 | 1 | 1 | stuk | Alpha | BE31210 | TC (Mechanics Premium) | stuk | Raam 4- hor.alabaster/studiowit | Plaque quadruple, horizontale quadruple alabaster/blanc studio | Cover Frame 4-gang | 1724-24G Cover frame 4gang frame
2CKA001754A2932 | 1725-24G | Active | 4011395714102 | 35.97 | 1 | 1 | stuk | Alpha | BE31210 | TC (Mechanics Premium) | stuk | Raam 5- hor.alabaster/studiowit | Plaque quintuple, horizontale quintuple alabaster/blanc studio | Cover Frame 5-gang | 1725-24G Cover frame 5gang frame
2CKA001754A2965 | 1721 KA-24G | Active | 4011395715406 | 5.63 | 1 | 1 | stuk | Alpha | BE31210 | TC (Mechanics Premium) | stuk | Raam enkel alabaster/studiowit | Plaque simple simple alabaster/blanc studio | Cover Frame 1-gang | 1721 KA-24G Cover frame 1gang frame
2CKA001754A2999 | 1722 KA-24G | Active | 4011395717400 | 9.81 | 1 | 1 | stuk | Alpha | BE31210 | TC (Mechanics Premium) | stuk | 1722 KA-24G 2gang frame | Plaque double, horizontale double alabaster/blanc studio | Cover Frame 2-gang | 1722 KA-24G Cover frame 2gang frame
2CKA001754A3021 | 1723 KA-24G | Active | 4011395717707 | 16.65 | 1 | 1 | stuk | Alpha | BE31210 | TC (Mechanics Premium) | stuk | 1723 KA-24G 3gang frame | Plaque triple, horizontale triple alabaster/blanc studio | Cover Frame 3-gang | 1723 KA-24G Cover frame 3gang frame
2CKA001754A3054 | 1732 KA-24G | Active | 4011395722503 | 9.81 | 1 | 1 | stuk | Alpha | BE31210 | TC (Mechanics Premium) | stuk | 1732 KA-24G Cover frame 2gang frame | Plaque de recouvrement | COVER FRAME | 1732 KA-24G Cover frame 2gang frame
2CKA001754A3088 | 1733 KA-24G | Active | 4011395722800 | 16.65 | 1 | 1 | stuk | Alpha | BE31210 | TC (Mechanics Premium) | stuk | Raam 3- vert.alabaster/studiowit | Plaque triple, verticale triple alabaster/blanc studio | Cover Frame 3-gang | 1733 KA-24G Cover frame 3gang frame
2CKA001754A3492 | 1721-73 | Active | 4011395818909 | 15.16 | 1 | 1 | stuk | Frames | BE31210 | TC (Mechanics Premium) | stuk | Raam enkel zonnegoud | Plaque simple simple or soleil | Cover Frame 1-gang | 1721-73 Cover frame 1gang frame
2CKA001754A3542 | 1722-73 | Active | 4011395819401 | 25.7 | 1 | 1 | stuk | Frames | BE31210 | TC (Mechanics Premium) | stuk | Raam 2- zonnegoud | Plaque double double or soleil | Cover Frame 2-gang | 1722-73 Cover frame 2gang frame
2CKA001754A3591 | 1723-73 | Active | 4011395816806 | 37.94 | 1 | 1 | stuk | Frames | BE31210 | TC (Mechanics Premium) | stuk | Raam 3- zonnegoud | Plaque triple triple or soleil | Cover Frame 3-gang | 1723-73 Cover frame 3gang frame
2CKA001754A3641 | 1724-73 | Active | 4011395817308 | 60.19 | 1 | 1 | stuk | Frames | BE31210 | TC (Mechanics Premium) | stuk | Raam 4- zonnegoud | Plaque quadruple quadruple or soleil | Cover Frame 4-gang | 1724-73 Cover frame 4gang frame
2CKA001754A3690 | 1725-73 | Active | 4011395817803 | 75.77 | 1 | 1 | stuk | Frames | BE31210 | TC (Mechanics Premium) | stuk | Raam 5- zonnegoud | Plaque quintuple quintuple or soleil | Cover Frame 5-gang | 1725-73 Cover frame 5gang frame
2CKA001754A3740 | 1721-22G | Active | 4011395919903 | 5.63 | 1 | 1 | stuk | Alpha | BE31210 | TC (Mechanics Premium) | stuk | 1721-22G Cover frame 1gang frame | Plaque de recouvrement | Frame A-nea 1g | 1721-22G Cover frame 1gang frame
2CKA001754A3757 | 1732-22G | Active | 4011395920008 | 9.81 | 1 | 1 | stuk | Alpha | BE31210 | TC (Mechanics Premium) | stuk | 1732-22G Cover frame 2gang frame | Plaque de recouvrement | Frame A-nea 2g | 1732-22G Cover frame 2gang frame
2CKA001754A3765 | 1733-22G | Active | 4011395920107 | 16.65 | 1 | 1 | stuk | Alpha | BE31210 | TC (Mechanics Premium) | stuk | Raam 3- vert.ivoor/wit | Plaque triple, verticale triple ivoire/blanc | Cover Frame 3-gang | 1733-22G Cover frame 3gang frame
2CKA001754A3773 | 1734-22G | Active | 4011395920206 | 25.15 | 1 | 1 | stuk | Alpha | BE31210 | TC (Mechanics Premium) | stuk | Raam 4- vert.ivoor/wit | Plaque quadruple, verticale quadruple ivoire/blanc | Cover Frame 4-gang | 1734-22G Cover frame 4gang frame
2CKA001754A3781 | 1735-22G | Active | 4011395920305 | 35.97 | 1 | 1 | stuk | Alpha | BE31210 | TC (Mechanics Premium) | stuk | Raam 5- vert.ivoor/wit | Plaque quintuple, verticale quintuple ivoire/blanc | Cover Frame 5-gang | 1735-22G Cover frame 5gang frame
2CKA001754A3799 | 1722-22G | Active | 4011395920404 | 9.81 | 1 | 1 | stuk | Alpha | BE31210 | TC (Mechanics Premium) | stuk | Raam 2- hor.ivoor/wit | Plaque double, horizontale double ivoire/blanc | Cover Frame 2-gang | 1722-22G Cover frame 2gang frame
2CKA001754A3807 | 1723-22G | Active | 4011395920503 | 16.65 | 1 | 1 | stuk | Alpha | BE31210 | TC (Mechanics Premium) | stuk | Raam 3- hor.ivoor/wit | Plaque triple, horizontale triple ivoire/blanc | Cover Frame 3-gang | 1723-22G Cover frame 3gang frame
2CKA001754A3815 | 1724-22G | Active | 4011395920602 | 25.15 | 1 | 1 | stuk | Alpha | BE31210 | TC (Mechanics Premium) | stuk | Raam 4- hor.ivoor/wit | Plaque quadruple, horizontale quadruple ivoire/blanc | Cover Frame 4-gang | 1724-22G Cover frame 4gang frame
2CKA001754A3823 | 1725-22G | Active | 4011395920701 | 35.97 | 1 | 1 | stuk | Alpha | BE31210 | TC (Mechanics Premium) | stuk | Raam 5- hor.ivoor/wit | Plaque quintuple, horizontale quintuple ivoire/blanc | Cover Frame 5-gang | 1725-22G Cover frame 5gang frame
2CKA001754A3831 | 1721 KA-22G | Active | 4011395921500 | 5.63 | 1 | 1 | stuk | Alpha | BE31210 | TC (Mechanics Premium) | stuk | Raam enkel ivoor/wit | Plaque simple simple ivoire/blanc | Cover Frame 1-gang | 1721 KA-22G Cover frame 1gang frame
2CKA001754A3849 | 1722 KA-22G | Active | 4011395921609 | 9.81 | 1 | 1 | stuk | Alpha | BE31210 | TC (Mechanics Premium) | stuk | Raam 2- hor.ivoor/wit | Plaque double, horizontale double ivoire/blanc | Cover Frame 2-gang | 1722 KA-22G Cover frame 2gang frame
2CKA001754A3856 | 1723 KA-22G | Active | 4011395921708 | 16.65 | 1 | 1 | stuk | Alpha | BE31210 | TC (Mechanics Premium) | stuk | Raam 3- hor.ivoor/wit | Plaque triple, horizontale triple ivoire/blanc | Cover Frame 3-gang | 1723 KA-22G Cover frame 3gang frame
2CKA001754A3864 | 1732 KA-22G | Active | 4011395924303 | 9.81 | 1 | 1 | stuk | Alpha | BE31210 | TC (Mechanics Premium) | stuk | Raam 2- vert.ivoor/wit | Plaque double, verticale double ivoire/blanc | Cover Frame 2-gang | 1732 KA-22G Cover frame 2gang frame
2CKA001754A3872 | 1733 KA-22G | Active | 4011395924402 | 16.65 | 1 | 1 | stuk | Alpha | BE31210 | TC (Mechanics Premium) | stuk | Raam 3- vert.ivoor/wit | Plaque triple, verticale triple ivoire/blanc | Cover Frame 3-gang | 1733 KA-22G Cover frame 3gang frame
2CKA001754A4065 | 1721 NSKA-24G | Active | 4011395969564 | 9.28 | 1 | 1 | stuk | Alpha | BE31210 | TC (Mechanics Premium) | stuk | Alpha 1721 NSKA-24G | Plaque simple, fenêtre d'inspe simple alabaster/blanc studio | Cover Frame 1-gang | 1721 NSKA-24G Cover frame 1gang frame
2CKA001754A4066 | 1722 NSKA-24G | Active | 4011395969588 | 16.96 | 1 | 1 | stuk | Alpha | BE31210 | TC (Mechanics Premium) | stuk | Alpha 1722 NSKA-24G | Plaque double, horizontale, fe double alabaster/blanc studio | Cover Frame 2-gang | 1722 NSKA-24G Cover frame 2gang frame
2CKA001754A4067 | 1732 NSKA-24G | Active | 4011395969601 | 16.96 | 1 | 1 | stuk | Alpha | BE31210 | TC (Mechanics Premium) | stuk | Alpha 1732 NSKA-24G | Plaque double, verticale, fenê double alabaster/blanc studio | Cover Frame 2-gang | 1732 NSKA-24G Cover frame 2gang frame
2CKA001754A4068 | 1723 NSKA-24G | Active | 4011395969625 | 27.79 | 1 | 1 | stuk | Alpha | BE31210 | TC (Mechanics Premium) | stuk | Raam 3- hor.kijkvenster | Plaque triple, horizontale, fenêtre d'inspection | Frame A-Lin 3g channel | 1723 NSKA-24G Cover frame 3gang frame
2CKA001754A4069 | 1733 NSKA-24G | Active | 4011395969649 | 27.79 | 1 | 1 | stuk | Alpha | BE31210 | TC (Mechanics Premium) | stuk | Alpha 1733 NSKA-24G | Plaque triple, verticale, fenê triple alabaster/blanc studio | Cover Frame 3-gang | 1733 NSKA-24G Cover frame 3gang frame
2CKA001754A4104 | 1721-80 | Active | 4011395994825 | 10.73 | 1 | 1 | stuk | Frames colored/metal | BE31210 | TC (Mechanics Premium) | stuk | 1721-80 Cover frame 1gang frame | Plaque de recouvrement | Frame SF 1g | 1721-80 Cover frame 1gang frame
2CKA001754A4105 | 1722-80 | Active | 4011395994849 | 20.42 | 1 | 1 | stuk | Frames colored/metal | BE31210 | TC (Mechanics Premium) | stuk | Afdekraam 2-vdg Solo chroomMat | Plaque double double chrome mat | Cover Frame 2-gang | 1722-80 Cover frame 2gang frame
2CKA001754A4106 | 1723-80 | Active | 4011395994863 | 40.12 | 1 | 1 | stuk | Frames colored/metal | BE31210 | TC (Mechanics Premium) | stuk | Afdekraam 3-vdg Solo chroomMat | Plaque triple triple chrome mat | Cover Frame 3-gang | 1723-80 Cover frame 3gang frame
2CKA001754A4107 | 1724-80 | Active | 4011395994887 | 54.42 | 1 | 1 | stuk | Frames colored/metal | BE31210 | TC (Mechanics Premium) | stuk | Afdekraam 4-vdg Solo chroomMat | Plaque quadruple quadruple chrome mat | Cover Frame 4-gang | 1724-80 Cover frame 4gang frame
2CKA001754A4108 | 1725-80 | Active | 4011395994924 | 72.19 | 1 | 1 | stuk | Frames colored/metal | BE31210 | TC (Mechanics Premium) | stuk | Afdekraam 5-vdg Solo chroomMat | Plaque quintuple quintuple chrome mat | Cover Frame 5-gang | 1725-80 Cover frame 5gang frame
2CKA001754A4109 | 1721-84 | Active | 4011395996119 | 8.19 | 1 | 1 | stuk | Frames white | BE31210 | TA (Mech Stnd WA & SSM) | stuk | Afdekraam davos/studiowit enkel | Plaque de recouvrement davos/blanc studio simple | Cover Frame 1-gang | 1721-84 Cover frame 1gang frame
2CKA001754A4110 | 1722-84 | Active | 4011395996133 | 10.73 | 1 | 1 | stuk | Frames white | BE31210 | TA (Mech Stnd WA & SSM) | stuk | Afdekraam davos/studiowit 2 | Plaque double davos/blanc studio double | Cover Frame 2-gang | 1722-84 Cover frame 2gang frame
2CKA001754A4111 | 1723-84 | Active | 4011395996157 | 21.85 | 1 | 1 | stuk | Frames white | BE31210 | TA (Mech Stnd WA & SSM) | stuk | Afdekraam davos/studiowit 3 | Plaque de recouvrement davos/blanc studio triple | Cover Frame 3-gang | 1723-84 Cover frame 3gang frame
2CKA001754A4112 | 1724-84 | Active | 4011395996171 | 33.79 | 1 | 1 | stuk | Frames white | BE31210 | TA (Mech Stnd WA & SSM) | stuk | Afdekraam davos/studiowit 4 | Plaque de recouvrement davos/blanc studio quadruple | Cover Frame 4-gang | 1724-84 Cover frame 4gang frame
2CKA001754A4113 | 1725-84 | Active | 4011395996195 | 55.36 | 1 | 1 | stuk | Frames white | BE31210 | TA (Mech Stnd WA & SSM) | stuk | Afdekraam davos/studiowit 5 | Plaque de recouvrement davos/blanc studio quintuple | Cover Frame 5-gang | 1725-84 Cover frame 5gang frame
2CKA001754A4115 | 1721 KA-260 | Active | 4011395011850 | 14.82 | 1 | 1 | stuk | Alpha | BE31210 | TC (Mechanics Premium) | stuk | 1721 KA-260 Cover frame 1gang frame | Plaque de recouvrement | Frame A-E 1g Channel | 1721 KA-260 Cover frame 1gang frame
2CKA001754A4116 | 1722 KA-260 | Active | 4011395011874 | 25.15 | 1 | 1 | stuk | Alpha | BE31210 | TC (Mechanics Premium) | stuk | Raam 2- hor.palladium | Plaque double, horizontale double palladium | Cover Frame 2-gang | 1722 KA-260 Cover frame 2gang frame
2CKA001754A4117 | 1732 KA-260 | Active | 4011395011881 | 25.15 | 1 | 1 | stuk | Alpha | BE31210 | TC (Mechanics Premium) | stuk | Raam 2- vert.palladium | Plaque double, verticale double palladium | Cover Frame 2-gang | 1732 KA-260 Cover frame 2gang frame
2CKA001754A4118 | 1723 KA-260 | Active | 4011395011898 | 36.78 | 1 | 1 | stuk | Alpha | BE31210 | TC (Mechanics Premium) | stuk | Raam 3- hor.palladium | Plaque triple, horizontale triple palladium | Cover Frame 3-gang | 1723 KA-260 Cover frame 3gang frame
2CKA001754A4119 | 1733 KA-260 | Active | 4011395011911 | 36.78 | 1 | 1 | stuk | Alpha | BE31210 | TC (Mechanics Premium) | stuk | Raam 3- vert.palladium | Plaque triple, verticale triple palladium | Cover Frame 3-gang | 1733 KA-260 Cover frame 3gang frame
2CKA001754A4120 | 1724 KA-260 | Active | 4011395011935 | 58.92 | 1 | 1 | stuk | Alpha | BE31210 | TC (Mechanics Premium) | stuk | Raam 4- hor.palladium | Plaque quadruple, horizontale quadruple palladium | Cover Frame 4-gang | 1724 KA-260 Cover frame 4gang frame
2CKA001754A4121 | 1734 KA-260 | Active | 4011395011959 | 58.92 | 1 | 1 | stuk | Alpha | BE31210 | TC (Mechanics Premium) | stuk | Raam 4- vert.palladium | Plaque quadruple, verticale quadruple palladium | Cover Frame 4-gang | 1734 KA-260 Cover frame 4gang frame
2CKA001754A4122 | 1725 KA-260 | Active | 4011395011973 | 74.26 | 1 | 1 | stuk | Alpha | BE31210 | TC (Mechanics Premium) | stuk | Raam 5- hor.palladium | Plaque quintuple, horizontale quintuple palladium | Cover Frame 5-gang | 1725 KA-260 Cover frame 5gang frame
2CKA001754A4123 | 1735 KA-260 | Active | 4011395011997 | 74.26 | 1 | 1 | stuk | Alpha | BE31210 | TC (Mechanics Premium) | stuk | Raam 5- vert.palladium | Plaque quintuple, verticale quintuple palladium | Cover Frame 5-gang | 1735 KA-260 Cover frame 5gang frame
2CKA001754A4124 | 1721 KA-266 | Active | 4011395012017 | 14.82 | 1 | 1 | stuk | Alpha | BE31210 | TC (Mechanics Premium) | stuk | 1721 KA-266 Cover frame 1gang frame | Plaque de recouvrement | Frame A-E 1g Channel | 1721 KA-266 Cover frame 1gang frame
2CKA001754A4125 | 1722 KA-266 | Active | 4011395012031 | 25.15 | 1 | 1 | stuk | Alpha | BE31210 | TC (Mechanics Premium) | stuk | Raam 2- hor.titaan | Plaque double, horizontale double titane | Cover Frame 2-gang | 1722 KA-266 Cover frame 2gang frame
2CKA001754A4126 | 1732 KA-266 | Active | 4011395012055 | 25.15 | 1 | 1 | stuk | Alpha | BE31210 | TC (Mechanics Premium) | stuk | Raam 2- vert.titaan | Plaque double, verticale double titane | Cover Frame 2-gang | 1732 KA-266 Cover frame 2gang frame
2CKA001754A4127 | 1723 KA-266 | Active | 4011395012062 | 36.78 | 1 | 1 | stuk | Alpha | BE31210 | TC (Mechanics Premium) | stuk | Raam 3- hor.titaan | Plaque triple, horizontale triple titane | Cover Frame 3-gang | 1723 KA-266 Cover frame 3gang frame
2CKA001754A4128 | 1733 KA-266 | Active | 4011395012086 | 36.78 | 1 | 1 | stuk | Alpha | BE31210 | TC (Mechanics Premium) | stuk | Raam 3- vert.titaan | Plaque triple, verticale triple titane | Cover Frame 3-gang | 1733 KA-266 Cover frame 3gang frame
2CKA001754A4129 | 1724 KA-266 | Active | 4011395012093 | 58.92 | 1 | 1 | stuk | Alpha | BE31210 | TC (Mechanics Premium) | stuk | Raam 4- hor.titaan | Plaque quadruple, horizontale quadruple titane | Cover Frame 4-gang | 1724 KA-266 Cover frame 4gang frame
2CKA001754A4130 | 1734 KA-266 | Active | 4011395012116 | 58.92 | 1 | 1 | stuk | Alpha | BE31210 | TC (Mechanics Premium) | stuk | 1734 KA-266 Cover frame 4gang frame | Plaque de recouvrement | Frame A-E 4g Channel | 1734 KA-266 Cover frame 4gang frame
2CKA001754A4131 | 1725 KA-266 | Active | 4011395012130 | 74.26 | 1 | 1 | stuk | Alpha | BE31210 | TC (Mechanics Premium) | stuk | 1725 KA-266 Cover frame 5gang frame | Plaque de recouvrement | Frame A-E 5g Channel | 1725 KA-266 Cover frame 5gang frame
2CKA001754A4132 | 1735 KA-266 | Active | 4011395012284 | 74.26 | 1 | 1 | stuk | Alpha | BE31210 | TC (Mechanics Premium) | stuk | 1735 KA-266 Cover frame 5gang frame | Plaque de recouvrement | Frame A-E 5g Channel | 1735 KA-266 Cover frame 5gang frame
2CKA001754A4133 | 1721-726 | Active | 4011395012482 | 15.16 | 1 | 1 | stuk | Frames | BE31210 | TC (Mechanics Premium) | stuk | 1721-726 Cover frame 1gang frame | Plaque de recouvrement | Frame imp 1g | 1721-726 Cover frame 1gang frame
2CKA001754A4134 | 1722-726 | Active | 4011395012499 | 25.7 | 1 | 1 | stuk | Frames | BE31210 | TC (Mechanics Premium) | stuk | 1722-726 Cover frame 2gang frame | Plaque de recouvrement | Frame imp 2g | 1722-726 Cover frame 2gang frame
2CKA001754A4135 | 1723-726 | Active | 4011395012512 | 37.94 | 1 | 1 | stuk | Frames | BE31210 | TC (Mechanics Premium) | stuk | 1723-726 Cover frame 3gang frame | Plaque de recouvrement | Frame imp 3g | 1723-726 Cover frame 3gang frame
2CKA001754A4136 | 1724-726 | Active | 4011395003640 | 60.19 | 1 | 1 | stuk | Frames | BE31210 | TC (Mechanics Premium) | stuk | 1724-726 Cover frame 4gang frame | Plaque de recouvrement | Frame imp 4g | 1724-726 Cover frame 4gang frame
2CKA001754A4137 | 1725-726 | Active | 4011395003664 | 75.77 | 1 | 1 | stuk | Frames | BE31210 | TC (Mechanics Premium) | stuk | 1725-726 Cover frame 5gang frame | Plaque de recouvrement | Frame imp 5g | 1725-726 Cover frame 5gang frame
2CKA001754A4151 | 1724 KA-22G | Active | 4011395012321 | 25.15 | 1 | 1 | stuk | Alpha | BE31210 | TC (Mechanics Premium) | stuk | 1724 KA-22G Cover frame 4gang frame | Plaque de recouvrement | Frame A-E 4g Channel | 1724 KA-22G Cover frame 4gang frame
2CKA001754A4152 | 1734 KA-22G | Active | 4011395012345 | 25.15 | 1 | 1 | stuk | Alpha | BE31210 | TC (Mechanics Premium) | stuk | 1734 KA-22G Cover frame 4gang frame | Plaque de recouvrement | Frame A-E 4g Channel | 1734 KA-22G Cover frame 4gang frame
2CKA001754A4153 | 1725 KA-22G | Active | 4011395012369 | 35.97 | 1 | 1 | stuk | Alpha | BE31210 | TC (Mechanics Premium) | stuk | 1725 KA-22G Cover frame 5gang frame | Plaque de recouvrement | Frame A-E 5g Channel | 1725 KA-22G Cover frame 5gang frame
2CKA001754A4154 | 1735 KA-22G | Active | 4011395012383 | 35.97 | 1 | 1 | stuk | Alpha | BE31210 | TC (Mechanics Premium) | stuk | 1735 KA-22G Cover frame 5gang frame | Plaque de recouvrement | Frame A-E 5g Channel | 1735 KA-22G Cover frame 5gang frame
2CKA001754A4155 | 1724 KA-24G | Active | 4011395012406 | 25.15 | 1 | 1 | stuk | Alpha | BE31210 | TC (Mechanics Premium) | stuk | 1724 KA-24G Cover frame 4gang frame | Plaque de recouvrement | Frame A-E 4g Channel | 1724 KA-24G Cover frame 4gang frame
2CKA001754A4156 | 1734 KA-24G | Active | 4011395012420 | 25.15 | 1 | 1 | stuk | Alpha | BE31210 | TC (Mechanics Premium) | stuk | 1734 KA-24G Cover frame 4gang frame | Plaque de recouvrement | Frame A-E 4g Channel | 1734 KA-24G Cover frame 4gang frame
2CKA001754A4157 | 1725 KA-24G | Active | 4011395012444 | 35.97 | 1 | 1 | stuk | Alpha | BE31210 | TC (Mechanics Premium) | stuk | 1725 KA-24G Cover frame 5gang frame | Plaque de recouvrement | Frame A-E 5g Channel | 1725 KA-24G Cover frame 5gang frame
2CKA001754A4158 | 1735 KA-24G | Active | 4011395012468 | 35.97 | 1 | 1 | stuk | Alpha | BE31210 | TC (Mechanics Premium) | stuk | 1735 KA-24G Cover frame 5gang frame | Plaque de recouvrement | Frame A-E 5g Channel | 1735 KA-24G Cover frame 5gang frame
2CKA001754A4173 | 1721-184 | Active | 4011395003893 | 4.56 | 1 | 1 | stuk | Frames white | BE31210 | TA (Mech Stnd WA & SSM) | stuk | 1721-184 Cover frame 1gang frame | Plaque de recouvrement | Frame F 1g | 1721-184 Cover frame 1gang frame
2CKA001754A4230 | 1721-182K | Active | 4011395050439 | 4.97 | 1 | 1 | stuk | Frames white | BE31210 | TA (Mech Stnd WA & SSM) | stuk | future® Linear-afdekraam | Plaque de recouvrement | Frame 1g future®linear | 1721-182K future® linear Cover frame 1gang frame
2CKA001754A4231 | 1722-182K | Active | 4011395050705 | 5.63 | 1 | 1 | stuk | Frames white | BE31210 | TA (Mech Stnd WA & SSM) | stuk | future® Linear-afdekraam | Plaque de recouvrement | Frame 2g future®linear | 1722-182K future® linear Cover frame 2gang frame
2CKA001754A4232 | 1723-182K | Active | 4011395050712 | 11.77 | 1 | 1 | stuk | Frames white | BE31210 | TA (Mech Stnd WA & SSM) | stuk | future® Linear-afdekraam | Plaque de recouvrement | Frame 3g future®linear | 1723-182K future® linear Cover frame 3gang frame
2CKA001754A4233 | 1724-182K | Active | 4011395050736 | 20.48 | 1 | 1 | stuk | Frames white | BE31210 | TA (Mech Stnd WA & SSM) | stuk | future® Linear-afdekraam | Plaque de recouvrement | Frame 4g future®linear | 1724-182K future® linear Cover frame 4gang frame
2CKA001754A4234 | 1725-182K | Active | 4011395050743 | 32.4 | 1 | 1 | stuk | Frames white | BE31210 | TA (Mech Stnd WA & SSM) | stuk | fut.lin.-afdekraam | Plaque de recouvrement | Frame 5g future linear | 1725-182K future® linear Cover frame 5gang frame
2CKA001754A4235 | 1721-184K | Active | 4011395050750 | 4.65 | 1 | 1 | stuk | Frames white | BE31210 | TA (Mech Stnd WA & SSM) | stuk | future® Linear-afdekraam | Plaque de recouvrement | Frame 1g future®linear | 1721-184K future® linear Cover frame 1gang frame
2CKA001754A4236 | 1722-184K | Active | 4011395050767 | 5.24 | 1 | 1 | stuk | Frames white | BE31210 | TA (Mech Stnd WA & SSM) | stuk | future® Linear-afdekraam | Plaque de recouvrement | Frame 2g future®linear | 1722-184K future® linear Cover frame 2gang frame
2CKA001754A4237 | 1723-184K | Active | 4011395050774 | 11 | 1 | 1 | stuk | Frames white | BE31210 | TA (Mech Stnd WA & SSM) | stuk | future® Linear-afdekraam | Plaque de recouvrement | Frame 3g future®linear | 1723-184K future® linear Cover frame 3gang frame
2CKA001754A4238 | 1724-184K | Active | 4011395050781 | 19.13 | 1 | 1 | stuk | Frames white | BE31210 | TA (Mech Stnd WA & SSM) | stuk | future® Linear-afdekraam | Plaque de recouvrement | Frame 4g future®linear | 1724-184K future® linear Cover frame 4gang frame
2CKA001754A4239 | 1725-184K | Active | 4011395050798 | 30.81 | 1 | 1 | stuk | Frames white | BE31210 | TA (Mech Stnd WA & SSM) | stuk | future® Linear-afdekraam | Plaque de recouvrement | Frame 5g future®linear | 1725-184K future® linear Cover frame 5gang frame
2CKA001754A4240 | 1721-181K | Active | 4011395050804 | 6.52 | 1 | 1 | stuk | Frames colored/metal | BE31210 | TC (Mechanics Premium) | stuk | future® Linear-afdekraam | Plaque de recouvrement | Frame 1g future®linear | 1721-181K future® linear Cover frame 1gang frame
2CKA001754A4241 | 1722-181K | Active | 4011395050811 | 10.82 | 1 | 1 | stuk | Frames colored/metal | BE31210 | TC (Mechanics Premium) | stuk | future® Linear-afdekraam | Plaque de recouvrement | Frame 2g future®linear | 1722-181K future® linear Cover frame 2gang frame
2CKA001754A4242 | 1723-181K | Active | 4011395050828 | 17.18 | 1 | 1 | stuk | Frames colored/metal | BE31210 | TC (Mechanics Premium) | stuk | future® Linear-afdekraam | Plaque de recouvrement | Frame 3g future®linear | 1723-181K future® linear Cover frame 3gang frame
2CKA001754A4243 | 1724-181K | Active | 4011395050835 | 26.46 | 1 | 1 | stuk | Frames colored/metal | BE31210 | TC (Mechanics Premium) | stuk | future® Linear-afdekraam | Plaque de recouvrement | Frame 4g future®linear | 1724-181K future® linear Cover frame 4gang frame
2CKA001754A4244 | 1725-181K | Active | 4011395050842 | 36.94 | 1 | 1 | stuk | Frames colored/metal | BE31210 | TC (Mechanics Premium) | stuk | future® Linear-afdekraam | Plaque de recouvrement | Frame 5g future®linear | 1725-181K future® linear Cover frame 5gang frame
2CKA001754A4254 | 1721-860 | Active | 4011395056790 | 41.85 | 1 | 1 | stuk | Frames colored/metal | BE31210 | TC (Mechanics Premium) | stuk | 1721-860 Cover frame 1gang frame | Plaque de recouvrement | Frame 1g | 1721-860 Cover frame 1gang frame
2CKA001754A4255 | 1722-860 | Active | 4011395056813 | 73.47 | 1 | 1 | stuk | Frames colored/metal | BE31210 | TC (Mechanics Premium) | stuk | 1722-860 Cover frame 2gang frame | Plaque de recouvrement | Frame 2g | 1722-860 Cover frame 2gang frame
2CKA001754A4256 | 1723-860 | Active | 4011395056837 | 128 | 1 | 1 | stuk | Frames colored/metal | BE31210 | TC (Mechanics Premium) | stuk | 1723-860 Cover frame 3gang frame | Plaque de recouvrement | Frame 3g | 1723-860 Cover frame 3gang frame
2CKA001754A4257 | 1724-860 | Active | 4011395056851 | 192.57 | 1 | 1 | stuk | Frames colored/metal | BE31210 | TC (Mechanics Premium) | stuk | 1724-860 Cover frame 4gang frame | Plaque de recouvrement | Frame 4G | 1724-860 Cover frame 4gang frame
2CKA001754A4258 | 1721-821 | Active | 4011395056875 | 169.51 | 1 | 1 | stuk | Frames colored/metal | BE31210 | TC (Mechanics Premium) | stuk | 1721-821 Cover frame 1gang frame | Plaque de recouvrement | Frame 1G | 1721-821 Cover frame 1gang frame
2CKA001754A4259 | 1722-821 | Active | 4011395056899 | 259.47 | 1 | 1 | stuk | Frames colored/metal | BE31210 | TC (Mechanics Premium) | stuk | 1722-821 Cover frame 2gang frame | Plaque de recouvrement | Frame 2G | 1722-821 Cover frame 2gang frame
2CKA001754A4260 | 1723-821 | Active | 4011395056912 | 374.79 | 1 | 1 | stuk | Frames colored/metal | BE31210 | TC (Mechanics Premium) | stuk | 1723-821 Cover frame 3gang frame | Plaque de recouvrement | Frame 3G | 1723-821 Cover frame 3gang frame
2CKA001754A4261 | 1724-821 | Active | 4011395056936 | 498.17 | 1 | 1 | stuk | Frames colored/metal | BE31210 | TC (Mechanics Premium) | stuk | 1724-821 Cover frame 4gang frame | Plaque de recouvrement | Frame 4G | 1724-821 Cover frame 4gang frame
2CKA001754A4301 | 1721-183K | Active | 4011395069059 | 8.4 | 1 | 1 | stuk | Frames colored/metal | BE31210 | TC (Mechanics Premium) | stuk | afdekraam hoekig 1v f-aluzilver | Plaque simple, Linear | afdekraam hoekig 1v f-aluzilver | 1721-183K future® linear Cover frame 1gang frame
2CKA001754A4302 | 1722-183K | Active | 4011395069073 | 11.48 | 1 | 1 | stuk | Frames colored/metal | BE31210 | TC (Mechanics Premium) | stuk | afdekraam hoekig 2v f-aluzilver | Plaque double, Linear | afdekraam hoekig 2v f-aluzilver | 1722-183K future® linear Cover frame 2gang frame
2CKA001754A4308 | 1723-183K | Active | 4011395070154 | 18.41 | 1 | 1 | stuk | Frames colored/metal | BE31210 | TC (Mechanics Premium) | stuk | afdekraam hoekig 3v f-aluzilver | Plaque triple, Linear | afdekraam hoekig 3v f-aluzilver | 1723-183K future® linear Cover frame 3gang frame
2CKA001754A4309 | 1724-183K | Active | 4011395074831 | 26.59 | 1 | 1 | stuk | Frames colored/metal | BE31210 | TC (Mechanics Premium) | stuk | afdekraam hoekig 4v f-aluzilver | Plaque quadruple, Linear | afdekraam hoekig 4v f-aluzilver | 1724-183K future® linear Cover frame 4gang frame
2CKA001754A4310 | 1725-183K | Active | 4011395074848 | 37.86 | 1 | 1 | stuk | Frames colored/metal | BE31210 | TC (Mechanics Premium) | stuk | afdekraam hoekig 5v f-aluzilver | Plaque quintuple, Linear | afdekraam hoekig 5v f-aluzilver | 1725-183K future® linear Cover frame 5gang frame
2CKA001754A4312 | 1721-72 | Active | 4011395082270 | 6.46 | 1 | 1 | stuk | Frames | BE31210 | TC (Mechanics Premium) | stuk | 1721-72 Cover frame 1gang frame | 1721-72 Cover frame 1gang frame | Frame imp. 1g. | 1721-72 Cover frame 1gang frame
2CKA001754A4313 | 1722-72 | Active | 4011395082287 | 10.67 | 1 | 1 | stuk | Frames | BE31210 | TC (Mechanics Premium) | stuk | 1722-72 Cover frame 2gang frame | 1722-72 Cover frame 2gang frame | Frame imp. 2g. | 1722-72 Cover frame 2gang frame
2CKA001754A4314 | 1723-72 | Active | 4011395082294 | 17.19 | 1 | 1 | stuk | Frames | BE31210 | TC (Mechanics Premium) | stuk | 1723-72 Cover frame 3gang frame | 1723-72 Cover frame 3gang frame | Frame imp. 3g. | 1723-72 Cover frame 3gang frame
2CKA001754A4315 | 1724-72 | Active | 4011395082355 | 26.75 | 1 | 1 | stuk | Frames | BE31210 | TC (Mechanics Premium) | stuk | 1724-72 Cover frame 4gang frame | 1724-72 Cover frame 4gang frame | Center Plate | 1724-72 Cover frame 4gang frame
2CKA001754A4316 | 1725-72 | Active | 4011395082386 | 37.94 | 1 | 1 | stuk | Frames | BE31210 | TC (Mechanics Premium) | stuk | 1725-72 Cover frame 5gang frame | 1725-72 Cover frame 5gang frame | Center Plate | 1725-72 Cover frame 5gang frame
2CKA001754A4317 | 1721-866K | Active | 4011395088319 | 18.12 | 1 | 1 | stuk | Frames | BE31210 | TC (Mechanics Premium) | stuk | 1721-866K Cover frame 1gang frame | 1721-866K Cover frame 1gang frame | Frame | 1721-866K Cover frame 1gang frame
2CKA001754A4318 | 1722-866K | Active | 4011395088340 | 28.11 | 1 | 1 | stuk | Frames | BE31210 | TC (Mechanics Premium) | stuk | 1722-866K Cover frame 2gang frame | 1722-866K Cover frame 2gang frame | Frame | 1722-866K Cover frame 2gang frame
2CKA001754A4319 | 1723-866K | Active | 4011395088371 | 49.63 | 1 | 1 | stuk | Frames | BE31210 | TC (Mechanics Premium) | stuk | 1723-866K Cover frame 3gang frame | 1723-866K Cover frame 3gang frame | Frame | 1723-866K Cover frame 3gang frame
2CKA001754A4320 | 1724-866K | Active | 4011395088395 | 76.93 | 1 | 1 | stuk | Frames | BE31210 | TC (Mechanics Premium) | stuk | 1724-866K Cover frame 4gang frame | 1724-866K Cover frame 4gang frame | Frame | 1724-866K Cover frame 4gang frame
2CKA001754A4321 | 1725-866K | Active | 4011395088425 | 122.31 | 1 | 1 | stuk | Frames | BE31210 | TC (Mechanics Premium) | stuk | 1725-866K Cover frame 5gang frame | 1725-866K Cover frame 5gang frame | Frame | 1725-866K Cover frame 5gang frame
2CKA001754A4322 | 1721-825 | Active | 4011395088913 | 41.85 | 1 | 1 | stuk | Frames colored/metal | BE31210 | TC (Mechanics Premium) | stuk | 1721-825 Cover frame 1gang frame | 1721-825 Cover frame 1gang frame | Frame, 1-g., glas, black | 1721-825 Cover frame 1gang frame
2CKA001754A4323 | 1722-825 | Active | 4011395088920 | 73.47 | 1 | 1 | stuk | Frames colored/metal | BE31210 | TC (Mechanics Premium) | stuk | 1722-825 Cover frame 2gang frame | 1722-825 Cover frame 2gang frame | Frame, 2-g., glas, black | 1722-825 Cover frame 2gang frame
2CKA001754A4324 | 1723-825 | Active | 4011395088937 | 128 | 1 | 1 | stuk | Frames colored/metal | BE31210 | TC (Mechanics Premium) | stuk | 1723-825 Cover frame 3gang frame | 1723-825 Cover frame 3gang frame | Frame, 3-g., glas, black | 1723-825 Cover frame 3gang frame
2CKA001754A4325 | 1724-825 | Active | 4011395088944 | 192.57 | 1 | 1 | stuk | Frames colored/metal | BE31210 | TC (Mechanics Premium) | stuk | 1724-825 Cover frame 4gang frame | 1724-825 Cover frame 4gang frame | Frame, 4-g., glas, black | 1724-825 Cover frame 4gang frame
2CKA001754A4326 | 1721-80G | Active | 4011395113059 | 10.73 | 1 | 1 | stuk | Frames colored/metal | BE31210 | TC (Mechanics Premium) | stuk | Afdekraam 1-gang 1721-80G | plaque couvercle 1-gang 1721-80G | Cover Frame 1-gang 1721-80G | 1721-80G Cover frame 1gang frame
2CKA001754A4327 | 1722-80G | Active | 4011395113066 | 20.42 | 1 | 1 | stuk | Frames colored/metal | BE31210 | TC (Mechanics Premium) | stuk | afdekraam 2-gang 1722-80G | plaque couvercle 2-gang 1722-80G | Cover Frame 2-gang 1722-80G | 1722-80G Cover frame 2gang frame
2CKA001754A4328 | 1723-80G | Active | 4011395113073 | 40.12 | 1 | 1 | stuk | Frames colored/metal | BE31210 | TC (Mechanics Premium) | stuk | Afdekraam 3-gang 1723-80G | Plaque couvercle 3-gang 1723-80G | Cover Frame 3-gang 1723-80G | 1723-80G Cover frame 3gang frame
2CKA001754A4329 | 1724-80G | Active | 4011395113080 | 55.93 | 1 | 1 | stuk | Frames colored/metal | BE31210 | TC (Mechanics Premium) | stuk | Afdekraam 4-vdg.Solo chroom-briljant | plaque recouvrement 4-gang | Cover Frame 4-gang | 1724-80G Cover frame 4gang frame
2CKA001754A4330 | 1725-80G | Active | 4011395113097 | 75.41 | 1 | 1 | stuk | Frames colored/metal | BE31210 | TC (Mechanics Premium) | stuk | Afdekraam 5-vdg.Solo chroom-briljant | plaque recouvrement 5-gang | Cover Frame 5-gang | 1725-80G Cover frame 5gang frame
2CKA001754A4331 | 1721-284 | Active | 4011395113240 | 8.59 | 1 | 1 | stuk | Frames white | BE31210 | TA (Mech Stnd WA & SSM) | stuk | 1721-284 1-gang | 1721-284 Cover Frame 1-gang | Cover Frame 1-gang | 1721-284 Cover frame 1gang frame
2CKA001754A4332 | 1722-284 | Active | 4011395113257 | 11.19 | 1 | 1 | stuk | Frames white | BE31210 | TA (Mech Stnd WA & SSM) | stuk | 1722-284 2-gang | 1722-284 Cover Frame 2-gang | Cover Frame 2-gang | 1722-284 Cover frame 2gang frame
2CKA001754A4333 | 1723-284 | Active | 4011395113264 | 22.56 | 1 | 1 | stuk | Frames white | BE31210 | TA (Mech Stnd WA & SSM) | stuk | 1723-284 3-gang | 1723-284 Cover Frame 3-gang | Cover Frame 3-gang | 1723-284 Cover frame 3gang frame
2CKA001754A4334 | 1721-285 | Active | 4011395113271 | 11.01 | 1 | 1 | stuk | Frames colored/metal | BE31210 | TC (Mechanics Premium) | stuk | Afdekraam enkelv.BJ-axcent geel | plaque recouvrement 1-gang | Cover Frame 1-gang | 1721-285 Cover frame 1gang frame
2CKA001754A4335 | 1722-285 | Active | 4011395113288 | 20.99 | 1 | 1 | stuk | Frames colored/metal | BE31210 | TC (Mechanics Premium) | stuk | Afdekraam 2-vdg.BJ-axcent geel | plaque recouvrement 2-gang | Cover Frame 2-gang | 1722-285 Cover frame 2gang frame
2CKA001754A4336 | 1723-285 | Active | 4011395113295 | 41.29 | 1 | 1 | stuk | Frames colored/metal | BE31210 | TC (Mechanics Premium) | stuk | Afdekraam 3-vdg.BJ-axcent geel | plaque recouvrement 3-gang | Cover Frame 3-gang | 1723-285 Cover frame 3gang frame
2CKA001754A4337 | 1721-286 | Active | 4011395113318 | 11.01 | 1 | 1 | stuk | Frames colored/metal | BE31210 | TC (Mechanics Premium) | stuk | Afdekraam enkelv.BJ-axcent groen | plaque recouvrement 1-gang | Cover Frame 1-gang | 1721-286 Cover frame 1gang frame
2CKA001754A4338 | 1722-286 | Active | 4011395113325 | 20.99 | 1 | 1 | stuk | Frames colored/metal | BE31210 | TC (Mechanics Premium) | stuk | Afdekraam 2-vdg.BJ-axcent groen | plaque recouvrement 2-gang | Cover Frame 2-gang | 1722-286 Cover frame 2gang frame
2CKA001754A4339 | 1723-286 | Active | 4011395113332 | 41.29 | 1 | 1 | stuk | Frames colored/metal | BE31210 | TC (Mechanics Premium) | stuk | Afdekraam 3-vdg.BJ-axcent groen | plaque recouvrement 3-gang | Cover Frame 3-gang | 1723-286 Cover frame 3gang frame
2CKA001754A4340 | 1721-287 | Active | 4011395113349 | 11.01 | 1 | 1 | stuk | Frames colored/metal | BE31210 | TC (Mechanics Premium) | stuk | Afdekraam enkelv.BJ-axcent Rood | plaque recouvrement 1-gang B usch-axcent R ouge | Cover Frame 1-gang Busch-axcent Red | 1721-287 Cover frame 1gang frame
2CKA001754A4341 | 1722-287 | Active | 4011395113356 | 20.99 | 1 | 1 | stuk | Frames colored/metal | BE31210 | TC (Mechanics Premium) | stuk | 1722-287 2-gang | 1722-287 Cover Frame 2-gang | Cover Frame 2-gang | 1722-287 Cover frame 2gang frame
2CKA001754A4342 | 1723-287 | Active | 4011395113363 | 41.29 | 1 | 1 | stuk | Frames colored/metal | BE31210 | TC (Mechanics Premium) | stuk | 1723-287 BJ-axcent rood | 1723-287 Cover Frame 3-gang | Cover Frame 3-gang | 1723-287 Cover frame 3gang frame
2CKA001754A4343 | 1721-288 | Active | 4011395113370 | 11.01 | 1 | 1 | stuk | Frames colored/metal | BE31210 | TC (Mechanics Premium) | stuk | Afdekraam enkelv.BJ-axcent blauw | plaque recouvrement 1-gang | Cover Frame 1-gang | 1721-288 Cover frame 1gang frame
2CKA001754A4344 | 1722-288 | Active | 4011395113387 | 20.99 | 1 | 1 | stuk | Frames colored/metal | BE31210 | TC (Mechanics Premium) | stuk | Afdekraam 2-vdg.BJ-axcent blauw | plaque recouvrement 2-gang | Cover Frame 2-gang | 1722-288 Cover frame 2gang frame
2CKA001754A4345 | 1723-288 | Active | 4011395113394 | 41.29 | 1 | 1 | stuk | Frames colored/metal | BE31210 | TC (Mechanics Premium) | stuk | Afdekraam 3-vdg.BJ-axcent blauw | plaque recouvrement 3-gang | Cover Frame 3-gang | 1723-288 Cover frame 3gang frame
2CKA001754A4346 | 1724-284 | Active | 4011395113417 | 34.71 | 1 | 1 | stuk | Frames white | BE31210 | TA (Mech Stnd WA & SSM) | stuk | Afdekraam 4-vdg.BJ-axcent studiowit | plaque recouvrement 4-gang | Cover Frame 4-gang | 1724-284 Cover frame 4gang frame
2CKA001754A4347 | 1725-284 | Active | 4011395113424 | 55.36 | 1 | 1 | stuk | Frames white | BE31210 | TA (Mech Stnd WA & SSM) | stuk | Afdekraam 5-vdg.BJ-axcent studiowit | plaque recouvrement 5-gang | Cover Frame 5-gang | 1725-284 Cover frame 5gang frame
2CKA001754A4348 | 1724-285 | Active | 4011395113431 | 55.93 | 1 | 1 | stuk | Frames colored/metal | BE31210 | TC (Mechanics Premium) | stuk | Afdekraam 4-vdg.BJ-axcent geel | plaque recouvrement 4-gang | Cover Frame 4-gang | 1724-285 Cover frame 4gang frame
2CKA001754A4349 | 1725-285 | Active | 4011395113448 | 75.41 | 1 | 1 | stuk | Frames colored/metal | BE31210 | TC (Mechanics Premium) | stuk | Afdekraam 5-vdg.BJ-axcent geel | plaque recouvrement 5-gang | Cover Frame 5-gang | 1725-285 Cover frame 5gang frame
2CKA001754A4350 | 1724-286 | Active | 4011395113455 | 55.93 | 1 | 1 | stuk | Frames colored/metal | BE31210 | TC (Mechanics Premium) | stuk | Afdekraam 4-vdg.BJ-axcent groen | plaque recouvrement 4-gang | Cover Frame 4-gang | 1724-286 Cover frame 4gang frame
2CKA001754A4351 | 1725-286 | Active | 4011395113462 | 75.41 | 1 | 1 | stuk | Frames colored/metal | BE31210 | TC (Mechanics Premium) | stuk | Afdekraam 5-vdg.BJ-axcent groen | plaque recouvrement 5-gang | Cover Frame 5-gang | 1725-286 Cover frame 5gang frame
2CKA001754A4352 | 1724-287 | Active | 4011395113479 | 55.93 | 1 | 1 | stuk | Frames colored/metal | BE31210 | TC (Mechanics Premium) | stuk | Afdekraam 4-vdg.BJ-axcent rood | plaque recouvrement 4-gang | Cover Frame 4-gang | 1724-287 Cover frame 4gang frame
2CKA001754A4353 | 1725-287 | Active | 4011395113486 | 75.41 | 1 | 1 | stuk | Frames colored/metal | BE31210 | TC (Mechanics Premium) | stuk | Afdekraam 5-vdg.BJ-axcent rood | plaque recouvrement 5-gang | Cover Frame 5-gang | 1725-287 Cover frame 5gang frame
2CKA001754A4354 | 1724-288 | Active | 4011395113493 | 55.93 | 1 | 1 | stuk | Frames colored/metal | BE31210 | TC (Mechanics Premium) | stuk | Afdekraam 4-vdg.BJ-axcent blauw | plaque recouvrement 4-gang | Cover Frame 4-gang | 1724-288 Cover frame 4gang frame
2CKA001754A4355 | 1725-288 | Active | 4011395113516 | 75.41 | 1 | 1 | stuk | Frames colored/metal | BE31210 | TC (Mechanics Premium) | stuk | Afdekraam 5-vdg.BJ-axcent blauw | plaque recouvrement 5-gang | Cover Frame 5-gang | 1725-288 Cover frame 5gang frame
2CKA001754A4356 | 1721-823-101 | Active | 4011395115220 | 169.51 | 1 | 1 | stuk | Frames colored/metal | BE31210 | TC (Mechanics Premium) | stuk | Afdekraam goud enkel | Plaque de recouvrement or simple | Cover Frame gold 1-gang | 1721-823-101 Cover frame 1gang frame
2CKA001754A4357 | 1722-823-101 | Active | 4011395115237 | 259.47 | 1 | 1 | stuk | Frames colored/metal | BE31210 | TC (Mechanics Premium) | stuk | Afdekraam goud 2- | Plaque de recouvrement or double | Cover Frame gold 2-gang | 1722-823-101 Cover frame 2gang frame
2CKA001754A4358 | 1723-823-101 | Active | 4011395115244 | 374.79 | 1 | 1 | stuk | Frames colored/metal | BE31210 | TC (Mechanics Premium) | stuk | Afdekraam goud 3- | Plaque de recouvrement or triple | Cover Frame gold 3-gang | 1723-823-101 Cover frame 3gang frame
2CKA001754A4359 | 1724-823-101 | Active | 4011395115251 | 498.17 | 1 | 1 | stuk | Frames colored/metal | BE31210 | TC (Mechanics Premium) | stuk | Afdekraam goud 4- | Plaque de recouvrement or quadruple | Cover Frame gold 4-gang | 1724-823-101 Cover frame 4gang frame
2CKA001754A4360 | 1721-826-101 | Active | 4011395115268 | 128 | 1 | 1 | stuk | Frames colored/metal | BE31210 | TC (Mechanics Premium) | stuk | Afdekraam chroom enkel | Plaque de recouvrement chrome simple | Cover Frame chrome 1-gang | 1721-826-101 Cover frame 1gang frame
2CKA001754A4361 | 1722-826-101 | Active | 4011395115275 | 191.43 | 1 | 1 | stuk | Frames colored/metal | BE31210 | TC (Mechanics Premium) | stuk | Afdekraam chroom 2- | Plaque de recouvrement chrome double | Cover Frame chrome 2-gang | 1722-826-101 Cover frame 2gang frame
2CKA001754A4362 | 1723-826-101 | Active | 4011395115282 | 253.69 | 1 | 1 | stuk | Frames colored/metal | BE31210 | TC (Mechanics Premium) | stuk | Afdekraam chroom 3- | Plaque de recouvrement chrome triple | Cover Frame chrome 3-gang | 1723-826-101 Cover frame 3gang frame
2CKA001754A4363 | 1724-826-101 | Active | 4011395115299 | 394.38 | 1 | 1 | stuk | Frames colored/metal | BE31210 | TC (Mechanics Premium) | stuk | Afdekraam chroom 4- | Plaque de recouvrement chrome quadruple | Cover Frame chrome 4-gang | 1724-826-101 Cover frame 4gang frame
2CKA001754A4364 | 1721-184 NSK | Active | 4011395124307 | 8.24 | 1 | 1 | stuk | Frames white | BE31210 | TA (Mech Stnd WA & SSM) | stuk | 1721-184 NSK future® linear 1gang frame | 1721-184 NSK future® linear Cover frame 1gang frame | Cover Frame | 1721-184 NSK future® linear Cover frame 1gang frame
2CKA001754A4365 | 1722-184 NSK | Active | 4011395124314 | 12.52 | 1 | 1 | stuk | Frames white | BE31210 | TA (Mech Stnd WA & SSM) | stuk | 1722-184 NSK future® linear 2gang frame | 1722-184 NSK future® linear Cover frame 2gang frame | Cover Frame | 1722-184 NSK future® linear Cover frame 2gang frame
2CKA001754A4366 | 1723-184 NSK | Active | 4011395124321 | 21.85 | 1 | 1 | stuk | Frames white | BE31210 | TA (Mech Stnd WA & SSM) | stuk | 1723-184 NSK future® linear 3gang frame | 1723-184 NSK future® linear Cover frame 3gang frame | Cover Frame | 1723-184 NSK future® linear Cover frame 3gang frame
2CKA001754A4367 | 1724-184 NSK | Active | 4011395124338 | 33.45 | 1 | 1 | stuk | Frames white | BE31210 | TA (Mech Stnd WA & SSM) | stuk | 1724-184 NSK future® linear 4gang frame | 1724-184 NSK future® linear Cover frame 4gang frame | Cover Frame | 1724-184 NSK future® linear Cover frame 4gang frame
2CKA001754A4368 | 1732-184 NSK | Active | 4011395124345 | 12.52 | 1 | 1 | stuk | Frames white | BE31210 | TA (Mech Stnd WA & SSM) | stuk | 1732-184 NSK future® linear 2gang frame | 1732-184 NSK future® linear Cover frame 2gang frame | Cover Frame | 1732-184 NSK future® linear Cover frame 2gang frame
2CKA001754A4369 | 1733-184 NSK | Active | 4011395124352 | 21.85 | 1 | 1 | stuk | Frames white | BE31210 | TA (Mech Stnd WA & SSM) | stuk | 1733-184 NSK future® linear 3gang frame | 1733-184 NSK future® linear Cover frame 3gang frame | Cover Frame | 1733-184 NSK future® linear Cover frame 3gang frame
2CKA001754A4370 | 1734-184 NSK | Active | 4011395124369 | 33.45 | 1 | 1 | stuk | Frames white | BE31210 | TA (Mech Stnd WA & SSM) | stuk | 1734-184 NSK future® linear 4gang frame | 1734-184 NSK future® linear Cover frame 4gang frame | Cover Frame | 1734-184 NSK future® linear Cover frame 4gang frame
2CKA001754A4373 | 1721 KA-20 | Active | 4011395125625 | 14.82 | 1 | 1 | stuk | Alpha | BE31210 | TC (Mechanics Premium) | stuk | 1721 KA-20 Cover frame 1gang frame | 1721 KA-20 Cover frame 1gang frame | Cover Frame | 1721 KA-20 Cover frame 1gang frame
2CKA001754A4374 | 1722 KA-20 | Active | 4011395125632 | 25.15 | 1 | 1 | stuk | Alpha | BE31210 | TC (Mechanics Premium) | stuk | 1722 KA-20 Cover frame 2gang frame | 1722 KA-20 Cover frame 2gang frame | Cover Frame | 1722 KA-20 Cover frame 2gang frame
2CKA001754A4375 | 1732 KA-20 | Active | 4011395125649 | 25.15 | 1 | 1 | stuk | Alpha | BE31210 | TC (Mechanics Premium) | stuk | 1732 KA-20 Cover frame 2gang frame | 1732 KA-20 Cover frame 2gang frame | Cover Frame | 1732 KA-20 Cover frame 2gang frame
2CKA001754A4376 | 1723 KA-20 | Active | 4011395125656 | 36.78 | 1 | 1 | stuk | Alpha | BE31210 | TC (Mechanics Premium) | stuk | 1723 KA-20 Cover frame 3gang frame | 1723 KA-20 Cover frame 3gang frame | Cover Frame | 1723 KA-20 Cover frame 3gang frame
2CKA001754A4377 | 1733 KA-20 | Active | 4011395125663 | 36.78 | 1 | 1 | stuk | Alpha | BE31210 | TC (Mechanics Premium) | stuk | 1733 KA-20 Cover frame 3gang frame | 1733 KA-20 Cover frame 3gang frame | Cover Frame | 1733 KA-20 Cover frame 3gang frame
2CKA001754A4378 | 1724 KA-20 | Active | 4011395125670 | 58.92 | 1 | 1 | stuk | Alpha | BE31210 | TC (Mechanics Premium) | stuk | 1724 KA-20 Cover frame 4gang frame | 1724 KA-20 Cover frame 4gang frame | Cover Frame | 1724 KA-20 Cover frame 4gang frame
2CKA001754A4379 | 1734 KA-20 | Active | 4011395125687 | 58.92 | 1 | 1 | stuk | Alpha | BE31210 | TC (Mechanics Premium) | stuk | 1734 KA-20 Cover frame 4gang frame | 1734 KA-20 Cover frame 4gang frame | Cover Frame | 1734 KA-20 Cover frame 4gang frame
2CKA001754A4380 | 1725 KA-20 | Active | 4011395125694 | 74.26 | 1 | 1 | stuk | Alpha | BE31210 | TC (Mechanics Premium) | stuk | 1725 KA-20 Cover frame 5gang frame | 1725 KA-20 Cover frame 5gang frame | Cover Frame | 1725 KA-20 Cover frame 5gang frame
2CKA001754A4381 | 1735 KA-20 | Active | 4011395125700 | 74.26 | 1 | 1 | stuk | Alpha | BE31210 | TC (Mechanics Premium) | stuk | 1735 KA-20 Cover frame 5gang frame | 1735 KA-20 Cover frame 5gang frame | Cover Frame | 1735 KA-20 Cover frame 5gang frame
2CKA001754A4382 | 1721 KA-21 | Active | 4011395125717 | 14.82 | 1 | 1 | stuk | Alpha | BE31210 | TC (Mechanics Premium) | stuk | 1721 KA-21 Cover frame 1gang frame | 1721 KA-21 Cover frame 1gang frame | Cover Frame | 1721 KA-21 Cover frame 1gang frame
2CKA001754A4383 | 1722 KA-21 | Active | 4011395125724 | 25.15 | 1 | 1 | stuk | Alpha | BE31210 | TC (Mechanics Premium) | stuk | 1722 KA-21 Cover frame 2gang frame | 1722 KA-21 Cover frame 2gang frame | Cover Frame | 1722 KA-21 Cover frame 2gang frame
2CKA001754A4384 | 1732 KA-21 | Active | 4011395125731 | 25.15 | 1 | 1 | stuk | Alpha | BE31210 | TC (Mechanics Premium) | stuk | 1732 KA-21 Cover frame 2gang frame | 1732 KA-21 Cover frame 2gang frame | Cover Frame | 1732 KA-21 Cover frame 2gang frame
2CKA001754A4385 | 1723 KA-21 | Active | 4011395125755 | 36.78 | 1 | 1 | stuk | Alpha | BE31210 | TC (Mechanics Premium) | stuk | 1723 KA-21 Cover frame 3gang frame | 1723 KA-21 Cover frame 3gang frame | Cover Frame | 1723 KA-21 Cover frame 3gang frame
2CKA001754A4386 | 1733 KA-21 | Active | 4011395125762 | 36.78 | 1 | 1 | stuk | Alpha | BE31210 | TC (Mechanics Premium) | stuk | 1733 KA-21 Cover frame 3gang frame | 1733 KA-21 Cover frame 3gang frame | Cover Frame | 1733 KA-21 Cover frame 3gang frame
2CKA001754A4387 | 1724 KA-21 | Active | 4011395125779 | 58.92 | 1 | 1 | stuk | Alpha | BE31210 | TC (Mechanics Premium) | stuk | 1724 KA-21 Cover frame 4gang frame | 1724 KA-21 Cover frame 4gang frame | Cover Frame | 1724 KA-21 Cover frame 4gang frame
2CKA001754A4388 | 1734 KA-21 | Active | 4011395125786 | 58.92 | 1 | 1 | stuk | Alpha | BE31210 | TC (Mechanics Premium) | stuk | 1734 KA-21 Cover frame 4gang frame | 1734 KA-21 Cover frame 4gang frame | Cover Frame | 1734 KA-21 Cover frame 4gang frame
2CKA001754A4389 | 1725 KA-21 | Active | 4011395125793 | 74.26 | 1 | 1 | stuk | Alpha | BE31210 | TC (Mechanics Premium) | stuk | 1725 KA-21 Cover frame 5gang frame | 1725 KA-21 Cover frame 5gang frame | Cover Frame | 1725 KA-21 Cover frame 5gang frame
2CKA001754A4390 | 1735 KA-21 | Active | 4011395125816 | 74.26 | 1 | 1 | stuk | Alpha | BE31210 | TC (Mechanics Premium) | stuk | 1735 KA-21 Cover frame 5gang frame | 1735 KA-21 Cover frame 5gang frame | Cover Frame | 1735 KA-21 Cover frame 5gang frame
2CKA001754A4391 | 1721-266 | Active | 4011395125830 | 14.82 | 1 | 1 | stuk | Alpha | BE31210 | TC (Mechanics Premium) | stuk | 1721-266 Cover frame 1gang frame | 1721-266 Cover frame 1gang frame | Cover Frame | 1721-266 Cover frame 1gang frame
2CKA001754A4392 | 1722-266 | Active | 4011395125847 | 25.15 | 1 | 1 | stuk | Alpha | BE31210 | TC (Mechanics Premium) | stuk | 1722-266 Cover frame 2gang frame | 1722-266 Cover frame 2gang frame | Cover Frame | 1722-266 Cover frame 2gang frame
2CKA001754A4393 | 1732-266 | Active | 4011395125854 | 25.15 | 1 | 1 | stuk | Alpha | BE31210 | TC (Mechanics Premium) | stuk | 1732-266 Cover frame 2gang frame | 1732-266 Cover frame 2gang frame | Cover Frame | 1732-266 Cover frame 2gang frame
2CKA001754A4394 | 1723-266 | Active | 4011395125861 | 36.78 | 1 | 1 | stuk | Alpha | BE31210 | TC (Mechanics Premium) | stuk | 1723-266 Cover frame 3gang frame | 1723-266 Cover frame 3gang frame | Cover Frame | 1723-266 Cover frame 3gang frame
2CKA001754A4395 | 1733-266 | Active | 4011395125878 | 36.78 | 1 | 1 | stuk | Alpha | BE31210 | TC (Mechanics Premium) | stuk | 1733-266 Cover frame 3gang frame | 1733-266 Cover frame 3gang frame | Cover Frame | 1733-266 Cover frame 3gang frame
2CKA001754A4396 | 1724-266 | Active | 4011395125885 | 58.92 | 1 | 1 | stuk | Alpha | BE31210 | TC (Mechanics Premium) | stuk | 1724-266 Cover frame 4gang frame | 1724-266 Cover frame 4gang frame | Cover Frame | 1724-266 Cover frame 4gang frame
2CKA001754A4397 | 1734-266 | Active | 4011395125892 | 58.92 | 1 | 1 | stuk | Alpha | BE31210 | TC (Mechanics Premium) | stuk | 1734-266 Cover frame 4gang frame | 1734-266 Cover frame 4gang frame | Cover Frame | 1734-266 Cover frame 4gang frame
2CKA001754A4398 | 1725-266 | Active | 4011395125915 | 74.26 | 1 | 1 | stuk | Alpha | BE31210 | TC (Mechanics Premium) | stuk | 1725-266 Cover frame 5gang frame | 1725-266 Cover frame 5gang frame | Cover Frame | 1725-266 Cover frame 5gang frame
2CKA001754A4399 | 1735-266 | Active | 4011395125922 | 74.26 | 1 | 1 | stuk | Alpha | BE31210 | TC (Mechanics Premium) | stuk | 1735-266 Cover frame 5gang frame | 1735-266 Cover frame 5gang frame | Cover Frame | 1735-266 Cover frame 5gang frame
2CKA001754A4400 | 1721-260 | Active | 4011395125939 | 14.82 | 1 | 1 | stuk | Alpha | BE31210 | TC (Mechanics Premium) | stuk | 1721-260 Cover frame 1gang frame | 1721-260 Cover frame 1gang frame | Cover Frame | 1721-260 Cover frame 1gang frame
2CKA001754A4401 | 1722-260 | Active | 4011395125946 | 25.15 | 1 | 1 | stuk | Alpha | BE31210 | TC (Mechanics Premium) | stuk | 1722-260 Cover frame 2gang frame | 1722-260 Cover frame 2gang frame | Cover Frame | 1722-260 Cover frame 2gang frame
2CKA001754A4402 | 1732-260 | Active | 4011395125953 | 25.15 | 1 | 1 | stuk | Alpha | BE31210 | TC (Mechanics Premium) | stuk | 1732-260 Cover frame 2gang frame | 1732-260 Cover frame 2gang frame | Cover Frame | 1732-260 Cover frame 2gang frame
2CKA001754A4403 | 1723-260 | Active | 4011395125960 | 36.78 | 1 | 1 | stuk | Alpha | BE31210 | TC (Mechanics Premium) | stuk | 1723-260 Cover frame 3gang frame | 1723-260 Cover frame 3gang frame | Cover Frame | 1723-260 Cover frame 3gang frame
2CKA001754A4404 | 1733-260 | Active | 4011395125977 | 36.78 | 1 | 1 | stuk | Alpha | BE31210 | TC (Mechanics Premium) | stuk | 1733-260 Cover frame 3gang frame | 1733-260 Cover frame 3gang frame | Cover Frame | 1733-260 Cover frame 3gang frame
2CKA001754A4405 | 1724-260 | Active | 4011395125984 | 58.92 | 1 | 1 | stuk | Alpha | BE31210 | TC (Mechanics Premium) | stuk | 1724-260 Cover frame 4gang frame | 1724-260 Cover frame 4gang frame | Cover Frame | 1724-260 Cover frame 4gang frame
2CKA001754A4406 | 1734-260 | Active | 4011395125991 | 58.92 | 1 | 1 | stuk | Alpha | BE31210 | TC (Mechanics Premium) | stuk | 1734-260 Cover frame 4gang frame | 1734-260 Cover frame 4gang frame | Cover Frame | 1734-260 Cover frame 4gang frame
2CKA001754A4407 | 1725-260 | Active | 4011395126035 | 74.26 | 1 | 1 | stuk | Alpha | BE31210 | TC (Mechanics Premium) | stuk | 1725-260 Cover frame 5gang frame | 1725-260 Cover frame 5gang frame | Cover Frame | 1725-260 Cover frame 5gang frame
2CKA001754A4408 | 1735-260 | Active | 4011395126042 | 74.26 | 1 | 1 | stuk | Alpha | BE31210 | TC (Mechanics Premium) | stuk | 1735-260 Cover frame 5gang frame | 1735-260 Cover frame 5gang frame | Cover Frame | 1735-260 Cover frame 5gang frame
2CKA001754A4409 | 1721-281 | Active | 4011395126363 | 11.01 | 1 | 1 | stuk | Frames colored/metal | BE31210 | TC (Mechanics Premium) | stuk | 1721-281 Cover frame 1gang frame | 1721-281 Cover frame 1gang frame | Cover Frame | 1721-281 Cover frame 1gang frame
2CKA001754A4410 | 1722-281 | Active | 4011395126370 | 20.42 | 1 | 1 | stuk | Frames colored/metal | BE31210 | TC (Mechanics Premium) | stuk | 1722-281 Cover frame 2gang frame | 1722-281 Cover frame 2gang frame | Cover Frame | 1722-281 Cover frame 2gang frame
2CKA001754A4411 | 1723-281 | Active | 4011395126387 | 41.29 | 1 | 1 | stuk | Frames colored/metal | BE31210 | TC (Mechanics Premium) | stuk | 1723-281 Cover frame 3gang frame | 1723-281 Cover frame 3gang frame | Cover Frame | 1723-281 Cover frame 3gang frame
2CKA001754A4412 | 1724-281 | Active | 4011395126394 | 55.93 | 1 | 1 | stuk | Frames colored/metal | BE31210 | TC (Mechanics Premium) | stuk | 1724-281 Cover frame 4gang frame | 1724-281 Cover frame 4gang frame | Cover Frame | 1724-281 Cover frame 4gang frame
2CKA001754A4413 | 1725-281 | Active | 4011395126615 | 75.41 | 1 | 1 | stuk | Frames colored/metal | BE31210 | TC (Mechanics Premium) | stuk | 1725-281 Cover frame 5gang frame | 1725-281 Cover frame 5gang frame | Cover Frame | 1725-281 Cover frame 5gang frame
2CKA001754A4414 | 1721-884K | Active | 4011395128244 | 8.65 | 1 | 1 | stuk | Frames white | BE31210 | TA (Mech Stnd WA & SSM) | stuk | Afdekraam studiowitMat enkel | Plaque de recouvrement matt blanc studio simple | Cover Frame 1-gang | 1721-884K future® linear Cover frame 1gang frame
2CKA001754A4415 | 1722-884K | Active | 4011395128251 | 11.77 | 1 | 1 | stuk | Frames white | BE31210 | TA (Mech Stnd WA & SSM) | stuk | Afdekraam studiowitMat 2 | Plaque de recouvrement matt blanc studio double | Cover Frame 2-gang | 1722-884K future® linear Cover frame 2gang frame
2CKA001754A4416 | 1723-884K | Active | 4011395128268 | 18.93 | 1 | 1 | stuk | Frames white | BE31210 | TA (Mech Stnd WA & SSM) | stuk | Afdekraam studiowitMat 3 | Plaque de recouvrement matt blanc studio Triple | Cover Frame 3-gang | 1723-884K future® linear Cover frame 3gang frame
2CKA001754A4417 | 1724-884K | Active | 4011395128275 | 28.11 | 1 | 1 | stuk | Frames white | BE31210 | TA (Mech Stnd WA & SSM) | stuk | Afdekraam studiowitMat 4 | Plaque de recouvrement matt blanc studio quadruple | Cover Frame 4-gang | 1724-884K future® linear Cover frame 4gang frame
2CKA001754A4418 | 1725-884K | Active | 4011395128282 | 39.19 | 1 | 1 | stuk | Frames white | BE31210 | TA (Mech Stnd WA & SSM) | stuk | Afdekraam studiowitMat 5 | Plaque de recouvrement matt blanc studio quintuple | Cover Frame 5-gang | 1725-884K future® linear Cover frame 5gang frame
2CKA001754A4419 | 1721-885K | Active | 4011395128299 | 8.65 | 1 | 1 | stuk | Frames colored/metal | BE31210 | TC (Mechanics Premium) | stuk | Afdekraam zwMat enkel | Plaque de recouvrement matt noir simple | Cover Frame 1-gang | 1721-885K future® linear Cover frame 1gang frame
2CKA001754A4420 | 1722-885K | Active | 4011395128312 | 11.77 | 1 | 1 | stuk | Frames colored/metal | BE31210 | TC (Mechanics Premium) | stuk | Afdekraam zwMat 2 | Plaque de recouvrement matt noir Double | Cover Frame 2-gang | 1722-885K future® linear Cover frame 2gang frame
2CKA001754A4421 | 1723-885K | Active | 4011395128329 | 18.93 | 1 | 1 | stuk | Frames colored/metal | BE31210 | TC (Mechanics Premium) | stuk | Afdekraam zwMat 3 | Plaque de recouvrement matt noir Triple | Cover Frame 3-gang | 1723-885K future® linear Cover frame 3gang frame
2CKA001754A4422 | 1724-885K | Active | 4011395128336 | 28.11 | 1 | 1 | stuk | Frames colored/metal | BE31210 | TC (Mechanics Premium) | stuk | Afdekraam zwMat 4 | Plaque de recouvrement matt noir quadruple | Cover Frame 4-gang | 1724-885K future® linear Cover frame 4gang frame
2CKA001754A4423 | 1725-885K | Active | 4011395128343 | 39.19 | 1 | 1 | stuk | Frames colored/metal | BE31210 | TC (Mechanics Premium) | stuk | Afdekraam zwMat 5 | Plaque de recouvrement matt noir quintuple | Cover Frame 5-gang | 1725-885K future® linear Cover frame 5gang frame
2CKA001754A4424 | 1721-775 | Active | 4011395128350 | 12.35 | 1 | 1 | stuk | Frames | BE31210 | TC (Mechanics Premium) | stuk | 1721-775 Cover frame 1gang frame | 1721-775 Cover frame 1gang frame | Cover Frame | 1721-775 Cover frame 1gang frame
2CKA001754A4425 | 1722-775 | Active | 4011395128367 | 16.85 | 1 | 1 | stuk | Frames | BE31210 | TC (Mechanics Premium) | stuk | 1722-775 Cover frame 2gang frame | 1722-775 Cover frame 2gang frame | Cover Frame | 1722-775 Cover frame 2gang frame
2CKA001754A4426 | 1723-775 | Active | 4011395128374 | 23.88 | 1 | 1 | stuk | Frames | BE31210 | TC (Mechanics Premium) | stuk | 1723-775 Cover frame 3gang frame | 1723-775 Cover frame 3gang frame | Cover Frame | 1723-775 Cover frame 3gang frame
2CKA001754A4427 | 1724-775 | Active | 4011395128381 | 33.79 | 1 | 1 | stuk | Frames | BE31210 | TC (Mechanics Premium) | stuk | 1724-775 Cover frame 4gang frame | 1724-775 Cover frame 4gang frame | Cover Frame | 1724-775 Cover frame 4gang frame
2CKA001754A4428 | 1725-775 | Active | 4011395128398 | 45.09 | 1 | 1 | stuk | Frames | BE31210 | TC (Mechanics Premium) | stuk | 1725-775 Cover frame 5gang frame | 1725-775 Cover frame 5gang frame | Cover Frame | 1725-775 Cover frame 5gang frame
2CKA001754A4429 | 1721-774 | Active | 4011395128411 | 12.35 | 1 | 1 | stuk | Frames | BE31210 | TC (Mechanics Premium) | stuk | 1721-774 Cover frame 1gang frame | 1721-774 Cover frame 1gang frame | Cover Frame | 1721-774 Cover frame 1gang frame
2CKA001754A4431 | 1722-774 | Active | 4011395128442 | 16.85 | 1 | 1 | stuk | Frames | BE31210 | TC (Mechanics Premium) | stuk | 1722-774 Cover frame 2gang frame | 1722-774 Cover frame 2gang frame | Cover Frame | 1722-774 Cover frame 2gang frame
2CKA001754A4433 | 1723-774 | Active | 4011395128497 | 23.88 | 1 | 1 | stuk | Frames | BE31210 | TC (Mechanics Premium) | stuk | 1723-774 Cover frame 3gang frame | 1723-774 Cover frame 3gang frame | Cover Frame | 1723-774 Cover frame 3gang frame
2CKA001754A4434 | 1724-774 | Active | 4011395128510 | 33.79 | 1 | 1 | stuk | Frames | BE31210 | TC (Mechanics Premium) | stuk | 1724-774 Cover frame 4gang frame | 1724-774 Cover frame 4gang frame | Cover Frame | 1724-774 Cover frame 4gang frame
2CKA001754A4436 | 1725-774 | Active | 4011395128558 | 45.09 | 1 | 1 | stuk | Frames | BE31210 | TC (Mechanics Premium) | stuk | 1725-774 Cover frame 5gang frame | 1725-774 Cover frame 5gang frame | Cover Frame | 1725-774 Cover frame 5gang frame
2CKA001754A4437 | 1721-280 | Active | 4011395156957 | 41.85 | 1 | 1 | stuk | Frames colored/metal | BE31210 | TC (Mechanics Premium) | stuk | Afdekraam BJ- axcent enkel | Plaques de recouvrement Busch- axcent simple | Cover Frame Busch- axcent 1-gang | 1721-280 Cover frame 1gang frame
2CKA001754A4438 | 1722-280 | Active | 4011395156964 | 73.47 | 1 | 1 | stuk | Frames colored/metal | BE31210 | TC (Mechanics Premium) | stuk | Afdekraam BJ- axcent 2 | Plaques de recouvrement Busch- axcent double | Cover Frame Busch- axcent 2-gang | 1722-280 Cover frame 2gang frame
2CKA001754A4439 | 1723-280 | Active | 4011395156971 | 128 | 1 | 1 | stuk | Frames colored/metal | BE31210 | TC (Mechanics Premium) | stuk | Afdekraam BJ- axcent 3 | Plaques de recouvrement Busch- axcent triple | Cover Frame Busch- axcent 3-gang | 1723-280 Cover frame 3gang frame
2CKA001754A4440 | 1724-280 | Active | 4011395156988 | 189.12 | 1 | 1 | stuk | Frames colored/metal | BE31210 | TC (Mechanics Premium) | stuk | Afdekraam BJ- axcent 4 | Plaques de recouvrement Busch- axcent quadruple | Cover Frame Busch- axcent 4-gang | 1724-280 Cover frame 4gang frame
2CKA001754A4441 | 1725-280 | Active | 4011395156995 | 252.55 | 1 | 1 | stuk | Frames colored/metal | BE31210 | TC (Mechanics Premium) | stuk | Afdekraam BJ- axcent 5 | Plaques de recouvrement Busch- axcent quintuple | Cover Frame Busch- axcent 5-gang | 1725-280 Cover frame 5gang frame
2CKA001754A4442 | 1721-811 | Active | 4011395157015 | 41.85 | 1 | 1 | stuk | Frames colored/metal | BE31210 | TC (Mechanics Premium) | stuk | Afdekraam carat enkel | Plaques de recouvrement carat simple | Cover Frame carat 1-gang | 1721-811 Cover frame 1gang frame
2CKA001754A4443 | 1722-811 | Active | 4011395157022 | 73.47 | 1 | 1 | stuk | Frames colored/metal | BE31210 | TC (Mechanics Premium) | stuk | Afdekraam carat 2 | Plaques de recouvrement carat double | Cover Frame carat 2-gang | 1722-811 Cover frame 2gang frame
2CKA001754A4444 | 1723-811 | Active | 4011395157039 | 128 | 1 | 1 | stuk | Frames colored/metal | BE31210 | TC (Mechanics Premium) | stuk | Afdekraam carat 3 | Plaques de recouvrement carat triple | Cover Frame carat 3-gang | 1723-811 Cover frame 3gang frame
2CKA001754A4445 | 1724-811 | Active | 4011395157046 | 192.57 | 1 | 1 | stuk | Frames colored/metal | BE31210 | TC (Mechanics Premium) | stuk | Afdekraam carat 4 | Plaques de recouvrement carat quadruple | Cover Frame carat 4-gang | 1724-811 Cover frame 4gang frame
2CKA001754A4471 | 1721-291-500 | Active | 4011395165072 | 11.01 | 1 | 1 | stuk | Frames colored/metal | BE31210 | TC (Mechanics Premium) | stuk | Afdekraam entrée-grijs enkel | Plaque de recouvrement entrée-gris simple | Cover Frame entrée-grey 1-gang | 1721-291-500 Cover frame 1gang frame
2CKA001754A4472 | 1722-291-500 | Active | 4011395165195 | 20.99 | 1 | 1 | stuk | Frames colored/metal | BE31210 | TC (Mechanics Premium) | stuk | Afdekraam entrée-grijs 2 | Plaque de recouvrement entrée-gris double | Cover Frame entrée-grey 2-gang | 1722-291-500 Cover frame 2gang frame
2CKA001754A4473 | 1723-291-500 | Active | 4011395165317 | 41.29 | 1 | 1 | stuk | Frames colored/metal | BE31210 | TC (Mechanics Premium) | stuk | Afdekraam entrée-grijs 3 | Plaque de recouvrement entrée-gris triple | Cover Frame entrée-grey 3-gang | 1723-291-500 Cover frame 3gang frame
2CKA001754A4475 | 1725-291-500 | Active | 4011395165539 | 75.41 | 1 | 1 | stuk | Frames colored/metal | BE31210 | TC (Mechanics Premium) | stuk | Afdekraam entrée-grijs 5 | Plaque de recouvrement entrée-gris quintuple | Cover Frame entrée-grey 5-gang | 1725-291-500 Cover frame 5gang frame
2CKA001754A4481 | 1721-299-500 | Active | 4011395165171 | 11.01 | 1 | 1 | stuk | Frames colored/metal | BE31210 | TC (Mechanics Premium) | stuk | AfdekraamMaison-beige enkel | Plaque de recouvrement maison-beige simple | Cover Frame maison-beige 1-gang | 1721-299-500 Cover frame 1gang frame
2CKA001754A4482 | 1722-299-500 | Active | 4011395165287 | 20.99 | 1 | 1 | stuk | Frames colored/metal | BE31210 | TC (Mechanics Premium) | stuk | AfdekraamMaison-beige 2 | Plaque de recouvrement maison-beige double | Cover Frame maison-beige 2-gang | 1722-299-500 Cover frame 2gang frame
2CKA001754A4483 | 1723-299-500 | Active | 4011395165393 | 41.29 | 1 | 1 | stuk | Frames colored/metal | BE31210 | TC (Mechanics Premium) | stuk | AfdekraamMaison-beige 3 | Plaque de recouvrement maison-beige triple | Cover Frame maison-beige 3-gang | 1723-299-500 Cover frame 3gang frame
2CKA001754A4485 | 1725-299-500 | Active | 4011395165621 | 75.41 | 1 | 1 | stuk | Frames colored/metal | BE31210 | TC (Mechanics Premium) | stuk | AfdekraamMaison-beige 5 | Plaque de recouvrement maison-beige quintuple | Cover Frame maison-beige 5-gang | 1725-299-500 Cover frame 5gang frame
2CKA001754A4491 | 1721-295-500 | Active | 4011395165096 | 11.01 | 1 | 1 | stuk | Frames colored/metal | BE31210 | TC (Mechanics Premium) | stuk | Afdekraam château-zw enkel | Plaque de recouvrement château-noir simple | Cover Frame château-black 1-gang | 1721-295-500 Cover frame 1gang frame
2CKA001754A4492 | 1722-295-500 | Active | 4011395165225 | 20.99 | 1 | 1 | stuk | Frames colored/metal | BE31210 | TC (Mechanics Premium) | stuk | Afdekraam château-zw 2 | Plaque de recouvrement château-noir double | Cover Frame château-black 2-gang | 1722-295-500 Cover frame 2gang frame
2CKA001754A4493 | 1723-295-500 | Active | 4011395165331 | 41.29 | 1 | 1 | stuk | Frames colored/metal | BE31210 | TC (Mechanics Premium) | stuk | Afdekraam château-zw 3 | Plaque de recouvrement château-noir triple | Cover Frame château-black 3-gang | 1723-295-500 Cover frame 3gang frame
2CKA001754A4495 | 1725-295-500 | Active | 4011395165553 | 75.41 | 1 | 1 | stuk | Frames colored/metal | BE31210 | TC (Mechanics Premium) | stuk | Afdekraam château-zw 5 | Plaque de recouvrement château-noir quintuple | Cover Frame château-black 5-gang | 1725-295-500 Cover frame 5gang frame
2CKA001754A4498 | 1721-184K-500 | Active | 4011395174524 | 8.04 | 1 | 1 | stuk | Frames white | BE31210 | TC (Mechanics Premium) | stuk | 1721-184K-500 future® linear | 1721-184K-500 future® linear Cover frame | 1721-184K-500 future® linear Cover frame | 1721-184K-500 future® linear Cover frame 1gang frame
2CKA001754A4499 | 1722-184K-500 | Active | 4011395174531 | 9.09 | 1 | 1 | stuk | Frames white | BE31210 | TC (Mechanics Premium) | stuk | 1722-184K-500 future® linear | 1722-184K-500 future® linear Cover frame | 1722-184K-500 future® linear Cover frame | 1722-184K-500 future® linear Cover frame 2gang frame
2CKA001754A4502 | 1723-184K-500 | Active | 4011395174562 | 19.07 | 1 | 1 | stuk | Frames white | BE31210 | TC (Mechanics Premium) | stuk | 1723-184K-500 future® linear | 1723-184K-500 future® linear Cover frame | 1723-184K-500 future® linear Cover frame | 1723-184K-500 future® linear Cover frame 3gang frame
2CKA001754A4506 | 1721-182K-500 | Active | 4011395174609 | 8.6 | 1 | 1 | stuk | Frames white | BE31210 | TA (Mech Stnd WA & SSM) | stuk | 1721-182K-500 future® linear | 1721-182K-500 future® linear Cover frame | 1721-182K-500 future® linear Cover frame | 1721-182K-500 future® linear Cover frame 1gang frame
2CKA001754A4517 | 1725-184K-500 | Active | 4011395174722 | 53.51 | 1 | 1 | stuk | Frames white | BE31210 | TC (Mechanics Premium) | stuk | 1725-184K-500 future® linear | 1725-184K-500 future® linear Cover frame | 1725-184K-500 future® linear Cover frame | 1725-184K-500 future® linear Cover frame 5gang frame
2CKA001754A4529 | 1721-183K-500 | Active | 4011395175941 | 14.64 | 1 | 1 | stuk | Frames colored/metal | BE31210 | TA (Mech Stnd WA & SSM) | stuk | 1721-183K-500 future® linear | 1721-183K-500 future® linear Cover frame | 1721-183K-500 future® linear Cover frame | 1721-183K-500 future® linear Cover frame 1gang frame
2CKA001754A4530 | 1722-183K-500 | Active | 4011395175958 | 19.88 | 1 | 1 | stuk | Frames colored/metal | BE31210 | TA (Mech Stnd WA & SSM) | stuk | 1722-183K-500 future® linear | 1722-183K-500 future® linear Cover frame | 1722-183K-500 future® linear Cover frame | 1722-183K-500 future® linear Cover frame 2gang frame
2CKA001754A4531 | 1721-884K-500 | Active | 4011395175965 | 15.02 | 1 | 1 | stuk | Frames white | BE31210 | TA (Mech Stnd WA & SSM) | stuk | 1721-884K-500 future® linear | 1721-884K-500 future® linear Cover frame | 1721-884K-500 future® linear Cover frame | 1721-884K-500 future® linear Cover frame 1gang frame
2CKA001754A4532 | 1721-885K-500 | Active | 4011395175972 | 15.02 | 1 | 1 | stuk | Frames colored/metal | BE31210 | TC (Mechanics Premium) | stuk | 1721-885K-500 future® linear | 1721-885K-500 future® linear Cover frame | 1721-885K-500 future® linear Cover frame | 1721-885K-500 future® linear Cover frame 1gang frame
2CKA001754A4533 | 1723-183K-500 | Active | 4011395175996 | 31.94 | 1 | 1 | stuk | Frames colored/metal | BE31210 | TA (Mech Stnd WA & SSM) | stuk | 1723-183K-500 future® linear | 1723-183K-500 future® linear Cover frame | 1723-183K-500 future® linear Cover frame | 1723-183K-500 future® linear Cover frame 3gang frame
2CKA001754A4534 | 1722-885K-500 | Active | 4011395176009 | 20.44 | 1 | 1 | stuk | Frames colored/metal | BE31210 | TC (Mechanics Premium) | stuk | 1722-885K-500 future® linear | 1722-885K-500 future® linear Cover frame | 1722-885K-500 future® linear Cover frame | 1722-885K-500 future® linear Cover frame 2gang frame
2CKA001754A4543 | 1721-283 | Active | 4011395185568 | 43.13 | 1 | 1 | stuk | Frames colored/metal | BE31210 | TC (Mechanics Premium) | stuk | afdekraam 1v ax-bruinglas | 1721-283 Châssis couvercle, verre marron, châssis, Busch-axcent frames | Cover Frame 1gang | 1721-283 Cover frame 1gang frame
2CKA001754A4544 | 1722-283 | Active | 4011395185575 | 77.04 | 1 | 1 | stuk | Frames colored/metal | BE31210 | TC (Mechanics Premium) | stuk | afdekraam 2v ax-bruinglas | 1722-283 Châssis couvercle, verre marron, châssis, Busch-axcent frames | Cover Frame 2gang | 1722-283 Cover frame 2gang frame
2CKA001754A4545 | 1723-283 | Active | 4011395185582 | 130.29 | 1 | 1 | stuk | Frames colored/metal | BE31210 | TC (Mechanics Premium) | stuk | afdekraam 3v ax-bruinglas | 1723-283 Châssis couvercle, verre marron, châssis, Busch-axcent frames | Cover Frame 3gang | 1723-283 Cover frame 3gang frame
2CKA001754A4546 | 1724-283 | Active | 4011395185599 | 192.57 | 1 | 1 | stuk | Frames colored/metal | BE31210 | TC (Mechanics Premium) | stuk | afdekraam 4v ax-bruinglas | 1724-283 Châssis couvercle, verre marron, châssis, Busch-axcent frames | Cover Frame 4gang | 1724-283 Cover frame 4gang frame
2CKA001754A4547 | 1725-283 | Active | 4011395185612 | 252.55 | 1 | 1 | stuk | Frames colored/metal | BE31210 | TC (Mechanics Premium) | stuk | afdekraam 5v ax-bruinglas | 1725-283 Châssis couvercle, verre marron, châssis, Busch-axcent frames | Cover Frame 5gang | 1725-283 Cover frame 5gang frame
2CKA001754A4548 | 1721 NS-914 | Active | 4011395191491 | 6.51 | 1 | 1 | stuk | Frames white | BE31210 | TA (Mech Stnd WA & SSM) | stuk | tekstafdekraam 1v SI-B | 1721 NS-914 Châssis couvercle, blanc alpin, châssis couvercle Busch-Balance SI | cover frame 1gang label | 1721 NS-914 Cover frame 1gang frame
2CKA001754A4549 | 1732 NS-914 | Active | 4011395192634 | 12.29 | 1 | 1 | stuk | Frames white | BE31210 | TA (Mech Stnd WA & SSM) | stuk | tekstafdekraam 2v hor SI-B | 1732 NS-914 Châssis couvercle, blanc alpin, châssis couvercle Busch-Balance SI | cover frame 2gang label | 1732 NS-914 Cover frame 2gang frame
2CKA001754A4550 | 1733 NS-914 | Active | 4011395191552 | 19.66 | 1 | 1 | stuk | Frames white | BE31210 | TA (Mech Stnd WA & SSM) | stuk | tekstafdekraam 3v hor SI-B | 1733 NS-914 Châssis couvercle, blanc alpin, châssis couvercle Busch-Balance SI | cover frame 3gang label | 1733 NS-914 Cover frame 3gang frame
2CKA001754A4551 | 1734 NS-914 | Active | 4011395191613 | 29.64 | 1 | 1 | stuk | Frames white | BE31210 | TA (Mech Stnd WA & SSM) | stuk | tekstkanaalraam 4v hor SI-B | 1734 NS-914 Châssis couvercle, blanc alpin, châssis couvercle Busch-Balance SI | cover frame 4gang label | 1734 NS-914 Cover frame 4gang frame
2CKA001754A4552 | 1722 NS-914 | Active | 4011395191538 | 12.29 | 1 | 1 | stuk | Frames white | BE31210 | TA (Mech Stnd WA & SSM) | stuk | tekstafdekraam 2v ver SI-B | 1722 NS-914 Châssis couvercle, blanc alpin, châssis couvercle Busch-Balance SI | cover frame 2gang label | 1722 NS-914 Cover frame 2gang frame
2CKA001754A4553 | 1723 NS-914 | Active | 4011395191569 | 19.66 | 1 | 1 | stuk | Frames white | BE31210 | TA (Mech Stnd WA & SSM) | stuk | tekstafdekraam 3v ver SI-B | 1723 NS-914 Châssis couvercle, blanc alpin, châssis couvercle Busch-Balance SI | cover frame 3gang label | 1723 NS-914 Cover frame 3gang frame
2CKA001754A4554 | 1724 NS-914 | Active | 4011395191620 | 29.64 | 1 | 1 | stuk | Frames white | BE31210 | TA (Mech Stnd WA & SSM) | stuk | tekstkanaalraam 4v ver SI-B | 1724 NS-914 Châssis couvercle, blanc alpin, châssis couvercle Busch-Balance SI | cover frame 4gang label | 1724 NS-914 Cover frame 4gang frame
2CKA001754A4633 | 1721-838 | Active | 4011395218846 | 45.32 | 1 | 1 | stuk | Frames | BE31210 | TC (Mechanics Premium) | stuk | afdekraam 1v dynastyMessing ivoor | 1721-838 Châssis couvercle, laiton poli blanc ivoire, châssis couvercle Busch-dynasty | cover frame 1gang | 1721-838 Cover frame 1gang frame
2CKA001754A4634 | 1722-838 | Active | 4011395218853 | 77.04 | 1 | 1 | stuk | Frames | BE31210 | TC (Mechanics Premium) | stuk | afdekraam 2v dynastyMessing ivoor | 1722-838 Châssis couvercle, laiton poli blanc ivoire, châssis couvercle Busch-dynasty | cover frame 2gang | 1722-838 Cover frame 2gang frame
2CKA001754A4635 | 1723-838 | Active | 4011395218860 | 128 | 1 | 1 | stuk | Frames | BE31210 | TC (Mechanics Premium) | stuk | afdekraam 3v dynastyMessing ivoor | 1723-838 Châssis couvercle, laiton poli blanc ivoire, châssis couvercle Busch-dynasty | cover frame 3gang | 1723-838 Cover frame 3gang frame
2CKA001754A4636 | 1724-838 | Active | 4011395218877 | 232.93 | 1 | 1 | stuk | Frames | BE31210 | TC (Mechanics Premium) | stuk | afdekraam 4v dynastyMessing ivoor | 1724-838 Châssis couvercle, laiton poli blanc ivoire, châssis couvercle Busch-dynasty | cover frame 4gang | 1724-838 Cover frame 4gang frame
2CKA001754A4637 | 1725-838 | Active | 4011395218884 | 360.94 | 1 | 1 | stuk | Frames | BE31210 | TC (Mechanics Premium) | stuk | afdekraam 5v dynastyMessing ivoor | 1725-838 Châssis couvercle, laiton poli blanc ivoire, châssis couvercle Busch-dynasty | cover frame 5gang | 1725-838 Cover frame 5gang frame
2CKA001754A4638 | 1721-835 | Active | 4011395218891 | 45.32 | 1 | 1 | stuk | Frames | BE31210 | TC (Mechanics Premium) | stuk | afdekraam 1v dynastyMessing antraciet | 1721-835 Châssis couvercle, laiton poli anthracite, châssis couvercle Busch-dynasty | cover frame 1gang | 1721-835 Cover frame 1gang frame
2CKA001754A4639 | 1722-835 | Active | 4011395218907 | 77.04 | 1 | 1 | stuk | Frames | BE31210 | TC (Mechanics Premium) | stuk | afdekraam 2v dynastyMessing antraciet | 1722-835 Châssis couvercle, laiton poli anthracite, châssis couvercle Busch-dynasty | cover frame 2gang | 1722-835 Cover frame 2gang frame
2CKA001754A4640 | 1723-835 | Active | 4011395218914 | 128 | 1 | 1 | stuk | Frames | BE31210 | TC (Mechanics Premium) | stuk | afdekraam 3v dynastyMessing antraciet | 1723-835 Châssis couvercle, laiton poli anthracite, châssis couvercle Busch-dynasty | cover frame 3gang | 1723-835 Cover frame 3gang frame
2CKA001754A4641 | 1724-835 | Active | 4011395218921 | 232.93 | 1 | 1 | stuk | Frames | BE31210 | TC (Mechanics Premium) | stuk | afdekraam 4v dynastyMessing antraciet | 1724-835 Châssis couvercle, laiton poli anthracite, châssis couvercle Busch-dynasty | cover frame 4gang | 1724-835 Cover frame 4gang frame
2CKA001754A4642 | 1725-835 | Active | 4011395218938 | 360.94 | 1 | 1 | stuk | Frames | BE31210 | TC (Mechanics Premium) | stuk | afdekraam 5v dynastyMessing antraciet | 1725-835 Châssis couvercle, laiton poli anthracite, châssis couvercle Busch-dynasty | cover frame 5gang | 1725-835 Cover frame 5gang frame
2CKA001754A4643 | 1721-836 | Active | 4011395218945 | 48.21 | 1 | 1 | stuk | Frames | BE31210 | TC (Mechanics Premium) | stuk | afdekraam 1v dynastyMessing decor ivoor | 1721-836 Châssis couvercle, laiton poli décor blanc ivoire, châssis couvercle Busch-dynasty | cover frame 1gang | 1721-836 Cover frame 1gang frame
2CKA001754A4644 | 1722-836 | Active | 4011395218952 | 81.76 | 1 | 1 | stuk | Frames | BE31210 | TC (Mechanics Premium) | stuk | afdekraam 2v dynastyMessing decor ivoor | 1722-836 Châssis couvercle, laiton poli décor blanc ivoire, châssis couvercle Busch-dynasty | cover frame 2gang | 1722-836 Cover frame 2gang frame
2CKA001754A4645 | 1723-836 | Active | 4011395218969 | 134.91 | 1 | 1 | stuk | Frames | BE31210 | TC (Mechanics Premium) | stuk | afdekraam 3v dynastyMessing decor ivoor | 1723-836 Châssis couvercle, laiton poli décor blanc ivoire, châssis couvercle Busch-dynasty | cover frame 3gang | 1723-836 Cover frame 3gang frame
2CKA001754A4646 | 1724-836 | Active | 4011395218976 | 262.92 | 1 | 1 | stuk | Frames | BE31210 | TC (Mechanics Premium) | stuk | afdekraam 4v dynastyMessing decor ivoor | 1724-836 Châssis couvercle, laiton poli décor blanc ivoire, châssis couvercle Busch-dynasty | cover frame 4gang | 1724-836 Cover frame 4gang frame
2CKA001754A4647 | 1725-836 | Active | 4011395218983 | 384.01 | 1 | 1 | stuk | Frames | BE31210 | TC (Mechanics Premium) | stuk | afdekraam 5v dynastyMessing decor ivoor | 1725-836 Châssis couvercle, laiton poli décor blanc ivoire, châssis couvercle Busch-dynasty | cover frame 5gang | 1725-836 Cover frame 5gang frame
2CKA001754A4648 | 1721-833 | Active | 4011395218990 | 48.21 | 1 | 1 | stuk | Frames | BE31210 | TC (Mechanics Premium) | stuk | afdekraam 1v dynastyMessing decor antra | 1721-833 Châssis couvercle, laiton poli décor anthracite, châssis couvercle Busch-dynasty | cover frame 1gang | 1721-833 Cover frame 1gang frame
2CKA001754A4649 | 1722-833 | Active | 4011395219003 | 81.76 | 1 | 1 | stuk | Frames | BE31210 | TC (Mechanics Premium) | stuk | afdekraam 2v dynastyMessing decor antra | 1722-833 Châssis couvercle, laiton poli décor anthracite, châssis couvercle Busch-dynasty | cover frame 2gang | 1722-833 Cover frame 2gang frame
2CKA001754A4650 | 1723-833 | Active | 4011395219010 | 134.91 | 1 | 1 | stuk | Frames | BE31210 | TC (Mechanics Premium) | stuk | afdekraam 3v dynastyMessing decor antra | 1723-833 Châssis couvercle, laiton poli décor anthracite, châssis couvercle Busch-dynasty | cover frame 3gang | 1723-833 Cover frame 3gang frame
2CKA001754A4651 | 1724-833 | Active | 4011395219027 | 262.92 | 1 | 1 | stuk | Frames | BE31210 | TC (Mechanics Premium) | stuk | afdekraam 4v dynastyMessing decor antra | 1724-833 Châssis couvercle, laiton poli décor anthracite, châssis couvercle Busch-dynasty | cover frame 4gang | 1724-833 Cover frame 4gang frame
2CKA001754A4652 | 1725-833 | Active | 4011395219034 | 384.01 | 1 | 1 | stuk | Frames | BE31210 | TC (Mechanics Premium) | stuk | afdekraam 5v dynastyMessing decor antra | 1725-833 Châssis couvercle, laiton poli décor anthracite, châssis couvercle Busch-dynasty | cover frame 5gang | 1725-833 Cover frame 5gang frame
2CKA001754A4653 | 1721-848 | Active | 4011395219041 | 45.32 | 1 | 1 | stuk | Frames | BE31210 | TC (Mechanics Premium) | stuk | afdekraam 1v dynasty antiek ivoor | 1721-848 Châssis couvercle, laiton antique blanc ivoire, châssis couvercle Busch-dynasty | cover frame 1gang | 1721-848 Cover frame 1gang frame
2CKA001754A4654 | 1722-848 | Active | 4011395219058 | 77.04 | 1 | 1 | stuk | Frames | BE31210 | TC (Mechanics Premium) | stuk | afdekraam 2v dynasty antiek ivoor | 1722-848 Châssis couvercle, laiton antique blanc ivoire, châssis couvercle Busch-dynasty | cover frame 2gang | 1722-848 Cover frame 2gang frame
2CKA001754A4655 | 1723-848 | Active | 4011395219065 | 128 | 1 | 1 | stuk | Frames | BE31210 | TC (Mechanics Premium) | stuk | afdekraam 3v dynasty antiek ivoor | 1723-848 Châssis couvercle, laiton antique blanc ivoire, châssis couvercle Busch-dynasty | cover frame 3gang | 1723-848 Cover frame 3gang frame
2CKA001754A4656 | 1724-848 | Active | 4011395219072 | 232.93 | 1 | 1 | stuk | Frames | BE31210 | TC (Mechanics Premium) | stuk | afdekraam 4v dynasty antiek ivoor | 1724-848 Châssis couvercle, laiton antique blanc ivoire, châssis couvercle Busch-dynasty | cover frame 4gang | 1724-848 Cover frame 4gang frame
2CKA001754A4657 | 1725-848 | Active | 4011395219089 | 360.94 | 1 | 1 | stuk | Frames | BE31210 | TC (Mechanics Premium) | stuk | afdekraam 5v dynasty antiek ivoor | 1725-848 Châssis couvercle, laiton antique blanc ivoire, châssis couvercle Busch-dynasty | cover frame 5gang | 1725-848 Cover frame 5gang frame
2CKA001754A4658 | 1721-845 | Active | 4011395219096 | 45.32 | 1 | 1 | stuk | Frames | BE31210 | TC (Mechanics Premium) | stuk | afdekraam 1v dynasty antiek antraciet | 1721-845 Châssis couvercle, laiton antique anthracite, châssis couvercle Busch-dynasty | cover frame 1gang | 1721-845 Cover frame 1gang frame
2CKA001754A4659 | 1722-845 | Active | 4011395219102 | 77.04 | 1 | 1 | stuk | Frames | BE31210 | TC (Mechanics Premium) | stuk | afdekraam 2v dynasty antiek antraciet | 1722-845 Châssis couvercle, laiton antique anthracite, châssis couvercle Busch-dynasty | cover frame 2gang | 1722-845 Cover frame 2gang frame
2CKA001754A4660 | 1723-845 | Active | 4011395219119 | 128 | 1 | 1 | stuk | Frames | BE31210 | TC (Mechanics Premium) | stuk | afdekraam 3v dynasty antiek antraciet | 1723-845 Châssis couvercle, laiton antique anthracite, châssis couvercle Busch-dynasty | cover frame 3gang | 1723-845 Cover frame 3gang frame
2CKA001754A4661 | 1724-845 | Active | 4011395219126 | 232.93 | 1 | 1 | stuk | Frames | BE31210 | TC (Mechanics Premium) | stuk | afdekraam 4v dynasty antiek antraciet | 1724-845 Châssis couvercle, laiton antique anthracite, châssis couvercle Busch-dynasty | cover frame 4gang | 1724-845 Cover frame 4gang frame
2CKA001754A4662 | 1725-845 | Active | 4011395219133 | 360.94 | 1 | 1 | stuk | Frames | BE31210 | TC (Mechanics Premium) | stuk | afdekraam 5v dynasty antiek antraciet | 1725-845 Châssis couvercle, laiton antique anthracite, châssis couvercle Busch-dynasty | cover frame 5gang | 1725-845 Cover frame 5gang frame
2CKA001754A4663 | 1721-846 | Active | 4011395219140 | 48.21 | 1 | 1 | stuk | Frames | BE31210 | TC (Mechanics Premium) | stuk | afdekraam 1v dynasty antiek decor ivoor | 1721-846 Châssis couvercle, laiton antique décor blanc ivoire, châssis couvercle Busch-dynasty | cover frame 1gang | 1721-846 Cover frame 1gang frame
2CKA001754A4664 | 1722-846 | Active | 4011395219157 | 81.76 | 1 | 1 | stuk | Frames | BE31210 | TC (Mechanics Premium) | stuk | afdekraam 2v dynasty antiek decor ivoor | 1722-846 Châssis couvercle, laiton antique décor blanc ivoire, châssis couvercle Busch-dynasty | cover frame 2gang | 1722-846 Cover frame 2gang frame
2CKA001754A4665 | 1723-846 | Active | 4011395219164 | 134.91 | 1 | 1 | stuk | Frames | BE31210 | TC (Mechanics Premium) | stuk | afdekraam 3v dynasty antiek decor ivoor | 1723-846 Châssis couvercle, laiton antique décor blanc ivoire, châssis couvercle Busch-dynasty | cover frame 3gang | 1723-846 Cover frame 3gang frame
2CKA001754A4666 | 1724-846 | Active | 4011395219171 | 262.92 | 1 | 1 | stuk | Frames | BE31210 | TC (Mechanics Premium) | stuk | afdekraam 4v dynasty antiek decor ivoor | 1724-846 Châssis couvercle, laiton antique décor blanc ivoire, châssis couvercle Busch-dynasty | cover frame 4gang | 1724-846 Cover frame 4gang frame
2CKA001754A4667 | 1725-846 | Active | 4011395219188 | 384.01 | 1 | 1 | stuk | Frames | BE31210 | TC (Mechanics Premium) | stuk | afdekraam 5v dynasty antiek decor ivoor | 1725-846 Châssis couvercle, laiton antique décor blanc ivoire, châssis couvercle Busch-dynasty | cover frame 5gang | 1725-846 Cover frame 5gang frame
2CKA001754A4668 | 1721-843 | Active | 4011395219195 | 48.21 | 1 | 1 | stuk | Frames | BE31210 | TC (Mechanics Premium) | stuk | afdekraam 1v dynasty antiek decor antra | 1721-843 Châssis couvercle, laiton antique décor anthracite, châssis couvercle Busch-dynasty | cover frame 1gang | 1721-843 Cover frame 1gang frame
2CKA001754A4669 | 1722-843 | Active | 4011395219218 | 81.76 | 1 | 1 | stuk | Frames | BE31210 | TC (Mechanics Premium) | stuk | afdekraam 2v dynasty antiek decor antra | 1722-843 Châssis couvercle, laiton antique décor anthracite, châssis couvercle Busch-dynasty | cover frame 2gang | 1722-843 Cover frame 2gang frame
2CKA001754A4670 | 1723-843 | Active | 4011395219225 | 134.91 | 1 | 1 | stuk | Frames | BE31210 | TC (Mechanics Premium) | stuk | afdekraam 3v dynasty antiek decor antra | 1723-843 Châssis couvercle, laiton antique décor anthracite, châssis couvercle Busch-dynasty | cover frame 3gang | 1723-843 Cover frame 3gang frame
2CKA001754A4671 | 1724-843 | Active | 4011395219232 | 262.92 | 1 | 1 | stuk | Frames | BE31210 | TC (Mechanics Premium) | stuk | afdekraam 4v dynasty antiek decor antra | 1724-843 Châssis couvercle, laiton antique décor anthracite, châssis couvercle Busch-dynasty | cover frame 4gang | 1724-843 Cover frame 4gang frame
2CKA001754A4672 | 1725-843 | Active | 4011395219249 | 384.01 | 1 | 1 | stuk | Frames | BE31210 | TC (Mechanics Premium) | stuk | afdekraam 5v dynasty antiek decor antra | 1725-843 Châssis couvercle, laiton antique décor anthracite, châssis couvercle Busch-dynasty | cover frame 5gang | 1725-843 Cover frame 5gang frame
2CKA001754A4673 | 1721-832 | Active | 4011395219256 | 10.78 | 1 | 1 | stuk | Frames | BE31210 | TC (Mechanics Premium) | stuk | afdekraam 1v dynasty ivoor | 1721-832 Châssis couvercle, blanc ivoire, châssis couvercle Busch-dynasty | cover frame 1gang | 1721-832 Cover frame 1gang frame
2CKA001754A4674 | 1722-832 | Active | 4011395219263 | 20.48 | 1 | 1 | stuk | Frames | BE31210 | TC (Mechanics Premium) | stuk | afdekraam 2v dynasty ivoor | 1722-832 Châssis couvercle, blanc ivoire, châssis couvercle Busch-dynasty | cover frame 2gang | 1722-832 Cover frame 2gang frame
2CKA001754A4675 | 1723-832 | Active | 4011395219270 | 40.7 | 1 | 1 | stuk | Frames | BE31210 | TC (Mechanics Premium) | stuk | afdekraam 3v dynasty ivoor | 1723-832 Châssis couvercle, blanc ivoire, châssis couvercle Busch-dynasty | cover frame 3gang | 1723-832 Cover frame 3gang frame
2CKA001754A4676 | 1724-832 | Active | 4011395219287 | 55.36 | 1 | 1 | stuk | Frames | BE31210 | TC (Mechanics Premium) | stuk | afdekraam 4v dynasty ivoor | 1724-832 Châssis couvercle, blanc ivoire, châssis couvercle Busch-dynasty | cover frame 4gang | 1724-832 Cover frame 4gang frame
2CKA001754A4677 | 1725-832 | Active | 4011395219294 | 73.47 | 1 | 1 | stuk | Frames | BE31210 | TC (Mechanics Premium) | stuk | afdekraam 5v dynasty ivoor | 1725-832 Châssis couvercle, blanc ivoire, châssis couvercle Busch-dynasty | cover frame 5gang | 1725-832 Cover frame 5gang frame
2CKA001754A4678 | 1721-831 | Active | 4011395219300 | 10.78 | 1 | 1 | stuk | Frames | BE31210 | TC (Mechanics Premium) | stuk | afdekraam 1v dynasty antraciet | 1721-831 Châssis couvercle, anthracite, châssis couvercle Busch-dynasty | cover frame 1gang | 1721-831 Cover frame 1gang frame
2CKA001754A4679 | 1722-831 | Active | 4011395219317 | 20.48 | 1 | 1 | stuk | Frames | BE31210 | TC (Mechanics Premium) | stuk | afdekraam 2v dynasty antraciet | 1722-831 Châssis couvercle, anthracite, châssis couvercle Busch-dynasty | cover frame 2gang | 1722-831 Cover frame 2gang frame
2CKA001754A4680 | 1723-831 | Active | 4011395219324 | 40.7 | 1 | 1 | stuk | Frames | BE31210 | TC (Mechanics Premium) | stuk | afdekraam 3v dynasty antraciet | 1723-831 Châssis couvercle, anthracite, châssis couvercle Busch-dynasty | cover frame 3gang | 1723-831 Cover frame 3gang frame
2CKA001754A4681 | 1724-831 | Active | 4011395219331 | 55.36 | 1 | 1 | stuk | Frames | BE31210 | TC (Mechanics Premium) | stuk | afdekraam 4v dynasty antraciet | 1724-831 Châssis couvercle, anthracite, châssis couvercle Busch-dynasty | cover frame 4gang | 1724-831 Cover frame 4gang frame
2CKA001754A4682 | 1725-831 | Active | 4011395219348 | 73.47 | 1 | 1 | stuk | Frames | BE31210 | TC (Mechanics Premium) | stuk | afdekraam 5v dynasty antraciet | 1725-831 Châssis couvercle, anthracite, châssis couvercle Busch-dynasty | cover frame 5gang | 1725-831 Cover frame 5gang frame
2CKA001761A0782 | 2079 | Active | 4011395177808 | 1.65 | 1 | 1 | stuk | Busch-Duro 2000® | BE31210 | TE (Mechanics IP 44 SM) | stuk | koppelstuk WD/WDI/WSI | 2079 Cable entry adapter plate for coupling several devices | Cable Entry | 2079 Cable entry adapter plate for coupling several devices
2CKA001761A0808 | 2081 | Active | 4011395177907 | 1.37 | 1 | 1 | stuk | Busch-Duro 2000® | BE31210 | TE (Mechanics IP 44 SM) | stuk | 2081 Cable entry entry closed | 2081 Cable entry entry closed | Cable Entry | 2081 Cable entry entry closed
2CKA001761A1020 | 2084 K | Active | 4011395179208 | 0.6 | 1 | 1 | stuk | Busch-Duro 2000® | BE31210 | TD (Mechanics IP 44 FM) | stuk | BJ-Duro 2000® 2084 K | 2084 K Cable entry trunking dimension: 15 x 25 mm | Cable Entry | 2084 K Cable entry trunking dimension: 15 x 25 mm
2CKA001761A1046 | 2085 K | Active | 4011395179406 | 0.6 | 1 | 1 | stuk | Busch-Duro 2000® | BE31210 | TD (Mechanics IP 44 FM) | stuk | 2085 K Cable entry | 2085 K Cable entry | Cable Entry | 2085 K Cable entry
2CKA001761A1277 | 2087-24 | Active | 4011395456705 | 1.16 | 1 | 1 | stuk | Alpha | BE31210 | TD (Mechanics IP 44 FM) | stuk | 2087-24 Cable entry SM box | 2087-24 Cable entry for SM box | TRUNKING ADAPTER | 2087-24 Cable entry for SM box
2CKA001761A1343 | 2088-24 | Active | 4011395454503 | 1.01 | 1 | 1 | stuk | Alpha | BE31210 | TD (Mechanics IP 44 FM) | stuk | leidinginvoer v 1701/02/03 a-studwitMat | Entrée de câble Pour boîtier apparent blanc studio | leidinginvoer v 1701/02/03 a-studwit mat | 2088-24 Cable entry for SM box
2CKA001761A1368 | 2070 | Active | 4011395515006 | 8.41 | 1 | 1 | stuk | Busch-Duro 2000® | BE31210 | TE (Mechanics IP 44 SM) | stuk | wartel PG11 v WDI | 2070 Cable entry WDI screwed cable entry | Cable Entry | 2070 Cable entry WDI screwed cable entry
2CKA001761A1376 | 2071 | Active | 4011395515105 | 3.65 | 1 | 1 | stuk | Busch-Duro 2000® | BE31210 | TE (Mechanics IP 44 SM) | stuk | 2071 Cable entry WDI sealing plug | 2071 Cable entry WDI sealing plug | Cable Entry | 2071 Cable entry WDI sealing plug
2CKA001761A1475 | 2087-22 | Active | 4011395921302 | 1.16 | 1 | 1 | stuk | Alpha | BE31210 | TD (Mechanics IP 44 FM) | stuk | 2087-22 Cable entry SM box | 2087-22 Cable entry for SM box | Lead-in for trunking A-nea | 2087-22 Cable entry for SM box
2CKA001761A1483 | 2088-22 | Active | 4011395921401 | 1.01 | 1 | 1 | stuk | Alpha | BE31210 | TD (Mechanics IP 44 FM) | stuk | 2088-22 Cable entry SM box | 2088-22 Cable entry for SM box | Cable Entry A-nea | 2088-22 Cable entry for SM box
2CKA001761A1487 | 2134 W-53 | Active | 4011395992999 | 1.92 | 1 | 1 | stuk | Ocean | BE31210 | TE (Mechanics IP 44 SM) | stuk | 2134 W-53 Cable entry double closed | 2134 W-53 Cable entry double closed | Lead-in for Cable oc 2g | 2134 W-53 Cable entry double closed
2CKA001761A1489 | 2136 W-53 | Active | 4011395993033 | 1.92 | 1 | 1 | stuk | Ocean | BE31210 | TE (Mechanics IP 44 SM) | stuk | 2136 W-53 Cable entry single open | 2136 W-53 Cable entry single open | Lead-in for Cable 1-F.open | 2136 W-53 Cable entry single open
2CKA001761A1490 | 2138 W-53 | Active | 4011395993057 | 1.92 | 1 | 1 | stuk | Ocean | BE31210 | TE (Mechanics IP 44 SM) | stuk | Ocean 2138 W-53 | 2138 W-53 Cable bushing adapter plate for coupling several devices | Cable Entry oc | 2138 W-53 Cable bushing adapter plate for coupling several devices
2CKA001761A1491 | 2139 W-53 | Active | 4011395993095 | 3.51 | 1 | 1 | stuk | Ocean | BE31210 | TE (Mechanics IP 44 SM) | stuk | 2139 W-53 Cable entry high design | 2139 W-53 Cable entry high design | Lead-in for Cable oc high | 2139 W-53 Cable entry high design
2CKA001761A1492 | 2086 W-53 | Active | 4011395993118 | 3.51 | 1 | 1 | stuk | Ocean | BE31210 | TE (Mechanics IP 44 SM) | stuk | 2086 W-53 Cable entry | 2086 W-53 Cable entry | Lead-in for Trunking ocean | 2086 W-53 Cable entry
2CKA001761A1493 | 2087-81 | Active | 4011395066171 | 0.78 | 1 | 1 | stuk | Wiring Accessories | BE31210 | TD (Mechanics IP 44 FM) | stuk | kanaalinvoer v 1701/02 c-ant | 2087-81 Cable entry for SM box | kanaalinvoer v 1701/02 c-ant | 2087-81 Cable entry for SM box
2CKA001761A1494 | 2087-82 | Active | 4011395066195 | 0.78 | 1 | 1 | stuk | Wiring Accessories | BE31210 | TD (Mechanics IP 44 FM) | stuk | kanaalinvoer v 1701/02 s-ivoor | 2087-82 Cable entry for SM box | kanaalinvoer v 1701/02 s-ivoor | 2087-82 Cable entry for SM box
2CKA001761A1495 | 2087-84 | Active | 4011395066218 | 0.78 | 1 | 1 | stuk | Wiring Accessories | BE31210 | TD (Mechanics IP 44 FM) | stuk | kanaalinvoer v 1701/02 s-studio | 2087-84 Cable entry for SM box | kanaalinvoer v 1701/02 s-studio | 2087-84 Cable entry for SM box
2CKA001761A1498 | 2088-81 | Active | 4011395066294 | 0.78 | 1 | 1 | stuk | Wiring Accessories | BE31210 | TD (Mechanics IP 44 FM) | stuk | leidinginvoer v 1701/02 c-ant | 2088-81 Cable entry for SM box | leidinginvoer v 1701/02 c-ant | 2088-81 Cable entry for SM box
2CKA001761A1499 | 2088-82 | Active | 4011395066324 | 0.78 | 1 | 1 | stuk | Wiring Accessories | BE31210 | TD (Mechanics IP 44 FM) | stuk | leidinginvoer v 1701/02 s-ivoor | 2088-82 Cable entry for SM box | leidinginvoer v 1701/02 s-ivoor | 2088-82 Cable entry for SM box
2CKA001761A1500 | 2088-84 | Active | 4011395066348 | 0.78 | 1 | 1 | stuk | Wiring Accessories | BE31210 | TD (Mechanics IP 44 FM) | stuk | leidinginvoer v 1701/02 s-s wit | 2088-84 Cable entry for SM box | leidinginvoer v 1701/02 s-s wit | 2088-84 Cable entry for SM box
2CKA001761A1503 | 2137/10 W-53 | Active | 4011395071502 | 4.45 | 1 | 1 | stuk | Ocean | BE31210 | TE (Mechanics IP 44 SM) | stuk | schotjeM20x1 5 ocean | Entrée de câble pour tuyaux, taille 20x1,5 | schotje M20x1,5 ocean | 2137/10 W-53 Cable entry
2CKA001761A1504 | 2087-83 | Active | 4011395074855 | 1.16 | 1 | 1 | stuk | Wiring Accessories | BE31210 | TD (Mechanics IP 44 FM) | stuk | kanaalinvoer v 1701/02 f-alu | 2087-83 Cable entry for SM box | kanaalinvoer v 1701/02 f-alu | 2087-83 Cable entry for SM box
2CKA001761A1505 | 2088-83 | Active | 4011395074862 | 1.01 | 1 | 1 | stuk | Wiring Accessories | BE31210 | TD (Mechanics IP 44 FM) | stuk | leidinginvoer v 1701/02 f-alu | 2088-83 Cable entry for SM box | leidinginvoer v 1701/02 f-alu | 2088-83 Cable entry for SM box
2CKA001761A1506 | 2137/11 W-53 | Active | 4011395075302 | 4.45 | 1 | 1 | stuk | Ocean | BE31210 | TE (Mechanics IP 44 SM) | stuk | schotje v 20Mm buis ocean | Entrée de câble pour tuyaux, diamètre 20 mm | schotje v 20 mm buis ocean | 2137/11 W-53 Cable entry
2CKA001761A1507 | 2134 W-54 | Active | 4011395079560 | 1.96 | 1 | 1 | stuk | Ocean | BE31210 | TE (Mechanics IP 44 SM) | stuk | Leidingsinvoer schuif 2 invoeren | Entrée de câble, actionneur, 2 entrées | CABLE ENTRY | 2134 W-54 Cable entry double closed
2CKA001761A1508 | 2136 W-54 | Active | 4011395079577 | 1.96 | 1 | 1 | stuk | Ocean | BE31210 | TE (Mechanics IP 44 SM) | stuk | Leidingsinvoer open | Entrée de câble, ouverte | CABLE ENTRY | 2136 W-54 Cable entry single open
2CKA001761A1509 | 2138 W-54 | Active | 4011395079584 | 1.96 | 1 | 1 | stuk | Ocean | BE31210 | TE (Mechanics IP 44 SM) | stuk | Leidingsinvoer verbindingsstuk | Entrée de câble, pièce de connexion | CABLE ENTRY | 2138 W-54 Cable bushing adapter plate for coupling several devices
2CKA001761A1510 | 2086 W-54 | Active | 4011395079591 | 3.55 | 1 | 1 | stuk | Ocean | BE31210 | TE (Mechanics IP 44 SM) | stuk | 2086 W-54 Cable entry | 2086 W-54 Cable entry | Lead-in for trunking | 2086 W-54 Cable entry
2CKA001761A1511 | 2139 W-54 | Active | 4011395079737 | 3.55 | 1 | 1 | stuk | Ocean | BE31210 | TE (Mechanics IP 44 SM) | stuk | Leidingsinvoer hoge schuif | Entrée de câble, actionneur haut | Socket Outl. | 2139 W-54 Cable entry high design
2CKA001761A1512 | 2137/10 W-54 | Active | 4011395079751 | 4.48 | 1 | 1 | stuk | Ocean | BE31210 | TE (Mechanics IP 44 SM) | stuk | Leidingsinvoer buizen grootteM 20x1 5 | Entrée de câble pour tuyaux, taille 20x1,5 | CABLE ENTRY | 2137/10 W-54 Cable entry
2CKA001761A1513 | 2137/11 W-54 | Active | 4011395079768 | 4.48 | 1 | 1 | stuk | Ocean | BE31210 | TE (Mechanics IP 44 SM) | stuk | Leidingsinvoer buizen diameter 20Mm | Entrée de câble pour tuyaux, diamètre 20 mm | CABLE ENTRY | 2137/11 W-54 Cable entry
2CKA001764A0018 | 1850 EB | Active | 4011395181102 | 6.11 | 1 | 1 | stuk | Data and communication | BE31210 | TA (Mech Stnd WA & SSM) | stuk | 1850 EB Socket fixing plate 9-P D-type data Con. | 1850 EB Socket fixing plate 9-pole D-type data connector | BASE | 1850 EB Socket fixing plate 9-pole D-type data connector
2CKA001764A0026 | 1851 EB | Active | 4011395181201 | 6.11 | 1 | 1 | stuk | Data and communication | BE31210 | TA (Mech Stnd WA & SSM) | stuk | 1851 EB Socket fixing plate 15-P D-type data Con. | 1851 EB Socket fixing plate 15-pole D-type data connector | BASE | 1851 EB Socket fixing plate 15-pole D-type data connector
2CKA001764A0034 | 1852 EB | Active | 4011395181300 | 6.11 | 1 | 1 | stuk | Data and communication | BE31210 | TA (Mech Stnd WA & SSM) | stuk | 1852 EB Socket fixing plate 25-P D-Type data Con. | 1852 EB Socket fixing plate 25-pole D-Type data connector | BASE | 1852 EB Socket fixing plate 25-pole D-Type data connector
2CKA001764A0042 | 1853 EB | Active | 4011395181409 | 6.11 | 1 | 1 | stuk | Data and communication | BE31210 | TA (Mech Stnd WA & SSM) | stuk | Data,com. 1853 EB | 1853 EB Socket fixing plate XLR built-in jack Neutrik type FP | BASE | 1853 EB Socket fixing plate XLR built-in jack Neutrik type FP
2CKA001764A0059 | 1854 EB | Active | 4011395181508 | 6.11 | 1 | 1 | stuk | Data and communication | BE31210 | TA (Mech Stnd WA & SSM) | stuk | Data,com. 1854 EB | 1854 EB Socket fixing plate XLR built-in jack Neutrik type MP | BASE | 1854 EB Socket fixing plate XLR built-in jack Neutrik type MP
2CKA001764A0067 | 1855 EB | Active | 4011395181607 | 6.11 | 1 | 1 | stuk | Data and communication | BE31210 | TA (Mech Stnd WA & SSM) | stuk | Data,com. 1855 EB | 1855 EB Socket fixing plate 2x BNC/TNC jacks for solder connection | BASE | 1855 EB Socket fixing plate 2x BNC/TNC jacks for solder connection
2CKA001764A0075 | 1856 EB | Active | 4011395181706 | 6.11 | 1 | 1 | stuk | Data and communication | BE31210 | TA (Mech Stnd WA & SSM) | stuk | Data,com. 1856 EB | 1856 EB Socket fixing plate BNC/TNC panel-type cable jack | BASE | 1856 EB Socket fixing plate BNC/TNC panel-type cable jack
2CKA001764A0083 | 1857 EB | Active | 4011395181805 | 6.11 | 1 | 1 | stuk | Data and communication | BE31210 | TA (Mech Stnd WA & SSM) | stuk | Data,com. 1857 EB | 1857 EB Socket fixing plate 2x BNC/TNC panel-type cable jack | BASE | 1857 EB Socket fixing plate 2x BNC/TNC panel-type cable jack
2CKA001764A0091 | 1858 EB | Active | 4011395181904 | 6.11 | 1 | 1 | stuk | Data and communication | BE31210 | TA (Mech Stnd WA & SSM) | stuk | 1858 EB Socket fixing plate 2x BNC jacks | 1858 EB Socket fixing plate 2x BNC jacks | BASE | 1858 EB Socket fixing plate 2x BNC jacks
2CKA001764A0109 | 1859 EB | Active | 4011395182000 | 6.11 | 1 | 1 | stuk | Data and communication | BE31210 | TA (Mech Stnd WA & SSM) | stuk | 1859 EB Socket fixing plate 2x UHF jacks | 1859 EB Socket fixing plate 2x UHF jacks | BASE | 1859 EB Socket fixing plate 2x UHF jacks
2CKA001764A0117 | 1860 EB | Active | 4011395182109 | 6.11 | 1 | 1 | stuk | Data and communication | BE31210 | TA (Mech Stnd WA & SSM) | stuk | Data,com. 1860 EB | 1860 EB Socket fixing plate panel-type diode jack for screw connection | BASE | 1860 EB Socket fixing plate panel-type diode jack for screw connection
2CKA001764A0125 | 1861 EB | Active | 4011395182208 | 5.87 | 1 | 1 | stuk | Data and communication | BE31210 | TA (Mech Stnd WA & SSM) | stuk | 1861 EB Socket fixing plate jack/plug | 1861 EB Socket fixing plate diode jack/plug | BASE | 1861 EB Socket fixing plate diode jack/plug
2CKA001764A0133 | 1862 EB | Active | 4011395182307 | 6.11 | 1 | 1 | stuk | Data and communication | BE31210 | TA (Mech Stnd WA & SSM) | stuk | 1862 EB Socket fixing plate 2x jack/plug | 1862 EB Socket fixing plate 2x diode jack/plug | BASE | 1862 EB Socket fixing plate 2x diode jack/plug
2CKA001764A0141 | 1863 EB | Active | 4011395182406 | 6.11 | 1 | 1 | stuk | Data and communication | BE31210 | TA (Mech Stnd WA & SSM) | stuk | inzet 1xUHF-bus 15.8mm | Socle, fiches femelles UHF Fiches femelles UHF | Socket Fixing Plate | 1863 EB Socket fixing plate UHF jacks
2CKA001764A0158 | 1864 EB | Active | 4011395182505 | 5.87 | 1 | 1 | stuk | Data and communication | BE31210 | TA (Mech Stnd WA & SSM) | stuk | 1864 EB Socket fixing plate Twinax panel jack | 1864 EB Socket fixing plate Twinax panel jack | BASE | 1864 EB Socket fixing plate Twinax panel jack
2CKA001764A0166 | 1865 EB | Active | 4011395182604 | 6.11 | 1 | 1 | stuk | Data and communication | BE31210 | TA (Mech Stnd WA & SSM) | stuk | inzet 2 XTwinax-bus 19.2mm | Socle, 2 x fiches femelles Twi 2 x fiches femelles à encastrer Twinax | Socket Fixing Plate | 1865 EB Socket fixing plate 2x Twinax jacks
2CKA001764A0174 | 1866 EB | Active | 4011395182703 | 6.11 | 1 | 1 | stuk | Data and communication | BE31210 | TA (Mech Stnd WA & SSM) | stuk | Data,com. 1866 EB | 1866 EB Socket fixing plate 1 x 6-pole and 8-pole modular jack, cat. 3 | BASE | 1866 EB Socket fixing plate 1 x 6-pole and 8-pole modular jack, cat. 3
2CKA001764A0182 | 1867 EB | Active | 4011395182802 | 6.11 | 1 | 1 | stuk | Data and communication | BE31210 | TA (Mech Stnd WA & SSM) | stuk | Data,com. 1867 EB | 1867 EB Socket fixing plate 2 x 6-pole and 8-pole modular jack, Cat. 3 | BASE | 1867 EB Socket fixing plate 2 x 6-pole and 8-pole modular jack, Cat. 3
2CKA001764A0208 | 1869 EB | Active | 4011395183007 | 4.62 | 1 | 1 | stuk | Data and communication | BE31210 | TA (Mech Stnd WA & SSM) | stuk | 1869 EB Socket fixing plate closed/blank plate. | 1869 EB Socket fixing plate closed/blank plate. | BASE | 1869 EB Socket fixing plate closed/blank plate.
2CKA001764A0216 | 1870 EB | Active | 4011395454107 | 6.11 | 1 | 1 | stuk | Data and communication | BE31210 | TA (Mech Stnd WA & SSM) | stuk | Data,com. 1870 EB | 1870 EB Socket fixing plate bushing pockets for optical waveguides 2x Simplex ST | BASE | 1870 EB Socket fixing plate bushing pockets for optical waveguides 2x Simplex ST
2CKA001764A0224 | 1710 | Active | 4011395468500 | 13.14 | 1 | 1 | stuk | Data and communication | BE31210 | TA (Mech Stnd WA & SSM) | stuk | Socket Fixing Plate | Socket Fixing Plate | Socket Fixing Plate | 1710 Socket fixing plate for blank cover plate
2CKA001764A0232 | 1711 | Active | 4011395468609 | 14.25 | 1 | 1 | stuk | Data and communication | BE31210 | TA (Mech Stnd WA & SSM) | stuk | Socket Fixing Plate | Socket Fixing Plate | Socket Fixing Plate | 1711 Socket fixing plate for diode jacks
2CKA001764A0240 | 1712 | Active | 4011395468708 | 14.25 | 1 | 1 | stuk | Data and communication | BE31210 | TA (Mech Stnd WA & SSM) | stuk | Socket Fixing Plate | Socket Fixing Plate | Socket Fixing Plate | 1712 Socket fixing plate for 25-pole D-subminiature connectors
2CKA001764A0257 | 1713 | Active | 4011395468807 | 14.25 | 1 | 1 | stuk | Data and communication | BE31210 | TA (Mech Stnd WA & SSM) | stuk | Socket Fixing Plate | Socket Fixing Plate | Socket Fixing Plate | 1713 Socket fixing plate for 2 modular jack inserts 0210 and 0211
2CKA001764A0265 | 1714 | Active | 4011395468906 | 14.25 | 1 | 1 | stuk | Data and communication | BE31210 | TA (Mech Stnd WA & SSM) | stuk | Socket Fixing Plate | Socket Fixing Plate | Socket Fixing Plate | 1714 Socket fixing plate for XLR panel jacks, series D
2CKA001764A0273 | 1871 EB | Active | 4011395519806 | 6.11 | 1 | 1 | stuk | Data and communication | BE31210 | TA (Mech Stnd WA & SSM) | stuk | Data,com. 1871 EB | 1871 EB Socket fixing plate 2 x 6-pole and 8-pole modular jack, Cat. 3 | BASE | 1871 EB Socket fixing plate 2 x 6-pole and 8-pole modular jack, Cat. 3
2CKA001764A0281 | 1872 EB | Active | 4011395540800 | 6.11 | 1 | 1 | stuk | Data and communication | BE31210 | TA (Mech Stnd WA & SSM) | stuk | Data,com. 1872 EB | 1872 EB Socket fixing plate 2 x 6-pole and 8-pole modular jack, Cat. 5, unshielded | BASE | 1872 EB Socket fixing plate 2 x 6-pole and 8-pole modular jack, Cat. 5, unshielded
2CKA001764A0307 | 1874 EB | Active | 4011395734902 | 6.11 | 1 | 1 | stuk | Data and communication | BE31210 | TA (Mech Stnd WA & SSM) | stuk | Data,com. 1874 EB | 1874 EB Socket fixing plate bushing pockets for optical waveguides 2x Duplex SC | BASE | 1874 EB Socket fixing plate bushing pockets for optical waveguides 2x Duplex SC
2CKA001764A0315 | 1875 EB | Active | 4011395776902 | 6.11 | 1 | 1 | stuk | Data and communication | BE31210 | TA (Mech Stnd WA & SSM) | stuk | Data,com. 1875 EB | 1875 EB Socket fixing plate 2 x 8-pin Modular Jack Cat.5E and Cat. 6 shielded/unshielded | BASE | 1875 EB Socket fixing plate 2 x 8-pin Modular Jack Cat.5E and Cat. 6 shielded/unshielded
2CKA001764A0332 | 1876 EB | Active | 4011395022566 | 6.11 | 1 | 1 | stuk | Data and communication | BE31210 | TA (Mech Stnd WA & SSM) | stuk | 1876 EB Socket fixing plate | 1876 EB Socket fixing plate | Base CSC XLR Series D | 1876 EB Socket fixing plate
2CKA001780A0022 | 8302 | Active | 4011395183205 | 6.75 | 1 | 1 | stuk | Neon lamps / incandescent lamps | BE31210 | TA (Mech Stnd WA & SSM) | stuk | 8302 Glow lampE 10 thread ind.lamps | 8302 Glow lamp with E 10 thread for indication lamps | LAMP | 8302 Glow lamp with E 10 thread for indication lamps |  | 5.14
2CKA001784A0016 | 8332-1 | Active | 4011395183403 | 8.19 | 1 | 1 | stuk | Neon lamps / incandescent lamps | BE31210 | TA (Mech Stnd WA & SSM) | stuk | 8332-1 Glow lampconnecting cable | 8332-1 Glow lamp with connecting cable | LAMP | 8332-1 Glow lamp with connecting cable |  | 5.14
2CKA001784A0024 | 8333-1 | Active | 4011395183502 | 8.19 | 1 | 1 | stuk | Neon lamps / incandescent lamps | BE31210 | TA (Mech Stnd WA & SSM) | stuk | 8333-1 Inc,escent lampconnecting cable | 8333-1 Incandescent lamp with connecting cable | LAMP | 8333-1 Incandescent lamp with connecting cable |  | 5.14
2CKA001784A0032 | 8337-1 | Active | 4011395183601 | 7.73 | 1 | 1 | stuk | Neon lamps / incandescent lamps | BE31210 | TA (Mech Stnd WA & SSM) | stuk | 8337-1 plug-in inc,escent lamp | 8337-1 plug-in incandescent lamp | LAMP | 8337-1 plug-in incandescent lamp |  | 5.14
2CKA001784A0040 | 8339-1 | Active | 4011395183700 | 8.19 | 1 | 1 | stuk | Neon lamps / incandescent lamps | BE31210 | TA (Mech Stnd WA & SSM) | stuk | 8339-1 Glow lampconnecting cable | 8339-1 Glow lamp with connecting cable | LAMP | 8339-1 Glow lamp with connecting cable |  | 5.14
2CKA001784A0057 | 8338-1 | Active | 4011395183809 | 7.79 | 1 | 1 | stuk | Neon lamps / incandescent lamps | BE31210 | TA (Mech Stnd WA & SSM) | stuk | 8338-1 plug-in neon lamp | 8338-1 plug-in neon lamp | LAMP | 8338-1 plug-in neon lamp |  | 5.14
2CKA001784A0164 | 8344-1 | Active | 4011395184806 | 7.91 | 1 | 1 | stuk | Neon lamps / incandescent lamps | BE31210 | TA (Mech Stnd WA & SSM) | stuk | 8344-1 plug-in inc,escent lamp | 8344-1 plug-in incandescent lamp | LAMP | 8344-1 plug-in incandescent lamp |  | 5.14
2CKA001784A0222 | 8340 | Active | 4011395185001 | 10.89 | 1 | 1 | stuk | Neon lamps / incandescent lamps | BE31210 | TA (Mech Stnd WA & SSM) | stuk | Neon lamps/inc,escent lamps 8340 | 8340 Incandescent lamp with E 10 thread very bright, for indication lamps | LAMP | 8340 Incandescent lamp with E 10 thread very bright, for indication lamps |  | 5.14
2CKA001784A0255 | 8342 | Active | 4011395185308 | 7.91 | 1 | 1 | stuk | Neon lamps / incandescent lamps | BE31210 | TA (Mech Stnd WA & SSM) | stuk | 8342 Inc,escent lampE 10 thread ind.lamps | 8342 Incandescent lamp with E 10 thread for indication lamps | LAMP | 8342 Incandescent lamp with E 10 thread for indication lamps |  | 5.14
2CKA001784A0263 | 8343 | Active | 4011395185407 | 7.91 | 1 | 1 | stuk | Neon lamps / incandescent lamps | BE31210 | TA (Mech Stnd WA & SSM) | stuk | 8343 Inc,escent lampE 10 thread ind.lamps | 8343 Incandescent lamp with E 10 thread for indication lamps | LAMP | 8343 Incandescent lamp with E 10 thread for indication lamps |  | 5.14
2CKA001784A0289 | 8345-1 | Active | 4011395185506 | 7.91 | 1 | 1 | stuk | Neon lamps / incandescent lamps | BE31210 | TA (Mech Stnd WA & SSM) | stuk | 8345-1 plug-in inc,escent lamp | 8345-1 plug-in incandescent lamp | LAMP | 8345-1 plug-in incandescent lamp |  | 5.14
2CKA001784A0313 | 8327-1 | Active | 4011395185605 | 12.4 | 1 | 1 | stuk | Neon lamps / incandescent lamps | BE31210 | TA (Mech Stnd WA & SSM) | stuk | LED illumination-set | LED illumination-set | LED illumination-set | 8327-1 LED lighting unit with socket LED in colour red |  | 5.14
2CKA001784A0321 | 8346-1 | Active | 4011395185704 | 7.91 | 1 | 1 | stuk | Neon lamps / incandescent lamps | BE31210 | TA (Mech Stnd WA & SSM) | stuk | 8346-1 Glow lampconnecting cable | 8346-1 Glow lamp with connecting cable | LAMP | 8346-1 Glow lamp with connecting cable |  | 5.14
2CKA001784A0529 | 8335-1 | Active | 4011395467602 | 7.91 | 1 | 1 | stuk | Neon lamps / incandescent lamps | BE31210 | TA (Mech Stnd WA & SSM) | stuk | 8335-1 Inc,escent lampconnecting cable | 8335-1 Incandescent lamp with connecting cable | LAMP | 8335-1 Incandescent lamp with connecting cable |  | 5.14
2CKA001784A0545 | 8350 | Active | 4011395534007 | 6.58 | 1 | 1 | stuk | Neon lamps / incandescent lamps | BE31210 | TA (Mech Stnd WA & SSM) | stuk | 8350 plug-in neon lamp | 8350 plug-in neon lamp | LAMP | 8350 plug-in neon lamp |  | 5.14
2CKA001784A0552 | 8360 | Active | 4011395534205 | 3.93 | 1 | 1 | stuk | Neon lamps / incandescent lamps | BE31210 | TA (Mech Stnd WA & SSM) | stuk | 8360 Plug-in neon lamp (spare part) | 8360 Plug-in neon lamp (spare part) | LAMP | 8360 Plug-in neon lamp (spare part) |  | 5.14
2CKA001784A0560 | 8352 | Active | 4011395534106 | 6.75 | 1 | 1 | stuk | Neon lamps / incandescent lamps | BE31210 | TA (Mech Stnd WA & SSM) | stuk | 8352 plug-in neon lamp | 8352 plug-in neon lamp | LAMP | 8352 plug-in neon lamp |  | 5.14
2CKA001784A0578 | 8353 | Active | 4011395534304 | 7.91 | 1 | 1 | stuk | Neon lamps / incandescent lamps | BE31210 | TA (Mech Stnd WA & SSM) | stuk | 8353 plug-in neon lamp | 8353 plug-in neon lamp | LAMP | 8353 plug-in neon lamp |  | 5.14
2CKA001784A0586 | 8362 | Active | 4011395535608 | 4.23 | 1 | 1 | stuk | Neon lamps / incandescent lamps | BE31210 | TA (Mech Stnd WA & SSM) | stuk | 8362 Plug-in neon lamp (spare part) | 8362 Plug-in neon lamp (spare part) | LAMP | 8362 Plug-in neon lamp (spare part) |  | 5.14
2CKA001784A0594 | 8363 | Active | 4011395535707 | 5.31 | 1 | 1 | stuk | Neon lamps / incandescent lamps | BE31210 | TA (Mech Stnd WA & SSM) | stuk | 8363 Plug-in neon lamp (spare part) | 8363 Plug-in neon lamp (spare part) | LAMP | 8363 Plug-in neon lamp (spare part) |  | 5.14
2CKA001784A0610 | 8365 | Active | 4011395611401 | 6.35 | 1 | 1 | stuk | Neon lamps / incandescent lamps | BE31210 | TA (Mech Stnd WA & SSM) | stuk | 8365 plug-in inc,escent lamp | 8365 plug-in incandescent lamp | LAMP | 8365 plug-in incandescent lamp |  | 5.14
2CKA001784A0636 | 8366 | Active | 4011395611609 | 6.35 | 1 | 1 | stuk | Neon lamps / incandescent lamps | BE31210 | TA (Mech Stnd WA & SSM) | stuk | 8366 plug-in inc,escent lamp | 8366 plug-in incandescent lamp | LAMP | 8366 plug-in incandescent lamp |  | 5.14
2CKA001784A0651 | 8367 | Active | 4011395611807 | 6.35 | 1 | 1 | stuk | Neon lamps / incandescent lamps | BE31210 | TA (Mech Stnd WA & SSM) | stuk | 8367 plug-in neon lamp | 8367 plug-in neon lamp | LAMP | 8367 plug-in neon lamp |  | 5.14
2CKA001784A0701 | 8305 | Active | 4011395645901 | 5.29 | 1 | 1 | stuk | Neon lamps / incandescent lamps | BE31210 | TA (Mech Stnd WA & SSM) | stuk | 8305 plug-in neon lamp | 8305 plug-in neon lamp | LAMP | 8305 plug-in neon lamp |  | 5.14
2CKA001784A0719 | 8358 | Active | 4011395760505 | 9.46 | 1 | 1 | stuk | Neon lamps / incandescent lamps | BE31210 | TA (Mech Stnd WA & SSM) | stuk | 8358 Inc,escent lampconnecting cable | 8358 Incandescent lamp with connecting cable | LAMP | 8358 Incandescent lamp with connecting cable |  | 5.14
2CKA001784A0777 | 2152 NLI-53 | Active | 4011395993460 | 18.05 | 1 | 1 | stuk | Ocean | BE31210 | TE (Mechanics IP 44 SM) | stuk | Verlichtingsmech. | Mécanisme pour éclairage | Lighting Insert ocean | 2152 NLI-53 Illumination insert |  | 5.14
2CKA001784A0779 | 8380-10 | Active | 4011395112731 | 15.23 | 1 | 1 | stuk | LED lighting inserts | BE31210 | TH (Electronic Basic ran) | stuk | LED unit-wit 230V 5MA | LED unit - white 230V, ,5 | LED unit - white 230V, 0,5 mA | 8380-10 LED lighting unit with socket LED in colour white |  | 5.14
2CKA001784A0780 | 8382-10 | Active | 4011395112748 | 15.23 | 1 | 1 | stuk | LED lighting inserts | BE31210 | TH (Electronic Basic ran) | stuk | LED unit-wit 230V 1MA | LED unit - white 230V, 1 | LED unit - white 230V, 1mA | 8382-10 LED lighting unit with socket LED in colour white |  | 5.14
2CKA001784A0781 | 8383-10 | Active | 4011395112755 | 15.23 | 1 | 1 | stuk | LED lighting inserts | BE31210 | TH (Electronic Basic ran) | stuk | 8383-10 LED unit-wit 230V 2'' | 8383-10 LED unit - white, 230V, 2'' | LED unit - white, 230V, 2'' | 8383-10 LED lighting unit with socket LED in colour white |  | 5.14
2CKA001784A0782 | 8380-12 | Active | 4011395112762 | 15.23 | 1 | 1 | stuk | LED lighting inserts | BE31210 | TH (Electronic Basic ran) | stuk | LED rood inzet compleet 0 5MA | LED unit - red; 230V, 0,5 | LED unit - red; 230V, 0,5 | 8380-12 LED lighting unit with socket LED in colour red |  | 5.14
2CKA001784A0783 | 8382-12 | Active | 4011395112779 | 15.23 | 1 | 1 | stuk | LED lighting inserts | BE31210 | TH (Electronic Basic ran) | stuk | LED unit-red 230V 1mA | LED unit - red 230V, 1mA | LED unit - red 230V, 1mA | 8382-12 LED lighting unit with socket LED in colour red |  | 5.14
2CKA001784A0784 | 8383-12 | Active | 4011395112786 | 15.23 | 1 | 1 | stuk | LED lighting inserts | BE31210 | TH (Electronic Basic ran) | stuk | LED unit-red 230V 2mA | LED unit - red 230V, 2mA | LED unit - red 230V, 2mA | 8383-12 LED lighting unit with socket LED in colour red |  | 5.14
2CKA001784A0785 | 8380-17 | Active | 4011395112793 | 15.23 | 1 | 1 | stuk | LED lighting inserts | BE31210 | TH (Electronic Basic ran) | stuk | LED lighting inserts 8380-17 | 8380-17 LED lighting unit with socket LED in colour blue | LED lamp blue | 8380-17 LED lighting unit with socket LED in colour blue |  | 5.14
2CKA001784A0786 | 8382-17 | Active | 4011395112816 | 15.23 | 1 | 1 | stuk | LED lighting inserts | BE31210 | TH (Electronic Basic ran) | stuk | LED unit-blue 230V 1mA | LED unit - blue 230V, 1m | LED unit - blue 230V, 1mA | 8382-17 LED lighting unit with socket LED in colour blue |  | 5.14
2CKA001784A0787 | 8383-17 | Active | 4011395112823 | 15.23 | 1 | 1 | stuk | LED lighting inserts | BE31210 | TH (Electronic Basic ran) | stuk | LED unit-blue 230V 2mA | LED unit - blue 230V, 2m | LED unit - blue 230V, 2mA | 8383-17 LED lighting unit with socket LED in colour blue |  | 5.14
2CKA001784A0788 | 8390-10 | Active | 4011395112830 | 12.35 | 1 | 1 | stuk | LED lighting inserts | BE31210 | TH (Electronic Basic ran) | stuk | Led- zonder sokkel LED-wit 230V 5MA | LED - white 230V, ,5 m | LED - white 230V, 0,5 mA | 8390-10 LED lighting insert LED in colour white |  | 5.14
2CKA001784A0789 | 8392-10 | Active | 4011395112847 | 12.35 | 1 | 1 | stuk | LED lighting inserts | BE31210 | TH (Electronic Basic ran) | stuk | Led- zonder sokkel LED-wit 230V 1mA | LED - white 230V, 1mA | LED - white 230V, 1mA | 8392-10 LED lighting insert LED in colour white |  | 5.14
2CKA001784A0790 | 8393-10 | Active | 4011395112854 | 12.35 | 1 | 1 | stuk | LED lighting inserts | BE31210 | TH (Electronic Basic ran) | stuk | Led- zonder sokkel LED-wit 230V 2mA | LED - white 230V, 2mA | LED - white 230V, 2mA | 8393-10 LED lighting insert LED in colour white |  | 5.14
2CKA001784A0791 | 8390-12 | Active | 4011395112861 | 12.35 | 1 | 1 | stuk | LED lighting inserts | BE31210 | TH (Electronic Basic ran) | stuk | Led- zonder sokkel LED-red 230V 5MA | LED - red 230V, ,5 mA | LED - red 230V, 0,5 mA | 8390-12 LED lighting insert LED in colour red |  | 5.14
2CKA001784A0792 | 8392-12 | Active | 4011395112878 | 12.35 | 1 | 1 | stuk | LED lighting inserts | BE31210 | TH (Electronic Basic ran) | stuk | Led- zonder sokkel LED-red 230V 1mA | LED - red 230V, 1mA | LED - red 230V, 1mA | 8392-12 LED lighting insert LED in colour red |  | 5.14
2CKA001784A0793 | 8393-12 | Active | 4011395112885 | 12.35 | 1 | 1 | stuk | LED lighting inserts | BE31210 | TH (Electronic Basic ran) | stuk | Led- zonder sokkel LED-red 230V 2mA | LED - red 230V, 2mA | LED - red 230V, 2mA | 8393-12 LED lighting insert LED in colour red |  | 5.14
2CKA001784A0794 | 8390-17 | Active | 4011395112892 | 12.35 | 1 | 1 | stuk | LED lighting inserts | BE31210 | TH (Electronic Basic ran) | stuk | Led- zonder sokkel LED-blue 230V 5MA | LED - blue 230V, ,5 mA | LED - blue 230V, 0,5 mA | 8390-17 LED lighting insert LED in colour blue |  | 5.14
2CKA001784A0795 | 8392-17 | Active | 4011395112915 | 12.35 | 1 | 1 | stuk | LED lighting inserts | BE31210 | TH (Electronic Basic ran) | stuk | Led- zonder sokkel LED-blue 230V 1mA | LED - blue 230V, 1mA | LED - blue 230V, 1mA | 8392-17 LED lighting insert LED in colour blue |  | 5.14
2CKA001784A0796 | 8393-17 | Active | 4011395112922 | 12.35 | 1 | 1 | stuk | LED lighting inserts | BE31210 | TH (Electronic Basic ran) | stuk | Led- zonder sokkel LED-blue 230V 2mA | LED - blue 230V, 2mA | LED - blue 230V, 2mA | 8393-17 LED lighting insert LED in colour blue |  | 5.14
2CKA001799A0154 | 1761 | Active | 4011395188606 | 3.81 | 1 | 1 | stuk | Wiring Accessories | BE31210 | TA (Mech Stnd WA & SSM) | stuk | Tekstveld | Support de marquage | LETTERING HOLDER | 1761 Label holder for replacement purposes
2CKA001799A0162 | 1760 | Active | 4011395188705 | 3.81 | 1 | 1 | stuk | Wiring Accessories | BE31210 | TA (Mech Stnd WA & SSM) | stuk | 1760 Label | Support de marquage | LETTERING HOLDER | 1760 Label holder
2CKA001799A0436 | 1701-24G | Active | 4011395455500 | 15.05 | 1 | 1 | stuk | Alpha | BE31210 | TD (Mechanics IP 44 FM) | stuk | 1701-24G Surface-mounting box 1gang box | 1701-24G Surface-mounting box 1gang box | BOX | 1701-24G Surface-mounting box 1gang box
2CKA001799A0451 | 1702-24G | Active | 4011395455302 | 26.75 | 1 | 1 | stuk | Alpha | BE31210 | TD (Mechanics IP 44 FM) | stuk | dubb. AN STUDIO WIT | BOITIER APPARENT DOUBLE BLANC STUDIO | Box 2-gang SM | 1702-24G Surface-mounting box 2gang box
2CKA001799A0477 | 1703-24G | Active | 4011395560808 | 42.89 | 1 | 1 | stuk | Alpha | BE31210 | TD (Mechanics IP 44 FM) | stuk | 1703-24G Surface-mounting box 3gang box | 1703-24G Surface-mounting box 3gang box | BOX | 1703-24G Surface-mounting box 3gang box
2CKA001799A0592 | 1797 | Active | 4011395585009 | 1.65 | 1 | 1 | stuk | Wiring Accessories | BE31210 | TA (Mech Stnd WA & SSM) | stuk | Pull Cord exchangeable | Pull Cord, exchangeable | Pull Cord, exchangeable | 1797 Pullcord fastening
2CKA001799A0816 | 1701-22G | Active | 4011395920909 | 15.05 | 1 | 1 | stuk | Alpha | BE31210 | TD (Mechanics IP 44 FM) | stuk | 1701-22G Surface-mounting box 1gang box | 1701-22G Surface-mounting box 1gang box | BOX | 1701-22G Surface-mounting box 1gang box
2CKA001799A0824 | 1702-22G | Active | 4011395921104 | 26.75 | 1 | 1 | stuk | Alpha | BE31210 | TD (Mechanics IP 44 FM) | stuk | 1702-22G Surface-mounting box 2gang box | 1702-22G Surface-mounting box 2gang box | BOX | 1702-22G Surface-mounting box 2gang box
2CKA001799A0832 | 1703-22G | Active | 4011395921203 | 42.89 | 1 | 1 | stuk | Alpha | BE31210 | TD (Mechanics IP 44 FM) | stuk | 1703-22G Surface-mounting box 3gang box | 1703-22G Surface-mounting box 3gang box | BOX | 1703-22G Surface-mounting box 3gang box
2CKA001799A0882 | 1763-53 | Active | 4011395993446 | 2.45 | 1 | 1 | stuk | Ocean | BE31210 | TE (Mechanics IP 44 SM) | stuk | 1763-53 Label | Support de marquage | Lettering Sheet oc | 1763-53 Label holder
2CKA001799A0895 | 1701-81 | Active | 4011395065839 | 16.43 | 1 | 1 | stuk | Wiring Accessories | BE31210 | TD (Mechanics IP 44 FM) | stuk | bakbodem 1v c-antraciet | Boîtier apparent, simple | opbouwbak met bodem 1v c-antraciet | 1701-81 Surface-mounting box 1gang box
2CKA001799A0896 | 1701-82 | Active | 4011395065853 | 15.05 | 1 | 1 | stuk | Wiring Accessories | BE31210 | TD (Mechanics IP 44 FM) | stuk | bakbodem 1v s-ivoor | Boîtier apparent, simple | opbouwbak met bodem 1v s-ivoor | 1701-82 Surface-mounting box 1gang box
2CKA001799A0897 | 1701-84 | Active | 4011395065877 | 15.05 | 1 | 1 | stuk | Wiring Accessories | BE31210 | TD (Mechanics IP 44 FM) | stuk | bakbodem 1v s-studiowit | Boîtier apparent, simple | opbouwbak met bodem 1v s-studiowit | 1701-84 Surface-mounting box 1gang box
2CKA001799A0900 | 1702-81 | Active | 4011395065938 | 28.95 | 1 | 1 | stuk | Wiring Accessories | BE31210 | TD (Mechanics IP 44 FM) | stuk | bakbodem 2v c-antraciet | Boîtier apparent, double | opbouwbak met bodem 2v c-antraciet | 1702-81 Surface-mounting box 2gang box
2CKA001799A0901 | 1702-82 | Active | 4011395065952 | 26.75 | 1 | 1 | stuk | Wiring Accessories | BE31210 | TD (Mechanics IP 44 FM) | stuk | bakbodem 2v s-ivoor | Boîtier apparent, double | opbouwbak met bodem 2v s-ivoor | 1702-82 Surface-mounting box 2gang box
2CKA001799A0902 | 1702-84 | Active | 4011395065976 | 26.75 | 1 | 1 | stuk | Wiring Accessories | BE31210 | TD (Mechanics IP 44 FM) | stuk | bakbodem 2v s-studiowit | Boîtier apparent, double | opbouwbak met bodem 2v s-studiowit | 1702-84 Surface-mounting box 2gang box
2CKA001799A0905 | 1701-83 | Active | 4011395074886 | 16.85 | 1 | 1 | stuk | Wiring Accessories | BE31210 | TD (Mechanics IP 44 FM) | stuk | bakbodem 1v f-aluzilver | Boîtier apparent, simple | opbouwbak met bodem 1v f-aluzilver | 1701-83 Surface-mounting box 1gang box
2CKA001799A0906 | 1702-83 | Active | 4011395074893 | 28.59 | 1 | 1 | stuk | Wiring Accessories | BE31210 | TD (Mechanics IP 44 FM) | stuk | bakbodem 2v f-aluzilver | Boîtier apparent, double | opbouwbak met bodem 2v f-aluzilver | 1702-83 Surface-mounting box 2gang box
2CKA001799A0913 | 1705 U-101 | Active | 4011395107621 | 97.45 | 1 | 1 | stuk | Flush-mounted devices with aluminium die-cast cover plates | BE31210 | TA (Mech Stnd WA & SSM) | stuk | IP41 | Boîtier encastré IP41 | Flush mounting Box IP41 | 1705 U-101 FM box suitable for wall installation
2CKA001799A0915 | 1703-81 | Active | 4011395124246 | 43.71 | 1 | 1 | stuk | Wiring Accessories | BE31210 | TD (Mechanics IP 44 FM) | stuk | SurfaceMounting box | Surface mounting box | Surface mounting box | 1703-81 Surface-mounting box 3gang box
2CKA001799A0916 | 1703-82 | Active | 4011395124253 | 43.93 | 1 | 1 | stuk | Wiring Accessories | BE31210 | TD (Mechanics IP 44 FM) | stuk | SurfaceMounting box | Surface mounting box | Surface mounting box | 1703-82 Surface-mounting box 3gang box
2CKA001799A0917 | 1703-83 | Active | 4011395124277 | 46.36 | 1 | 1 | stuk | Wiring Accessories | BE31210 | TD (Mechanics IP 44 FM) | stuk | SurfaceMounting box | Surface mounting box | Surface mounting box | 1703-83 Surface-mounting box 3gang box
2CKA001799A0918 | 1703-84 | Active | 4011395124284 | 43.93 | 1 | 1 | stuk | Wiring Accessories | BE31210 | TD (Mechanics IP 44 FM) | stuk | SurfaceMounting box | Surface mounting box | Surface mounting box | 1703-84 Surface-mounting box 3gang box
2CKA001799A0921 | 1701-884 | Active | 4011395126851 | 16.85 | 1 | 1 | stuk | Wiring Accessories | BE31210 | TD (Mechanics IP 44 FM) | stuk | SurfaceMounting box | Surface mounting box | Surface mounting box | 1701-884 Surface-mounting box 1gang box
2CKA001799A0922 | 1702-884 | Active | 4011395126868 | 28.59 | 1 | 1 | stuk | Wiring Accessories | BE31210 | TD (Mechanics IP 44 FM) | stuk | SurfaceMounting box | Surface mounting box | Surface mounting box | 1702-884 Surface-mounting box 2gang box
2CKA001799A0923 | 1701-885 | Active | 4011395126875 | 16.85 | 1 | 1 | stuk | Wiring Accessories | BE31210 | TD (Mechanics IP 44 FM) | stuk | SurfaceMounting box | Surface mounting box | Surface mounting box | 1701-885 Surface-mounting box 1gang box
2CKA001799A0924 | 1702-885 | Active | 4011395126882 | 28.59 | 1 | 1 | stuk | Wiring Accessories | BE31210 | TD (Mechanics IP 44 FM) | stuk | SurfaceMounting box | Surface mounting box | Surface mounting box | 1702-885 Surface-mounting box 2gang box
2CKA001799A0955 | 1703-884 | Active | 4011395137826 | 46.36 | 1 | 1 | stuk | Wiring Accessories | BE31210 | TD (Mechanics IP 44 FM) | stuk | SurfaceMounting box | Surface mounting box | Surface mounting box | 1703-884 Surface-mounting box 3gang box
2CKA001799A0956 | 1703-885 | Active | 4011395137833 | 46.36 | 1 | 1 | stuk | Wiring Accessories | BE31210 | TD (Mechanics IP 44 FM) | stuk | SurfaceMounting box | Surface mounting box | Surface mounting box | 1703-885 Surface-mounting box 3gang box
2CKA001799A0959 | 1799/02 | Active | 4011395151938 | 19.04 | 1 | 1 | stuk | Wiring Accessories | BE31210 | TA (Mech Stnd WA & SSM) | stuk | 1799/02 DIN A 4 label sheet plastic foil | Feuille de marquage, étiquette | sheet tranzlucent | 1799/02 DIN A 4 labelling sheet plastic foil
2CKA001799A0960 | 1799/03 | Active | 4011395151945 | 19.04 | 1 | 1 | stuk | Wiring Accessories | BE31210 | TA (Mech Stnd WA & SSM) | stuk | Tekststrokenblad Transp. | Feuille de marquage, étiquette | sheet transparent | 1799/03 DIN A 4 labelling sheet plastic foil
2CKA001799A0982 | 1701-84-500 | Active | 4011395175033 | 26.63 | 1 | 1 | stuk | Wiring Accessories | BE31210 | TD (Mechanics IP 44 FM) | stuk | 1701-84-500 Surface-mounting box 1gang b | 1701-84-500 Surface-mounting box 1gang b | 1701-84-500 Surface-mounting box 1gang b | 1701-84-500 Surface-mounting box 1gang box
2CKA001799A0986 | 1701-914 | Active | 4011395190166 | 12.79 | 1 | 1 | stuk | Accessories for surface-mounting | BE31210 | TD (Mechanics IP 44 FM) | stuk | bakbodem 1v SI-B | 1701-914 Boîtier monté en surface, blanc alpin, outils | Surface-mounting box 1g | 1701-914 Surface-mounting box 1gang box
2CKA001799A0987 | 1702-914 | Active | 4011395190173 | 23.65 | 1 | 1 | stuk | Accessories for surface-mounting | BE31210 | TD (Mechanics IP 44 FM) | stuk | bakbodem 2v SI-B | 1702-914 Boîtier monté en surface, blanc alpin, outils | Surface-mounting box 2g | 1702-914 Surface-mounting box 2gang box
2CKA001799A0988 | 1703-914 | Active | 4011395190180 | 38.06 | 1 | 1 | stuk | Accessories for surface-mounting | BE31210 | TD (Mechanics IP 44 FM) | stuk | bakbodem 3v SI-B | 1703-914 Boîtier monté en surface, blanc alpin, outils | Surface-mounting box 3g | 1703-914 Surface-mounting box 3gang box
2CKA002011A0427 | 2300 EURC-101 | Active | 4011395191002 | 6.41 | 1 | 1 | stuk | SCHUKO® socket outlets colored / metal | BE31210 | TA (Mech Stnd WA & SSM) | stuk | 2300 EURC-101 stopcont. | 2300 EURC-101 prise | Socket Outlet | 2300 EURC-101 |  | 5.14
2CKA002011A1052 | 2300 EUC-212-500 | Active | 4011395192900 | 6.75 | 1 | 1 | stuk | Busch-Duro 2000® | BE31210 | TA (Mech Stnd WA & SSM) | stuk | 2300 EUC-212-500 SCHUKO® stopcont. | 2300 EUC-212-500 SCHUKO® socket outlet | Socket Outlet | 2300 EUC-212-500 SCHUKO® socket outlet |  | 5.14
2CKA002011A1417 | 20 EUC-20 | Active | 4011395195703 | 15.5 | 1 | 1 | stuk | Alpha | BE31210 | TC (Mechanics Premium) | stuk | 20 EUC-20 stopcont. | 20 EUC-20 SCHUKO® socket outlet | Socket Outlet | 20 EUC-20 SCHUKO® socket outlet |  | 5.14
2CKA002011A1425 | 20 EUC-21 | Active | 4011395195802 | 15.5 | 1 | 1 | stuk | Alpha | BE31210 | TC (Mechanics Premium) | stuk | 20 EUC-21 stopcont. | 20 EUC-21 SCHUKO® socket outlet | Socket Outlet | 20 EUC-21 SCHUKO® socket outlet |  | 5.14
2CKA002011A2233 | 20 EUC-14-212-102 | Active | 4011395472408 | 16.25 | 1 | 1 | stuk | SCHUKO® socket outlets colored/metal | BE31210 | TC (Mechanics Premium) | stuk | 20 EUC-14-212-102 stopcont. | 20 EUC-14-212-102 prise | Socket Outlet | 20 EUC-14-212-102 SCHUKO® socket outlet with marking |  | 5.14
2CKA002011A2647 | 20 EUC-212-500 | Active | 4011395538906 | 6.92 | 1 | 1 | stuk | Busch-Duro 2000® | BE31210 | TA (Mech Stnd WA & SSM) | stuk | Stopcont.BJ-Duro 2000® SI r,aarde | prise Busch-Duro 2000® SI SCHUKO | Socket Outlet Busch-Duro 2000® SI SCHUKO | 20 EUC-212-500 SCHUKO® socket outlet |  | 5.14
2CKA002011A2696 | 20 EUC-74 | Active | 4011395542101 | 13.49 | 1 | 1 | stuk | SCHUKO® socket outlets | BE31210 | TC (Mechanics Premium) | stuk | 20 EUC-74 SCHUKO® stopcont. | 20 EUC-74 SCHUKO® socket outlet | Socket Outlet | 20 EUC-74 SCHUKO® socket outlet |  | 5.14
2CKA002011A2712 | 20 EUN-74 | Active | 4011395542200 | 17.93 | 1 | 1 | stuk | SCHUKO® socket outlets | BE31210 | TC (Mechanics Premium) | stuk | 20 EUN-74 SCHUKO® stopcont.label field | 20 EUN-74 SCHUKO® socket outlet with labelling field | Socket Outlet | 20 EUN-74 SCHUKO® socket outlet with labelling field |  | 5.14
2CKA002011A2787 | 20 EUN-79 | Active | 4011395584200 | 22.31 | 1 | 1 | stuk | SCHUKO® socket outlets | BE31210 | TC (Mechanics Premium) | stuk | 20 EUN-79 SCHUKO® stopcont.label field | 20 EUN-79 SCHUKO® socket outlet with labelling field | Socket Outlet | 20 EUN-79 SCHUKO® socket outlet with labelling field |  | 5.14
2CKA002011A3124 | 20 EUC-24G | Active | 4011395692103 | 9.73 | 1 | 1 | stuk | Alpha | BE31210 | TC (Mechanics Premium) | stuk | 20 EUC-24G stopcont. | 20 EUC-24G SCHUKO® socket outlet | Socket Outlet | 20 EUC-24G SCHUKO® socket outlet |  | 5.14
2CKA002011A3686 | 20 EUC-22G | Active | 4011395919002 | 9.73 | 1 | 1 | stuk | Alpha | BE31210 | TC (Mechanics Premium) | stuk | 20 EUC-22G SCHUKO® stopcont. | 20 EUC-22G SCHUKO® socket outlet | Socket Outlet | 20 EUC-22G SCHUKO® socket outlet |  | 5.14
2CKA002011A3721 | 20 EUC-82 | Active | 4011395995242 | 8.59 | 1 | 1 | stuk | SCHUKO® socket outlets white | BE31210 | TA (Mech Stnd WA & SSM) | stuk | Stopcont.savanne/ivoorwit SCHUKO klem | Prise savane/blanc ivoire SCHUKO, sans vis | Socket Outlet | 20 EUC-82 SCHUKO® socket outlet |  | 5.14
2CKA002011A3723 | 20 EUC-14-82 | Active | 4011395995280 | 14.93 | 1 | 1 | stuk | SCHUKO® socket outlets colored/metal | BE31210 | TC (Mechanics Premium) | stuk | Stopcont.savanne/ivoorwit SCHUKO klem | Prise savane/blanc ivoire SCHUKO, sans vis | Socket Outlet savanna/ivory white SCHUKO, screwless terminal | 20 EUC-14-82 SCHUKO® socket outlet with marking |  | 5.14
2CKA002011A3725 | 20 EUC-84 | Active | 4011395996232 | 8.59 | 1 | 1 | stuk | SCHUKO® socket outlets white | BE31210 | TA (Mech Stnd WA & SSM) | stuk | 20 EUC-84 SCHUKO® stopcont. | 20 EUC-84 SCHUKO® socket outlet | Socket Outlet | 20 EUC-84 SCHUKO® socket outlet |  | 5.14
2CKA002011A3726 | 20 EUN-82 | Active | 4011395995303 | 12.29 | 1 | 1 | stuk | SCHUKO® socket outlets white | BE31210 | TA (Mech Stnd WA & SSM) | stuk | Stopcont.savanne/ivoorwit SCHUKO tekst | Prise savane/blanc ivoire SCHUKO, avec zone d'inscription | Socket Outlet savanna/ivory white SCHUKO, with labelling field | 20 EUN-82 SCHUKO® socket outlet with labelling field |  | 5.14
2CKA002011A3727 | 20 EUN-84 | Active | 4011395996256 | 12.29 | 1 | 1 | stuk | SCHUKO® socket outlets white | BE31210 | TA (Mech Stnd WA & SSM) | stuk | Stopcont.davos/studiowit SCHUKO tekst | Prise davos/blanc studio SCHUKO, avec zone d'inscription | Socket Outlet davos/studio white SCHUKO, with labelling field | 20 EUN-84 SCHUKO® socket outlet with labelling field |  | 5.14
2CKA002011A3762 | 20 EUC-260 | Active | 4011395005408 | 15.5 | 1 | 1 | stuk | Alpha | BE31210 | TC (Mechanics Premium) | stuk | 20 EUC-260 SCHUKO® stopcont. | 20 EUC-260 SCHUKO® socket outlet | Socket Outlet | 20 EUC-260 SCHUKO® socket outlet |  | 5.14
2CKA002011A3764 | 20 EUC-266 | Active | 4011395006306 | 15.5 | 1 | 1 | stuk | Alpha | BE31210 | TC (Mechanics Premium) | stuk | 20 EUC-266 SCHUKO® stopcont. | 20 EUC-266 SCHUKO® socket outlet | Socket Outlet | 20 EUC-266 SCHUKO® socket outlet |  | 5.14
2CKA002011A3798 | 20 EUC-83 | Active | 4011395048290 | 15.28 | 1 | 1 | stuk | SCHUKO® socket outlets colored/metal | BE31210 | TC (Mechanics Premium) | stuk | wcd ra cpl inb f-aluzilver | 20 EUC-83 SCHUKO® socket outlet | Schuko? Socket Outlet | 20 EUC-83 SCHUKO® socket outlet |  | 5.14
2CKA002011A3801 | 20 EUC-81 | Active | 4011395056196 | 12.35 | 1 | 1 | stuk | SCHUKO® socket outlets colored/metal | BE31210 | TC (Mechanics Premium) | stuk | Stopcont.20 EUC-81 | 20 EUC-81 SCHUKO® socket outlet | Socket Outlet 20 EUC-81 | 20 EUC-81 SCHUKO® socket outlet |  | 5.14
2CKA002011A3802 | 20 EUN-81 | Active | 4011395056219 | 16.02 | 1 | 1 | stuk | SCHUKO® socket outlets colored/metal | BE31210 | TC (Mechanics Premium) | stuk | Stopcont.antraciet SCHUKO tekst | Prise anthracite SCHUKO, avec zone d'inscription | Socket Outlet anthracite SCHUKO, with labelling field | 20 EUN-81 SCHUKO® socket outlet with labelling field |  | 5.14
2CKA002011A3810 | 20 EUN-83 | Active | 4011395069110 | 18.96 | 1 | 1 | stuk | SCHUKO® socket outlets colored/metal | BE31210 | TC (Mechanics Premium) | stuk | Stopcont.aluzilver SCHUKO tekst | Prise argent aluminium SCHUKO, avec zone d'inscription | Socket Outlet aluminium silver SCHUKO, with labelling field | 20 EUN-83 SCHUKO® socket outlet with labelling field |  | 5.14
2CKA002011A3816 | 2310EUGL/VA-212-11 | Active | 4011395078662 | 220.26 | 1 | 1 | stuk | SCHUKO® socket outlets | BE31210 | TH (Electronic Basic ran) | stuk | Protector stopcont. | 2310EUGL/VA-212-11 Busch-Protector® SCHUKO® socket outlet with overvoltage protection | Protector Socket Outlet | 2310EUGL/VA-212-11 Busch-Protector® SCHUKO® socket outlet with overvoltage protection |  | 5.14
2CKA002011A3817 | 2310EUGL/VA-214-11 | Active | 4011395078679 | 220.26 | 1 | 1 | stuk | SCHUKO® socket outlets | BE31210 | TH (Electronic Basic ran) | stuk | Protector stopcont. | 2310EUGL/VA-214-11 Busch-Protector® SCHUKO® socket outlet with overvoltage protection | Protector Socket Outlet | 2310EUGL/VA-214-11 Busch-Protector® SCHUKO® socket outlet with overvoltage protection |  | 5.14
2CKA002011A3819 | 2310 EUGL/VA-20-11 | Active | 4011395078693 | 230.63 | 1 | 1 | stuk | SCHUKO® socket outlets | BE31210 | TH (Electronic Basic ran) | stuk | Protector stopcont. | 2310 EUGL/VA-20-11 Busch-Protector® SCHUKO® socket outlet with overvoltage protection | Protector Socket Outlet | 2310 EUGL/VA-20-11 Busch-Protector® SCHUKO® socket outlet with overvoltage protection |  | 5.14
2CKA002011A3820 | 2310 EUGL/VA-21-11 | Active | 4011395078709 | 230.63 | 1 | 1 | stuk | SCHUKO® socket outlets | BE31210 | TH (Electronic Basic ran) | stuk | Protector stopcont. | 2310 EUGL/VA-21-11 Busch-Protector® SCHUKO® socket outlet with overvoltage protection | Protector Socket Outlet | 2310 EUGL/VA-21-11 Busch-Protector® SCHUKO® socket outlet with overvoltage protection |  | 5.14
2CKA002011A3821 | 2310EUGL/VA-22G-11 | Active | 4011395078716 | 227.17 | 1 | 1 | stuk | SCHUKO® socket outlets | BE31210 | TH (Electronic Basic ran) | stuk | Protector stopcont. | 2310EUGL/VA-22G-11 Busch-Protector® SCHUKO® socket outlet with overvoltage protection | Protector Socket Outlet | 2310EUGL/VA-22G-11 Busch-Protector® SCHUKO® socket outlet with overvoltage protection |  | 5.14
2CKA002011A3823 | 2310EUGL/VA-24G-11 | Active | 4011395078754 | 227.17 | 1 | 1 | stuk | SCHUKO® socket outlets | BE31210 | TH (Electronic Basic ran) | stuk | Protector stopcont. | 2310EUGL/VA-24G-11 Busch-Protector® SCHUKO® socket outlet with overvoltage protection | Protector Socket Outlet | 2310EUGL/VA-24G-11 Busch-Protector® SCHUKO® socket outlet with overvoltage protection |  | 5.14
2CKA002011A3828 | 2310EUGL/VA-260-11 | Active | 4011395078815 | 230.63 | 1 | 1 | stuk | SCHUKO® socket outlets | BE31210 | TH (Electronic Basic ran) | stuk | Protector stopcont. | 2310EUGL/VA-260-11 Busch-Protector® SCHUKO® socket outlet with overvoltage protection | Protector Socket Outlet | 2310EUGL/VA-260-11 Busch-Protector® SCHUKO® socket outlet with overvoltage protection |  | 5.14
2CKA002011A3829 | 2310EUGL/VA-266-11 | Active | 4011395078822 | 230.63 | 1 | 1 | stuk | SCHUKO® socket outlets | BE31210 | TH (Electronic Basic ran) | stuk | Protector stopcont. | 2310EUGL/VA-266-11 Busch-Protector® SCHUKO® socket outlet with overvoltage protection | Protector Socket Outlet | 2310EUGL/VA-266-11 Busch-Protector® SCHUKO® socket outlet with overvoltage protection |  | 5.14
2CKA002011A3830 | 2310 EUGL/VA-81-11 | Active | 4011395078839 | 230.63 | 1 | 1 | stuk | SCHUKO® socket outlets | BE31210 | TH (Electronic Basic ran) | stuk | Stopcont.antraciet SCHUKO OVR | Prise anthracite SCHUKO, avec protection sur tension | Socket Outlet anthracite SCHUKO, With overvoltage protection | 2310 EUGL/VA-81-11 Busch-Protector® SCHUKO® socket outlet with overvoltage protection |  | 5.14
2CKA002011A3831 | 2310 EUGL/VA-82-11 | Active | 4011395078846 | 227.17 | 1 | 1 | stuk | SCHUKO® socket outlets | BE31210 | TH (Electronic Basic ran) | stuk | SCHUKO® socket outlets 2310 EUGL/VA-82-11 | Prise savane/blanc ivoire SCHUKO, avec protection sur tension | Socket Outlet savanna/ivory white SCHUKO, With overvoltage protection | 2310 EUGL/VA-82-11 Busch-Protector® SCHUKO® socket outlet with overvoltage protection |  | 5.14
2CKA002011A3832 | 2310 EUGL/VA-83-11 | Active | 4011395078853 | 230.63 | 1 | 1 | stuk | SCHUKO® socket outlets | BE31210 | TH (Electronic Basic ran) | stuk | Stopcont.aluzilver SCHUKO OVR | Prise argent aluminium SCHUKO, avec protection sur tension | Socket Outlet aluminium silver SCHUKO, With overvoltage protection | 2310 EUGL/VA-83-11 Busch-Protector® SCHUKO® socket outlet with overvoltage protection |  | 5.14
2CKA002011A3833 | 2310 EUGL/VA-84-11 | Active | 4011395078860 | 227.17 | 1 | 1 | stuk | SCHUKO® socket outlets | BE31210 | TH (Electronic Basic ran) | stuk | SCHUKO® socket outlets 2310 EUGL/VA-84-11 | Prise davos/blanc studio SCHUKO, avec protection sur tension | Socket Outlet davos/studio white SCHUKO, With overvoltage protection | 2310 EUGL/VA-84-11 Busch-Protector® SCHUKO® socket outlet with overvoltage protection |  | 5.14
2CKA002011A3841 | 2310 EUGL/VA-74-11 | Active | 4011395078976 | 246.78 | 1 | 1 | stuk | SCHUKO® socket outlets | BE31210 | TH (Electronic Basic ran) | stuk | Protector stopcont. | 2310 EUGL/VA-74-11 Busch-Protector® SCHUKO® socket outlet with overvoltage protection | Protector Socket Outlet | 2310 EUGL/VA-74-11 Busch-Protector® SCHUKO® socket outlet with overvoltage protection |  | 5.14
2CKA002011A3843 | 2310 EUGL/VA-79-11 | Active | 4011395078990 | 246.78 | 1 | 1 | stuk | SCHUKO® socket outlets | BE31210 | TH (Electronic Basic ran) | stuk | Protector stopcont. | 2310 EUGL/VA-79-11 Busch-Protector® SCHUKO® socket outlet with overvoltage protection | Protector Socket Outlet | 2310 EUGL/VA-79-11 Busch-Protector® SCHUKO® socket outlet with overvoltage protection |  | 5.14
2CKA002011A3844 | 20 EUC-72 | Active | 4011395082911 | 13.49 | 1 | 1 | stuk | SCHUKO® socket outlets | BE31210 | TC (Mechanics Premium) | stuk | 20 EUC-72 SCHUKO® stopcont. | 20 EUC-72 SCHUKO® socket outlet | Socket Outlet | 20 EUC-72 SCHUKO® socket outlet |  | 5.14
2CKA002011A3845 | 20 EUC-783 | Active | 4011395083376 | 18.63 | 1 | 1 | stuk | SCHUKO® socket outlets | BE31210 | TC (Mechanics Premium) | stuk | 20 EUC-783 SCHUKO® stopcont. | 20 EUC-783 SCHUKO® socket outlet | Socket Outlet | 20 EUC-783 SCHUKO® socket outlet |  | 5.14
2CKA002011A3846 | 20 EUN-72 | Active | 4011395082881 | 17.19 | 1 | 1 | stuk | SCHUKO® socket outlets | BE31210 | TC (Mechanics Premium) | stuk | 20 EUN-72 SCHUKO® stopcont.label field | 20 EUN-72 SCHUKO® socket outlet with labelling field | Socket Outlet | 20 EUN-72 SCHUKO® socket outlet with labelling field |  | 5.14
2CKA002011A3847 | 20 EUN-783 | Active | 4011395082782 | 22.31 | 1 | 1 | stuk | SCHUKO® socket outlets | BE31210 | TC (Mechanics Premium) | stuk | 20 EUN-783 SCHUKO® stopcont.label field | 20 EUN-783 SCHUKO® socket outlet with labelling field | Socket Outlet | 20 EUN-783 SCHUKO® socket outlet with labelling field |  | 5.14
2CKA002011A3848 | 2310 EUGL/VA-72-11 | Active | 4011395082447 | 246.78 | 1 | 1 | stuk | SCHUKO® socket outlets | BE31210 | TH (Electronic Basic ran) | stuk | Protector stopcont. | 2310 EUGL/VA-72-11 Busch-Protector® SCHUKO® socket outlet with overvoltage protection | Protector Socket Outlet | 2310 EUGL/VA-72-11 Busch-Protector® SCHUKO® socket outlet with overvoltage protection |  | 5.14
2CKA002011A3849 | 2310EUGL/VA-783-11 | Active | 4011395082669 | 246.78 | 1 | 1 | stuk | SCHUKO® socket outlets | BE31210 | TH (Electronic Basic ran) | stuk | Protector stopcont. | 2310EUGL/VA-783-11 Busch-Protector® SCHUKO® socket outlet with overvoltage protection | Protector Socket Outlet | 2310EUGL/VA-783-11 Busch-Protector® SCHUKO® socket outlet with overvoltage protection |  | 5.14
2CKA002011A3850 | 20 EUC-866 | Active | 4011395086889 | 20.93 | 1 | 1 | stuk | SCHUKO® socket outlets | BE31210 | TC (Mechanics Premium) | stuk | wcd ra cpl inb pure-rvs | Prise murale Schuko - standard | Schuko? Socket Outlet | 20 EUC-866 SCHUKO® socket outlet |  | 5.14
2CKA002011A3851 | 20 EUN-866 | Active | 4011395086896 | 24.66 | 1 | 1 | stuk | SCHUKO® socket outlets | BE31210 | TC (Mechanics Premium) | stuk | Stopcont.edelstaal SCHUKO tekst | Prise acier inoxydable SCHUKO, avec zone d'inscription | Socket Outlet stainless steel SCHUKO, with labelling field | 20 EUN-866 SCHUKO® socket outlet with labelling field |  | 5.14
2CKA002011A3853 | 2310EUGL/VA-866-11 | Active | 4011395088531 | 254.85 | 1 | 1 | stuk | SCHUKO® socket outlets | BE31210 | TH (Electronic Basic ran) | stuk | Stopcont.edelstaal SCHUKO OVR | Prise acier inoxydable SCHUKO, avec protection sur tension | Socket Outlet stainless steel SCHUKO, With overvoltage protection | 2310EUGL/VA-866-11 Busch-Protector® SCHUKO® socket outlet with overvoltage protection |  | 5.14
2CKA002011A3871 | 20 EFDB2 | Active | 4011395107614 | 130.29 | 1 | 1 | stuk | Flush-mounted devices with aluminium die-cast cover plates | BE31210 | TA (Mech Stnd WA & SSM) | stuk | 20 EFDB2 SCHUKO® stopcont.suitable wall instal. | 20 EFDB2 SCHUKO® socket outlet suitable for wall installation | Socket Outlet | 20 EFDB2 SCHUKO® socket outlet suitable for wall installation |  | 5.14
2CKA002011A3875 | 20 EUC-803 | Active | 4011395110942 | 15.28 | 1 | 1 | stuk | SCHUKO® socket outlets colored/metal | BE31210 | TC (Mechanics Premium) | stuk | Stopcont.20 EUC-803 | 20 EUC-803 SCHUKO® socket outlet with screwless terminal | Socket Outlet 20 EUC-803 | 20 EUC-803 SCHUKO® socket outlet with screwless terminal |  | 5.14
2CKA002011A3876 | 20 EUN-803 | Active | 4011395110959 | 18.96 | 1 | 1 | stuk | SCHUKO® socket outlets colored/metal | BE31210 | TC (Mechanics Premium) | stuk | Stopcont.meteor/grijsMET SCHUKO tekst | Prise meteor/grijsmetallic SCHUKO, avec zone d'inscription | Socket Outlet meteor/grey metallic SCHUKO, with labelling field | 20 EUN-803 SCHUKO® socket outlet with labelling field |  | 5.14
2CKA002011A3877 | 2310EUGL/VA-803-11 | Active | 4011395110966 | 230.63 | 1 | 1 | stuk | SCHUKO® socket outlets | BE31210 | TH (Electronic Basic ran) | stuk | SCHUKO® socket outlets 2310EUGL/VA-803-11 | Prise meteor/grijsmetallic SCHUKO, avec protection sur tension | Socket Outlet meteor/grey metallic SCHUKO, With overvoltage protection | 2310EUGL/VA-803-11 Busch-Protector® SCHUKO® socket outlet with overvoltage protection |  | 5.14
2CKA002011A3879 | 20 EUC-884 | Active | 4011395128879 | 15.28 | 1 | 1 | stuk | SCHUKO® socket outlets white | BE31210 | TA (Mech Stnd WA & SSM) | stuk | Stopcont.studiowitMat SCHUKO klem | Prise matt blanc studio SCHUKO, sans vis | Socket Outlet | 20 EUC-884 SCHUKO® socket outlet |  | 5.14
2CKA002011A3881 | 20 EUN-884 | Active | 4011395128893 | 18.96 | 1 | 1 | stuk | SCHUKO® socket outlets white | BE31210 | TA (Mech Stnd WA & SSM) | stuk | Stopcont.studiowitMat SCHUKO tekst | Prise matt blanc studio SCHUKO, avec zone d'inscription | Socket Outlet | 20 EUN-884 SCHUKO® socket outlet with labelling field |  | 5.14
2CKA002011A3882 | 2310EUGL/VA-884-11 | Active | 4011395128916 | 230.63 | 1 | 1 | stuk | SCHUKO® socket outlets | BE31210 | TH (Electronic Basic ran) | stuk | SCHUKO® socket outlets 2310EUGL/VA-884-11 | Prise matt blanc studio SCHUKO, avec protection sur tension | Socket Outlet studio white matt SCHUKO, With overvoltage protection | 2310EUGL/VA-884-11 Busch-Protector® SCHUKO® socket outlet with overvoltage protection |  | 5.14
2CKA002011A3883 | 20 EUC-885 | Active | 4011395128930 | 15.28 | 1 | 1 | stuk | SCHUKO® socket outlets colored/metal | BE31210 | TC (Mechanics Premium) | stuk | 20 EUC-885 SCHUKO® stopcont. | 20 EUC-885 SCHUKO® socket outlet | Socket Outlet | 20 EUC-885 SCHUKO® socket outlet |  | 5.14
2CKA002011A3884 | 20 EUN-885 | Active | 4011395128947 | 18.96 | 1 | 1 | stuk | SCHUKO® socket outlets colored/metal | BE31210 | TC (Mechanics Premium) | stuk | 20 EUN-885 SCHUKO® stopcont.label field | 20 EUN-885 SCHUKO® socket outlet with labelling field | Socket Outlet | 20 EUN-885 SCHUKO® socket outlet with labelling field |  | 5.14
2CKA002011A3885 | 2310EUGL/VA-885-11 | Active | 4011395128954 | 230.63 | 1 | 1 | stuk | SCHUKO® socket outlets | BE31210 | TH (Electronic Basic ran) | stuk | Stopcont.zwMat SCHUKO OVR | Prise matt noir SCHUKO, avec protection sur tension | Socket Outlet black matte SCHUKO, With overvoltage protection | 2310EUGL/VA-885-11 Busch-Protector® SCHUKO® socket outlet with overvoltage protection |  | 5.14
2CKA002011A3886 | 20 EUC-775 | Active | 4011395128961 | 18.63 | 1 | 1 | stuk | SCHUKO® socket outlets | BE31210 | TC (Mechanics Premium) | stuk | 20 EUC-775 SCHUKO® stopcont. | 20 EUC-775 SCHUKO® socket outlet | Socket Outlet | 20 EUC-775 SCHUKO® socket outlet |  | 5.14
2CKA002011A3888 | 20 EUN-775 | Active | 4011395128985 | 22.31 | 1 | 1 | stuk | SCHUKO® socket outlets | BE31210 | TC (Mechanics Premium) | stuk | 20 EUN-775 SCHUKO® stopcont.label field | 20 EUN-775 SCHUKO® socket outlet with labelling field | Socket Outlet | 20 EUN-775 SCHUKO® socket outlet with labelling field |  | 5.14
2CKA002011A3889 | 2310EUGL/VA-775-11 | Active | 4011395129012 | 246.78 | 1 | 1 | stuk | SCHUKO® socket outlets | BE31210 | TH (Electronic Basic ran) | stuk | Protector stopcont. | Protector Socket Outlet | Protector Socket Outlet | 2310EUGL/VA-775-11 Busch-Protector® SCHUKO® socket outlet with overvoltage protection |  | 5.14
2CKA002011A3890 | 20 EUC-774 | Active | 4011395129029 | 18.63 | 1 | 1 | stuk | SCHUKO® socket outlets | BE31210 | TC (Mechanics Premium) | stuk | 20 EUC-774 SCHUKO® stopcont. | 20 EUC-774 SCHUKO® socket outlet | Socket Outlet | 20 EUC-774 SCHUKO® socket outlet |  | 5.14
2CKA002011A3893 | 20 EUN-774 | Active | 4011395129067 | 22.31 | 1 | 1 | stuk | SCHUKO® socket outlets | BE31210 | TC (Mechanics Premium) | stuk | 20 EUN-774 SCHUKO® stopcont.label field | 20 EUN-774 SCHUKO® socket outlet with labelling field | Socket Outlet | 20 EUN-774 SCHUKO® socket outlet with labelling field |  | 5.14
2CKA002011A3894 | 2310EUGL/VA-774-11 | Active | 4011395129074 | 246.78 | 1 | 1 | stuk | SCHUKO® socket outlets | BE31210 | TH (Electronic Basic ran) | stuk | Protector stopcont. | Protector Socket Outlet | Protector Socket Outlet | 2310EUGL/VA-774-11 Busch-Protector® SCHUKO® socket outlet with overvoltage protection |  | 5.14
2CKA002011A6158 | 20 EUCBUSB-81 | Limited | 4011395164334 | 91.8 | 1 | 1 | stuk | SCHUKO® USB socket outlet colored/metal | BE31210 | TC (Mechanics Premium) | stuk | USB Stopcont.antraciet SCHUKO | USB prise anthracite SCHUKO | SCHUKO(R)-/USB socket outlet | 20 EUCBUSB-81 SCHUKO® USB socket outlet shuttered |  | 5.14
2CKA002011A6159 | 20 EUCBUSB-82 | Limited | 4011395164341 | 87.75 | 1 | 1 | stuk | SCHUKO® USB socket outlet white | BE31210 | TA (Mech Stnd WA & SSM) | stuk | USB Stopcont.ivoorwit SCHUKO | USB prise blanc ivoire SCHUKO | SCHUKO(R)-/USB socket outlet | 20 EUCBUSB-82 SCHUKO® USB socket outlet shuttered |  | 5.14
2CKA002011A6160 | 20 EUCBUSB-83 | Limited | 4011395164358 | 93.85 | 1 | 1 | stuk | SCHUKO® USB socket outlet colored/metal | BE31210 | TC (Mechanics Premium) | stuk | USB Stopcont.aluzilver SCHUKO | USB prise argent aluminium SCHUKO | USB socket outlet aluminium silver SCHUKO | 20 EUCBUSB-83 SCHUKO® USB socket outlet shuttered |  | 5.14
2CKA002011A6161 | 20 EUCBUSB-84 | Limited | 4011395164365 | 87.75 | 1 | 1 | stuk | SCHUKO® USB socket outlet white | BE31210 | TA (Mech Stnd WA & SSM) | stuk | USB Stopcont.studiowit SCHUKO | USB prise blanc studio SCHUKO | SCHUKO(R)-/USB socket outlet | 20 EUCBUSB-84 SCHUKO® USB socket outlet shuttered |  | 5.14
2CKA002011A6162 | 20 EUCBUSB-803 | Limited | 4011395164372 | 93.85 | 1 | 1 | stuk | SCHUKO® USB socket outlet colored/metal | BE31210 | TC (Mechanics Premium) | stuk | USB Stopcont.grijsMET SCHUKO | USB prise métallique gris SCHUKO | SCHUKO(R)-/USB socket outlet | 20 EUCBUSB-803 SCHUKO® USB socket outlet shuttered |  | 5.14
2CKA002011A6164 | 20 EUCBUSB-884 | Limited | 4011395164396 | 93.85 | 1 | 1 | stuk | SCHUKO® USB socket outlet white | BE31210 | TA (Mech Stnd WA & SSM) | stuk | USB Stopcont.studiowitMat SCHUKO | USB prise matt blanc studio SCHUKO | SCHUKO(R)-/USB socket outlet | 20 EUCBUSB-884 SCHUKO® USB socket outlet shuttered |  | 5.14
2CKA002011A6165 | 20 EUCBUSB-885 | Limited | 4011395164419 | 93.85 | 1 | 1 | stuk | SCHUKO® USB socket outlet colored/metal | BE31210 | TC (Mechanics Premium) | stuk | USB Stopcont.zwMat SCHUKO | USB prise matt noir SCHUKO | SCHUKO(R)-/USB socket outlet | 20 EUCBUSB-885 SCHUKO® USB socket outlet shuttered |  | 5.14
2CKA002011A6166 | 20 EUCBUSB-866 | Limited | 4011395164426 | 98.61 | 1 | 1 | stuk | SCHUKO® USB socket outlet | BE31210 | TC (Mechanics Premium) | stuk | USB Stopcont.edelstaal SCHUKO | USB prise acier inoxydable SCHUKO | SCHUKO(R)-/USB socket outlet | 20 EUCBUSB-866 SCHUKO® USB socket outlet shuttered |  | 5.14
2CKA002011A6167 | 20 EUCBUSB-20 | Limited | 4011395164433 | 97.45 | 1 | 1 | stuk | Alpha | BE31210 | TC (Mechanics Premium) | stuk | USB Stopcont.platina SCHUKO | USB prise plantine SCHUKO | SCHUKO(R)-/USB socket outlet | 20 EUCBUSB-20 SCHUKO® USB socket outlet shuttered |  | 5.14
2CKA002011A6168 | 20 EUCBUSB-21 | Limited | 4011395164457 | 97.45 | 1 | 1 | stuk | Alpha | BE31210 | TC (Mechanics Premium) | stuk | USB Stopcont.brons SCHUKO | USB prise bronze SCHUKO | SCHUKO(R)-/USB socket outlet | 20 EUCBUSB-21 SCHUKO® USB socket outlet shuttered |  | 5.14
2CKA002011A6169 | 20 EUCBUSB-22G | Limited | 4011395164464 | 90.17 | 1 | 1 | stuk | Alpha | BE31210 | TC (Mechanics Premium) | stuk | USB Stopcont.ivoor/wit SCHUKO | USB prise ivoire/blanc SCHUKO | SCHUKO(R)-/USB socket outlet | 20 EUCBUSB-22G SCHUKO® USB socket outlet shuttered |  | 5.14
2CKA002011A6171 | 20 EUCBUSB-24G | Limited | 4011395164488 | 90.17 | 1 | 1 | stuk | Alpha | BE31210 | TC (Mechanics Premium) | stuk | USB Stopcont.studiowit SCHUKO | USB prise blanc studio SCHUKO | SCHUKO(R)-/USB socket outlet | 20 EUCBUSB-24G SCHUKO® USB socket outlet shuttered |  | 5.14
2CKA002011A6172 | 20 EUCBUSB-260 | Limited | 4011395164495 | 97.45 | 1 | 1 | stuk | Alpha | BE31210 | TC (Mechanics Premium) | stuk | USB Stopcont.palladium SCHUKO | USB prise palladium SCHUKO | SCHUKO(R)-/USB socket outlet | 20 EUCBUSB-260 SCHUKO® USB socket outlet shuttered |  | 5.14
2CKA002011A6173 | 20 EUCBUSB-266 | Limited | 4011395164518 | 97.45 | 1 | 1 | stuk | Alpha | BE31210 | TC (Mechanics Premium) | stuk | USB Stopcont.titaan SCHUKO | USB prise titane SCHUKO | SCHUKO(R)-/USB socket outlet | 20 EUCBUSB-266 SCHUKO® USB socket outlet shuttered |  | 5.14
2CKA002011A6178 | 20 EUCBUSB-83-500 | Limited | 4011395164563 | 93.85 | 1 | 1 | stuk | SCHUKO® USB socket outlet colored/metal | BE31210 | TC (Mechanics Premium) | stuk | USB Stopcont.aluzilver SCHUKO | USB prise argent aluminium SCHUKO | USB socket outlet aluminium silver SCHUKO | 20 EUCBUSB-83-500 SCHUKO® USB socket outlet shuttered |  | 5.14
2CKA002011A6183 | 20 EUCBUSB-885-500 | Limited | 4011395164624 | 93.85 | 1 | 1 | stuk | SCHUKO® USB socket outlet colored/metal | BE31210 | TC (Mechanics Premium) | stuk | USB Stopcont.zwMat Schuko | USB prise matt noire Schuko | USB socket outlet Black matte Schuko | 20 EUCBUSB-885-500 SCHUKO® USB socket outlet shuttered |  | 5.14
2CKA002011A6209 | 20 EUN-84-500 | Active | 4011395173312 | 12.29 | 1 | 1 | stuk | SCHUKO® socket outlets white | BE31210 | TA (Mech Stnd WA & SSM) | stuk | 20 EUN-84-500 SCHUKO® stopcont.label field | 20 EUN-84-500 Prise de courant SCHUKO, blanc studio, prises de courant | Socket Outlet | 20 EUN-84-500 SCHUKO® socket outlet with labelling field |  | 5.14
2CKA002011A6232 | 20 EUC-914 | Active | 4011395191200 | 6.64 | 1 | 1 | stuk | SCHUKO® socket outlets white High runner | BE31210 | TA (Mech Stnd WA & SSM) | stuk | 20 EUC-914 SCHUKO® stopcont.screwless terminal | 20 EUC-914 Prise de courant SCHUKO, blanc alpin, prises de courant | SCHUKO(R) so | 20 EUC-914 SCHUKO® socket outlet with screwless terminal |  | 5.14
2CKA002011A6233 | 2300 EUC-914 | Active | 4011395191217 | 6.64 | 1 | 1 | stuk | SCHUKO® socket outlets white | BE31210 | TA (Mech Stnd WA & SSM) | stuk | wcd ra cpl schroef inb SI-B | 2300 EUC-914 blanc alpin, prises de courant | SCHUKO(R) so screw | 2300 EUC-914 SCHUKO® socket outlet with screw-type terminals |  | 5.14
2CKA002011A6234 | 20 EUC-917 | Active | 4011395190524 | 14.3 | 1 | 1 | stuk | SCHUKO® socket outlets colored / metal | BE31210 | TC (Mechanics Premium) | stuk | wcd ra cpl inb rood SI-B | 20 EUC-917 Prise de courant SCHUKO, rouge RAL 3020, prises de courant | SCHUKO(R) so red | 20 EUC-917 SCHUKO® socket outlet with screwless terminal |  | 5.14
2CKA002011A6235 | 20 EUC/DV-914 | Active | 4011395191255 | 8.19 | 1 | 1 | stuk | SCHUKO® socket outlets white | BE31210 | TA (Mech Stnd WA & SSM) | stuk | 20 EUC/DV-914 SCHUKO® stopcont.label EDV | 20 EUC/DV-914 Prise de courant SCHUKO, blanc alpin, prises de courant | SCHUKO(R) so EDV | 20 EUC/DV-914 SCHUKO® socket outlet with marking "EDV" |  | 5.14
2CKA002011A6236 | 20 EUC/DV-917 | Active | 4011395190548 | 18.23 | 1 | 1 | stuk | SCHUKO® socket outlets colored / metal | BE31210 | TC (Mechanics Premium) | stuk | 20 EUC/DV-917 SCHUKO® stopcont.label EDV | 20 EUC/DV-917 Prise de courant SCHUKO, rouge RAL 3020, prises de courant | SCHUKO(R) so EDV red | 20 EUC/DV-917 SCHUKO® socket outlet with marking "EDV" |  | 5.14
2CKA002011A6237 | 20 EUCBUSB-914 | Limited | 4011395191262 | 83.02 | 1 | 1 | stuk | SCHUKO® USB socket outlet white | BE31210 | TA (Mech Stnd WA & SSM) | stuk | wcd ra kv+ USB inb SI-B | 20 EUCBUSB-914 Prise de courant SCHUKO, blanc alpin, prises de courant | SCHUKO(R) so USB | 20 EUCBUSB-914 SCHUKO® USB socket outlet shuttered |  | 5.14
2CKA002011A6238 | 20 EUCR-914 | Active | 4011395191637 | 6.64 | 1 | 1 | stuk | SCHUKO® socket outlets white | BE31210 | TA (Mech Stnd WA & SSM) | stuk | wcd ra cpl inb SI-B | 20 EUCR-914 Prise de courant SCHUKO sans clip, blanc alpin, prises de courant | SCHUKO(R) so wo-claw | 20 EUCR-914 SCHUKO® socket outlet without claw |  | 5.14
2CKA002011A6239 | 2310 EUGL/VAB-914 | Active | 4011395192238 | 222.56 | 1 | 1 | stuk | SCHUKO® socket outlets | BE31210 | TH (Electronic Basic ran) | stuk | wcd ra kv cpl osb+led inb SI-B | 2310 EUGL/VAB-914 Prise de courant SCHUKO protecteur Busch, blanc alpin, prises de courant | SCHUKO(R) so surge shu. | 2310 EUGL/VAB-914 Busch-Protector® SCHUKO® socket outlet with overvoltage protection |  | 5.14
2CKA002011A6240 | 2310 EUGL/VAB-917 | Active | 4011395192252 | 246.78 | 1 | 1 | stuk | SCHUKO® socket outlets | BE31210 | TH (Electronic Basic ran) | stuk | wcd ra kv cpl osb+led inb rood SI-B | 2310 EUGL/VAB-917 Prise de courant SCHUKO protecteur Busch, rouge RAL 3020, prises de courant | SCHUKO(R) so surge shu. red | 2310 EUGL/VAB-917 Busch-Protector® SCHUKO® socket outlet with overvoltage protection |  | 5.14
2CKA002011A6241 | 20 EUCBDR-914 | Active | 4011395192269 | 15.5 | 1 | 1 | stuk | SCHUKO® socket outlets white | BE31210 | TA (Mech Stnd WA & SSM) | stuk | wcd ra kv cpl uitwerp inb SI-B | 20 EUCBDR-914 Prise de courant Busch, blanc alpin, prises de courant | SCHUKO(R) so plugout | 20 EUCBDR-914 Busch-Socket outlet shuttered |  | 5.14
2CKA002011A6242 | 20 EUJ-914 | Active | 4011395191323 | 7.21 | 1 | 1 | stuk | SCHUKO® socket outlets white High runner | BE31210 | TA (Mech Stnd WA & SSM) | stuk | 20 EUJ-914 SCHUKO® stopcont. | 20 EUJ-914 Prise de courant SCHUKO, blanc alpin, prises de courant | SCHUKO(R) so full cov. | 20 EUJ-914 SCHUKO® socket outlet |  | 5.14
2CKA002011A6243 | 20 EUJR-914 | Active | 4011395191330 | 7.21 | 1 | 1 | stuk | SCHUKO® socket outlets white | BE31210 | TA (Mech Stnd WA & SSM) | stuk | wcd ra vpl inb SI-B | 20 EUJR-914 Prise de courant SCHUKO, blanc alpin, prises de courant | SCHUKO(R) so full wo-claw | 20 EUJR-914 SCHUKO® socket outlet |  | 5.14
2CKA002011A6244 | 20 EUAB-914 | Active | 4011395192276 | 30.09 | 1 | 1 | stuk | SCHUKO® socket outlets white | BE31210 | TA (Mech Stnd WA & SSM) | stuk | wcd object ra kv vpl inb SI-B | 20 EUCAB-914 Prise de courant objet Busch, blanc alpin, prises de courant | SCHUKO(R) so Object | 20 EUAB-914 Busch-Object socket outlet shuttered |  | 5.14
2CKA002013A4466 | 20 EUCKS-21 | Active | 4011395206607 | 17.76 | 1 | 1 | stuk | Alpha | BE31210 | TC (Mechanics Premium) | stuk | 20 EUCKS-21 SCHUKO® stopcont.shuttered | Prise murale Schuko - standard prise | Socket Outlet | 20 EUCKS-21 SCHUKO® socket outlet shuttered |  | 5.14
2CKA002013A4706 | 20 EUCKS-215 | Active | 4011395208908 | 16.72 | 1 | 1 | stuk | SCHUKO® socket outlets colored / metal | BE31210 | TC (Mechanics Premium) | stuk | 20 EUCKS-215 SCHUKO® stopcont.shuttered | 20 EUCKS-215 SCHUKO® socket outlet shuttered | Socket Outlet | 20 EUCKS-215 SCHUKO® socket outlet shuttered |  | 5.14
2CKA002013A4953 | 20 EUCKS-74 | Active | 4011395542507 | 15.69 | 1 | 1 | stuk | SCHUKO® socket outlets | BE31210 | TC (Mechanics Premium) | stuk | Stopcont.mech.kinderbeveiliging | Mécanisme de prise de courant, avec protection enfants | SOCKET OUTLET | 20 EUCKS-74 SCHUKO® socket outlet shuttered |  | 5.14
2CKA002013A4979 | 20 EUCKS-79 | Active | 4011395584002 | 20.87 | 1 | 1 | stuk | SCHUKO® socket outlets | BE31210 | TC (Mechanics Premium) | stuk | 20 EUCKS-79 SCHUKO® stopcont.shuttered | 20 EUCKS-79 SCHUKO® socket outlet shuttered | Socket Outlet | 20 EUCKS-79 SCHUKO® socket outlet shuttered |  | 5.14
2CKA002013A5018 | 20 EUCKS-24G | Active | 4011395726105 | 11.98 | 1 | 1 | stuk | Alpha | BE31210 | TC (Mechanics Premium) | stuk | Stopcont.mech.kinderbeveiliging | Mécanisme de prise de courant, avec protection enfants | SOCKET OUTLET | 20 EUCKS-24G SCHUKO® socket outlet shuttered |  | 5.14
2CKA002013A5240 | 20 EUCKS-22G | Active | 4011395919101 | 11.98 | 1 | 1 | stuk | Alpha | BE31210 | TC (Mechanics Premium) | stuk | 20 EUCKS-22G SCHUKO® stopcont.shuttered | 20 EUCKS-22G SCHUKO® socket outlet shuttered | Socket Outlet | 20 EUCKS-22G SCHUKO® socket outlet shuttered |  | 5.14
2CKA002013A5244 | 20 EUCKS-82 | Active | 4011395995228 | 10.84 | 1 | 1 | stuk | SCHUKO® socket outlets white | BE31210 | TA (Mech Stnd WA & SSM) | stuk | Stopcont.savanne/ivoorwit SCHUKO Shuttered | Prise savane/blanc ivoire SCHUKO, Shuttered | Socket Outlet savanna/ivory white SCHUKO, Shuttered | 20 EUCKS-82 SCHUKO® socket outlet shuttered |  | 5.14
2CKA002013A5245 | 20 EUCKS-84 | Active | 4011395996218 | 10.84 | 1 | 1 | stuk | SCHUKO® socket outlets white | BE31210 | TA (Mech Stnd WA & SSM) | stuk | Stopcont.mech.kinderbeveiliging | Mécanisme de prise de courant, avec protection enfants | Socket Outl. SF | 20 EUCKS-84 SCHUKO® socket outlet shuttered |  | 5.14
2CKA002013A5252 | 20 EUCKS-260 | Active | 4011395005385 | 17.76 | 1 | 1 | stuk | Alpha | BE31210 | TC (Mechanics Premium) | stuk | Stopcont.20 EUCKS-260 | prise 20 EUCKS-260 | Socket Outlet 20 EUCKS-260 | 20 EUCKS-260 SCHUKO® socket outlet shuttered |  | 5.14
2CKA002013A5253 | 20 EUCKS-266 | Active | 4011395006290 | 17.76 | 1 | 1 | stuk | Alpha | BE31210 | TC (Mechanics Premium) | stuk | 20 EUCKS-266 SCHUKO® stopcont.shuttered | 20 EUCKS-266 SCHUKO® socket outlet shuttered | Socket Outlet | 20 EUCKS-266 SCHUKO® socket outlet shuttered |  | 5.14
2CKA002013A5265 | 20 EUCKS-81 | Active | 4011395056189 | 14.61 | 1 | 1 | stuk | SCHUKO® socket outlets colored/metal | BE31210 | TC (Mechanics Premium) | stuk | Stopcont.antraciet SCHUKO Shuttered | Prise anthracite SCHUKO, Shuttered | Socket Outlet anthracite SCHUKO, Shuttered | 20 EUCKS-81 SCHUKO® socket outlet shuttered |  | 5.14
2CKA002013A5266 | 20 EUCKS/DV-81 | Active | 4011395065433 | 16.65 | 1 | 1 | stuk | SCHUKO® socket outlets colored/metal | BE31210 | TC (Mechanics Premium) | stuk | Stopcont.antraciet SCHUKOlabel 'EDV' | Prise anthracite SCHUKO, avec marquage 'EDV' | Socket Outlet | 20 EUCKS/DV-81 SCHUKO® socket outlet with marking "EDV" |  | 5.14
2CKA002013A5267 | 20 EUCKS/DV-82 | Active | 4011395065457 | 12.79 | 1 | 1 | stuk | SCHUKO® socket outlets white | BE31210 | TA (Mech Stnd WA & SSM) | stuk | Stopcont.savanne/ivoorwit SCHUKOlabel 'EDV' | Prise savane/blanc ivoire SCHUKO, avec marquage 'EDV' | Socket Outlet | 20 EUCKS/DV-82 SCHUKO® socket outlet with marking "EDV" |  | 5.14
2CKA002013A5268 | 20 EUCKS/DV-84 | Active | 4011395065471 | 12.79 | 1 | 1 | stuk | SCHUKO® socket outlets white | BE31210 | TA (Mech Stnd WA & SSM) | stuk | Stopcont.davos/studiowit SCHUKOlabel 'EDV' | Prise davos/blanc studio SCHUKO, avec marquage 'EDV' | Socket Outlet | 20 EUCKS/DV-84 SCHUKO® socket outlet with marking "EDV" |  | 5.14
2CKA002013A5272 | 20 EUCKS-83 | Active | 4011395074947 | 17.47 | 1 | 1 | stuk | SCHUKO® socket outlets colored/metal | BE31210 | TC (Mechanics Premium) | stuk | Stopcont.aluzilver SCHUKO Shuttered | Prise argent aluminium SCHUKO, Shuttered | Socket Outlet aluminium silver SCHUKO, Shuttered | 20 EUCKS-83 SCHUKO® socket outlet shuttered |  | 5.14
2CKA002013A5273 | 20 EUCKS/DV-83 | Active | 4011395074954 | 19.66 | 1 | 1 | stuk | SCHUKO® socket outlets colored/metal | BE31210 | TC (Mechanics Premium) | stuk | Stopcont.aluzilver SCHUKOlabel 'EDV' | Prise argent aluminium SCHUKO, avec marquage 'EDV' | Socket Outlet | 20 EUCKS/DV-83 SCHUKO® socket outlet with marking "EDV" |  | 5.14
2CKA002013A5274 | 20 EUCKS-72 | Active | 4011395082614 | 15.69 | 1 | 1 | stuk | SCHUKO® socket outlets | BE31210 | TC (Mechanics Premium) | stuk | 20 EUCKS-72 SCHUKO® stopcont.shuttered | 20 EUCKS-72 SCHUKO® socket outlet shuttered | Socket Outlet | 20 EUCKS-72 SCHUKO® socket outlet shuttered |  | 5.14
2CKA002013A5275 | 20 EUCKS-783 | Active | 4011395083383 | 20.87 | 1 | 1 | stuk | SCHUKO® socket outlets | BE31210 | TC (Mechanics Premium) | stuk | 20 EUCKS-783 SCHUKO® stopcont.shuttered | 20 EUCKS-783 SCHUKO® socket outlet shuttered | Socket Outlet | 20 EUCKS-783 SCHUKO® socket outlet shuttered |  | 5.14
2CKA002013A5276 | 20 EUCKS-866 | Active | 4011395087534 | 23.17 | 1 | 1 | stuk | SCHUKO® socket outlets | BE31210 | TC (Mechanics Premium) | stuk | Stopcont.edelstaal SCHUKO Shuttered | Prise acier inoxydable SCHUKO, Shuttered | Socket Outlet stainless steel SCHUKO, Shuttered | 20 EUCKS-866 SCHUKO® socket outlet shuttered |  | 5.14
2CKA002013A5277 | 20 EUCKS/DV-866 | Active | 4011395087213 | 26.19 | 1 | 1 | stuk | SCHUKO® socket outlets | BE31210 | TC (Mechanics Premium) | stuk | Stopcont.edelstaal SCHUKOlabel 'EDV' | Prise acier inoxydable SCHUKO, avec marquage 'EDV' | Socket Outlet | 20 EUCKS/DV-866 SCHUKO® socket outlet with marking "EDV" |  | 5.14
2CKA002013A5284 | 20 EUCBL-82 | Active | 4011395100653 | 29.06 | 1 | 1 | stuk | SCHUKO® socket outlets white | BE31210 | TA (Mech Stnd WA & SSM) | stuk | Stopcont.savanne/ivoorwit SCHUKOLED | Prise savane/blanc ivoire SCHUKO, avec LED | Socket Outlet savanna/ivory white SCHUKO, With LED control | 20 EUCBL-82 SCHUKO® socket outlet with LED control light |  | 5.14
2CKA002013A5285 | 20 EUCBL-83 | Active | 4011395100660 | 34.83 | 1 | 1 | stuk | SCHUKO® socket outlets colored/metal | BE31210 | TC (Mechanics Premium) | stuk | Stopcont.aluzilver SCHUKOLED | Prise argent aluminium SCHUKO, avec LED | Socket Outlet aluminium silver SCHUKO, With LED control | 20 EUCBL-83 SCHUKO® socket outlet with LED control light |  | 5.14
2CKA002013A5286 | 20 EUCBL-84 | Active | 4011395100677 | 29.06 | 1 | 1 | stuk | SCHUKO® socket outlets white | BE31210 | TA (Mech Stnd WA & SSM) | stuk | Stopcont.davos/studiowit SCHUKOLED | Prise davos/blanc studio SCHUKO, avec LED | Socket Outlet davos/studio white SCHUKO, With LED control | 20 EUCBL-84 SCHUKO® socket outlet with LED control light |  | 5.14
2CKA002013A5288 | 20 EUCBL-14-84 | Active | 4011395100691 | 35.86 | 1 | 1 | stuk | SCHUKO® socket outlets colored/metal | BE31210 | TC (Mechanics Premium) | stuk | Stopcont.davos/studiowit SCHUKOLED | Prise davos/blanc studio SCHUKO, avec LED | Socket Outlet davos/studio white SCHUKO, With LED control | 20 EUCBL-14-84 SCHUKO® socket outlet with LED control light |  | 5.14
2CKA002013A5289 | 20 EUCBL-866 | Active | 4011395100714 | 42.66 | 1 | 1 | stuk | SCHUKO® socket outlets | BE31210 | TC (Mechanics Premium) | stuk | Stopcont.edelstaal SCHUKOLED | Prise acier inoxydable SCHUKO, avec LED | Socket Outlet stainless steel SCHUKO, With LED control | 20 EUCBL-866 SCHUKO® socket outlet with LED control light |  | 5.14
2CKA002013A5292 | 20 EUCBLI-82 | Active | 4011395100745 | 87.19 | 1 | 1 | stuk | SCHUKO® socket outlet step light® | BE31210 | TH (Electronic Basic ran) | stuk | Stopcont.savanne/ivoorwit SCHUKOLED | Prise savane/blanc ivoire SCHUKO, avec LED | Socket Outlet savanna/ivory white SCHUKO, With LED control | 20 EUCBLI-82 SCHUKO® socket outlet steplight® With night orientation light |  | 5.14
2CKA002013A5293 | 20 EUCBLI-83 | Active | 4011395100752 | 93.06 | 1 | 1 | stuk | SCHUKO® socket outlet step light® | BE31210 | TH (Electronic Basic ran) | stuk | 20 EUCBLI-83 stopcont. | 20 EUCBLI-83 Socket Outlet | Socket Outlet | 20 EUCBLI-83 SCHUKO® socket outlet steplight® With night orientation light |  | 5.14
2CKA002013A5294 | 20 EUCBLI-84 | Active | 4011395100769 | 86.6 | 1 | 1 | stuk | SCHUKO® socket outlet step light® | BE31210 | TH (Electronic Basic ran) | stuk | Stopcont.davos/studiowit SCHUKOLED | Prise davos/blanc studio SCHUKO, avec LED | Socket Outlet davos/studio white SCHUKO, With LED control | 20 EUCBLI-84 SCHUKO® socket outlet steplight® With night orientation light |  | 5.14
2CKA002013A5297 | 20 EUCKS-803 | Active | 4011395110980 | 17.47 | 1 | 1 | stuk | SCHUKO® socket outlets colored/metal | BE31210 | TC (Mechanics Premium) | stuk | Stopcont.meteor/grijsMET SCHUKO Shuttered | Prise meteor/grijsmetallic SCHUKO, Shuttered | Socket Outlet meteor/grey metallic SCHUKO, Shuttered | 20 EUCKS-803 SCHUKO® socket outlet shuttered |  | 5.14
2CKA002013A5317 | 20 EUCKS-14-212-10 | Active | 4011395122969 | 19.09 | 1 | 1 | stuk | SCHUKO® socket outlets colored/metal | BE31210 | TC (Mechanics Premium) | stuk | 20 EUCKS-14-212-10 SCHUKO® stopcont.label | 20 EUCKS-14-212-10 SCHUKO® socket outlet with marking | Socket Outlet | 20 EUCKS-14-212-10 SCHUKO® socket outlet with marking |  | 5.14
2CKA002013A5324 | 20 EUCKS-14-82 | Active | 4011395125144 | 17.69 | 1 | 1 | stuk | SCHUKO® socket outlets colored/metal | BE31210 | TC (Mechanics Premium) | stuk | 20 EUCKS-14-82 SCHUKO® stopcont.shuttered | 20 EUCKS-14-82 SCHUKO® socket outlet shuttered | Socket Outlet | 20 EUCKS-14-82 SCHUKO® socket outlet shuttered |  | 5.14
2CKA002013A5326 | 20 EUCBLI-884 | Active | 4011395129883 | 93.06 | 1 | 1 | stuk | SCHUKO® socket outlet step light® | BE31210 | TH (Electronic Basic ran) | stuk | Stopcont.studiowitMat SCHUKOLED | Prise matt blanc studio SCHUKO, avec LED | Socket Outlet studio white matt SCHUKO, With LED control | 20 EUCBLI-884 SCHUKO® socket outlet steplight® With night orientation light |  | 5.14
2CKA002013A5327 | 20 EUCKS/DV-884 | Active | 4011395129890 | 19.89 | 1 | 1 | stuk | SCHUKO® socket outlets white | BE31210 | TA (Mech Stnd WA & SSM) | stuk | Stopcont.studiowitMat SCHUKOlabel 'EDV' | Prise matt blanc studio SCHUKO, avec marquage 'EDV' | Socket Outlet | 20 EUCKS/DV-884 SCHUKO® socket outlet with marking "EDV" |  | 5.14
2CKA002013A5328 | 20 EUCKS-884 | Active | 4011395129913 | 17.69 | 1 | 1 | stuk | SCHUKO® socket outlets white | BE31210 | TA (Mech Stnd WA & SSM) | stuk | Stopcont.studiowitMat SCHUKO aanraakbev. | Prise matt blanc studio SCHUKO, avec protection contre les chocs | Socket Outlet | 20 EUCKS-884 SCHUKO® socket outlet shuttered |  | 5.14
2CKA002013A5330 | 20 EUCBL-885 | Active | 4011395130018 | 34.83 | 1 | 1 | stuk | SCHUKO® socket outlets colored/metal | BE31210 | TC (Mechanics Premium) | stuk | 20 EUCBL-885 SCHUKO® stopcont.LED | 20 EUCBL-885 SCHUKO® socket outlet with LED control light | Socket Outlet | 20 EUCBL-885 SCHUKO® socket outlet with LED control light |  | 5.14
2CKA002013A5331 | 20 EUCBLI-885 | Active | 4011395130025 | 93.06 | 1 | 1 | stuk | SCHUKO® socket outlet step light® | BE31210 | TH (Electronic Basic ran) | stuk | Stopcont.zwMat SCHUKOLED | Prise matt noir SCHUKO, avec LED | Socket Outlet black matte SCHUKO, With LED control | 20 EUCBLI-885 SCHUKO® socket outlet steplight® With night orientation light |  | 5.14
2CKA002013A5332 | 20 EUCKS/DV-885 | Active | 4011395130032 | 19.89 | 1 | 1 | stuk | SCHUKO® socket outlets colored/metal | BE31210 | TC (Mechanics Premium) | stuk | 20 EUCKS/DV-885 SCHUKO® stopcont.label "EDV" | 20 EUCKS/DV-885 SCHUKO® socket outlet with marking "EDV" | Socket Outlet | 20 EUCKS/DV-885 SCHUKO® socket outlet with marking "EDV" |  | 5.14
2CKA002013A5333 | 20 EUCKS-885 | Active | 4011395130049 | 17.47 | 1 | 1 | stuk | SCHUKO® socket outlets colored/metal | BE31210 | TC (Mechanics Premium) | stuk | 20 EUCKS-885 SCHUKO® stopcont.shuttered | 20 EUCKS-885 SCHUKO® socket outlet shuttered | Socket Outlet | 20 EUCKS-885 SCHUKO® socket outlet shuttered |  | 5.14
2CKA002013A5334 | 20 EUCKS-775 | Active | 4011395130148 | 20.87 | 1 | 1 | stuk | SCHUKO® socket outlets | BE31210 | TC (Mechanics Premium) | stuk | 20 EUCKS-775 SCHUKO® stopcont.shuttered | 20 EUCKS-775 SCHUKO® socket outlet shuttered | Socket Outlet | 20 EUCKS-775 SCHUKO® socket outlet shuttered |  | 5.14
2CKA002013A5335 | 20 EUCKS-774 | Active | 4011395130278 | 20.87 | 1 | 1 | stuk | SCHUKO® socket outlets | BE31210 | TC (Mechanics Premium) | stuk | 20 EUCKS-774 SCHUKO® stopcont.shuttered | 20 EUCKS-774 SCHUKO® socket outlet shuttered | Socket Outlet | 20 EUCKS-774 SCHUKO® socket outlet shuttered |  | 5.14
2CKA002013A5336 | 20 EUCBL-884 | Active | 4011395131671 | 34.83 | 1 | 1 | stuk | SCHUKO® socket outlets white | BE31210 | TA (Mech Stnd WA & SSM) | stuk | Stopcont.studiowitMat SCHUKOLED | Prise matt blanc studio SCHUKO, avec LED | Socket Outlet | 20 EUCBL-884 SCHUKO® socket outlet with LED control light |  | 5.14
2CKA002013A5376 | 20 EUCKS-82-500 | Active | 4011395173640 | 10.84 | 1 | 1 | stuk | SCHUKO® socket outlets white | BE31210 | TA (Mech Stnd WA & SSM) | stuk | 20 EUCKS-82-500 SCHUKO® stopcont.shuttered | 20 EUCKS-82-500 Prise de courant SCHUKO, blanc ivoire, prises de courant | Socket Outlet | 20 EUCKS-82-500 SCHUKO® socket outlet shuttered |  | 5.14
2CKA002013A5379 | 20 EUCB-914 | Active | 4011395191224 | 8.82 | 1 | 1 | stuk | SCHUKO® socket outlets white | BE31210 | TA (Mech Stnd WA & SSM) | stuk | 20 EUCB-914 SCHUKO® stopcont.shuttered | 20 EUCB-914 Prise de courant SCHUKO, blanc alpin, prises de courant | SCHUKO(R) so shu. | 20 EUCB-914 SCHUKO® socket outlet shuttered |  | 5.14
2CKA002013A5380 | 20 EUCB-917 | Active | 4011395190531 | 16.72 | 1 | 1 | stuk | SCHUKO® socket outlets colored / metal | BE31210 | TC (Mechanics Premium) | stuk | wcd ra kv cpl inb rood SI-B | 20 EUCB-917 Prise de courant SCHUKO, rouge RAL 3020, prises de courant | SCHUKO(R) so shu. red | 20 EUCB-917 SCHUKO® socket outlet shuttered |  | 5.14
2CKA002013A5381 | 20 EUCB-15-914 | Active | 4011395191385 | 16.72 | 1 | 1 | stuk | SCHUKO® socket outlets colored / metal | BE31210 | TC (Mechanics Premium) | stuk | wcd ra kv cpl inb zw SI-B | 20 EUCB-15-914 Prise de courant SCHUKO, noire, prises de courant | SCHUKO(R) so shu. | 20 EUCB-15-914 SCHUKO® socket outlet shuttered |  | 5.14
2CKA002013A5382 | 20 EUCBLI-914 | Active | 4011395191231 | 81.76 | 1 | 1 | stuk | SCHUKO® socket outlet step light® | BE31210 | TH (Electronic Basic ran) | stuk | wcd ra kv cpl steplight inb SI-B | 20 EUCBLI-914 Prise de courant SCHUKO lampe marche, blanc alpin, prises de courant | SCHUKO(R) so steplihght | 20 EUCBLI-914 SCHUKO® socket outlet steplight® With night orientation light |  | 5.14
2CKA002013A5383 | 20 EUCB/DV-914 | Active | 4011395191279 | 10.89 | 1 | 1 | stuk | SCHUKO® socket outlets white | BE31210 | TA (Mech Stnd WA & SSM) | stuk | 20 EUCB/DV-914 SCHUKO® stopcont.label EDV | 20 EUCB/DV-914 Prise de courant SCHUKO, blanc alpin, prises de courant | SCHUKO(R) so shu. EDV | 20 EUCB/DV-914 SCHUKO® socket outlet with marking "EDV" |  | 5.14
2CKA002013A5384 | 20 EUKB-914 | Active | 4011395191286 | 16.55 | 1 | 1 | stuk | SCHUKO® socket outlets white | BE31210 | TA (Mech Stnd WA & SSM) | stuk | wcd ra kv kd cpl inb SI-B | 20 EUKB-914 Prise de courant SCHUKO, blanc alpin, prises de courant | SCHUKO(R) so lid shu. | 20 EUKB-914 SCHUKO® socket outlet with hinged lid |  | 5.14
2CKA002013A5385 | 20 EURB-914 | Active | 4011395191293 | 9 | 1 | 1 | stuk | SCHUKO® socket outlets white | BE31210 | TA (Mech Stnd WA & SSM) | stuk | wcd ra kv cpl inb SI-B | 20 EURB-914 Prise de courant SCHUKO sans clip, blanc alpin, prises de courant | SCHUKO(R) so wo-claw shu. | 20 EURB-914 SCHUKO® socket outlet without claw shuttered |  | 5.14
2CKA002013A5386 | 20 EUCB-13-914 | Active | 4011395191675 | 18.05 | 1 | 1 | stuk | SCHUKO® socket outlets colored / metal | BE31210 | TC (Mechanics Premium) | stuk | wcd ra kv cpl groen inb SI-B | 20 EUCB-13-914 Prise de courant SCHUKO, verte, RAL 6032, prises de courant | SCHUKO(R) so shu. gre | 20 EUCB-13-914 SCHUKO® socket outlet shuttered |  | 5.14
2CKA002013A5387 | 20 EUCB-14-914 | Active | 4011395191682 | 18.05 | 1 | 1 | stuk | SCHUKO® socket outlets colored / metal | BE31210 | TC (Mechanics Premium) | stuk | wcd ra kv cpl oranje inb SI-B | 20 EUCB-14-914 Prise de courant SCHUKO, orange RAL 2004, prises de courant | SCHUKO(R) so shu. ora | 20 EUCB-14-914 SCHUKO® socket outlet shuttered |  | 5.14
2CKA002013A5388 | 20 EUCB-13-914-10 | Active | 4011395191699 | 18.33 | 1 | 1 | stuk | SCHUKO® socket outlets colored / metal | BE31210 | TC (Mechanics Premium) | stuk | wcd ra kv cpl sokkel groen SV inb SI-B | 20 EUCB-13-914-10 Prise de courant SCHUKO, verte, RAL 6032, prises de courant | SCHUKO(R) so shu. gre SV | 20 EUCB-13-914-10 SCHUKO® socket outlet with marking |  | 5.14
2CKA002013A5389 | 20 EUCB-14-914-10 | Active | 4011395191712 | 18.33 | 1 | 1 | stuk | SCHUKO® socket outlets colored / metal | BE31210 | TC (Mechanics Premium) | stuk | wcd ra kv cpl sokkel oranje ZSV inb SI-B | 20 EUCB-14-914-10 Prise de courant SCHUKO, orange RAL 2004, prises de courant | SCHUKO(R) so shu. ora ZSV | 20 EUCB-14-914-10 SCHUKO® socket outlet with marking |  | 5.14
2CKA002013A5390 | 20 EUKB-13-914 | Active | 4011395191729 | 23.65 | 1 | 1 | stuk | SCHUKO® socket outlets colored / metal | BE31210 | TC (Mechanics Premium) | stuk | wcd ra kv kd cpl groen inb SI-B | 20 EUKB-13-914 Prise de courant SCHUKO, verte, RAL 6032, prises de courant | SCHUKO(R) so shu. gre lid | 20 EUKB-13-914 SCHUKO® socket outlet with hinged lid |  | 5.14
2CKA002013A5391 | 20 EUKB-14-914 | Active | 4011395191736 | 23.65 | 1 | 1 | stuk | SCHUKO® socket outlets colored / metal | BE31210 | TC (Mechanics Premium) | stuk | wcd ra kv kd cpl oranje inb SI-B | 20 EUKB-14-914 Prise de courant SCHUKO, orange RAL 2004, prises de courant | SCHUKO(R) so shu. ora lid | 20 EUKB-14-914 SCHUKO® socket outlet with hinged lid |  | 5.14
2CKA002013A5392 | 20 EUKB-917 | Active | 4011395190555 | 23.65 | 1 | 1 | stuk | SCHUKO® socket outlets colored / metal | BE31210 | TC (Mechanics Premium) | stuk | 20 EUKB-917 SCHUKO® stopcont.hinged lid | 20 EUKB-917 Prise de courant SCHUKO, rouge RAL 3020, prises de courant | SCHUKO(R)-so shu. red lid | 20 EUKB-917 SCHUKO® socket outlet with hinged lid |  | 5.14
2CKA002013A5393 | 20 EUKNB-914 | Active | 4011395191743 | 20.23 | 1 | 1 | stuk | SCHUKO® socket outlets white | BE31210 | TA (Mech Stnd WA & SSM) | stuk | tekstwcd ra kv kd cpl inb SI-B | 20 EUKNB-914 Prise de courant SCHUKO, blanc alpin, prises de courant | SCHUKO(R)-so shu. lid label | 20 EUKNB-914 SCHUKO® socket outlet with hinged lid and labelling field |  | 5.14
2CKA002013A5394 | 20 EUJB-914 | Active | 4011395191750 | 9.46 | 1 | 1 | stuk | SCHUKO® socket outlets white | BE31210 | TA (Mech Stnd WA & SSM) | stuk | wcd ra kv vpl inb SI-B | 20 EUJB-914 Prise de courant SCHUKO, blanc alpin, prises de courant | Schuko? Socket Outlet | 20 EUJB-914 SCHUKO® socket outlet shuttered |  | 5.14
2CKA002013A5395 | 20 EUCBL-914 | Active | 4011395191804 | 25.6 | 1 | 1 | stuk | SCHUKO® socket outlets white | BE31210 | TA (Mech Stnd WA & SSM) | stuk | wcd ra kv cpl bedrijfsled inb SI-B | 20 EUCBL-914 Prise de courant SCHUKO, blanc alpin, prises de courant | SCHUKO(R) so shu. Indic. | 20 EUCBL-914 SCHUKO® socket outlet with LED control light |  | 5.14
2CKA002013A5396 | 20 EUCBL-13-914 | Active | 4011395191811 | 32.3 | 1 | 1 | stuk | SCHUKO® socket outlets colored / metal | BE31210 | TC (Mechanics Premium) | stuk | wcd ra kv cpl groen bedrijfsled inb SI-B | 20 EUCBL-13-914 Prise de courant SCHUKO, verte, RAL 6032, prises de courant | SCHUKO(R) so shu. gre indic. | 20 EUCBL-13-914 SCHUKO® socket outlet with LED control light |  | 5.14
2CKA002013A5397 | 20 EUCBL-14-914 | Active | 4011395191828 | 32.3 | 1 | 1 | stuk | SCHUKO® socket outlets colored / metal | BE31210 | TC (Mechanics Premium) | stuk | wcd ra kv cpl oranje bedr led inb SI-B | 20 EUCBL-14-914 Prise de courant SCHUKO, orange RAL 2004, prises de courant | SCHUKO(R) so shu. ora indic. | 20 EUCBL-14-914 SCHUKO® socket outlet with LED control light |  | 5.14
2CKA002013A5398 | 20 EUCKS-848-500 | Active | 4011395195420 | 23.99 | 1 | 1 | stuk | SCHUKO® socket outlets | BE31210 | TC (Mechanics Premium) | stuk | 20 EUCKS-848-500 SCHUKO® stopcont.shuttered | 20 EUCKS-848-500 Prise de courant SCHUKO, laiton antique blanc ivoire, prises de courant | SCHUKO(R) so shu. | 20 EUCKS-848-500 SCHUKO® socket outlet shuttered |  | 5.14
2CKA002013A5403 | 20 EUAB-803 | Active | 4011395228630 | 38.06 | 1 | 1 | stuk | SCHUKO® socket outlets colored/metal | BE31210 | TC (Mechanics Premium) | stuk | wcd object ra kv vpl inb s-grijsMET | 20 EUAB-803 Prise de courant objet Busch, gris métallique, prises de courant | Busch-Object SCHUKO socket outlet | 20 EUAB-803 Busch-Object socket outlet shuttered |  | 5.14
2CKA002013A5404 | 20 EUAB-81 | Active | 4011395228654 | 35.52 | 1 | 1 | stuk | SCHUKO® socket outlets colored/metal | BE31210 | TC (Mechanics Premium) | stuk | wcd object ra kv vpl inb f-antraciet | 20 EUAB-81 Prise de courant objet Busch, anthracite, prises de courant | Busch-Object SCHUKO socket outlet | 20 EUAB-81 Busch-Object socket outlet shuttered |  | 5.14
2CKA002013A5405 | 20 EUAB-82 | Active | 4011395228661 | 32.17 | 1 | 1 | stuk | SCHUKO® socket outlets white | BE31210 | TC (Mechanics Premium) | stuk | wcd object ra kv vpl inb s-ivoor | 20 EUAB-82 Prise de courant objet Busch, blanc ivoire, prises de courant | Busch-Object SCHUKO socket outlet | 20 EUAB-82 Busch-Object socket outlet shuttered |  | 5.14
2CKA002013A5406 | 20 EUAB-83 | Active | 4011395228678 | 38.06 | 1 | 1 | stuk | SCHUKO® socket outlets colored/metal | BE31210 | TC (Mechanics Premium) | stuk | wcd object ra kv vpl inb f-aluzilver | 20 EUAB-83 Prise de courant objet Busch, argent aluminium, prises de courant | Busch-Object SCHUKO socket outlet | 20 EUAB-83 Busch-Object socket outlet shuttered |  | 5.14
2CKA002013A5407 | 20 EUAB-84 | Active | 4011395228685 | 32.17 | 1 | 1 | stuk | SCHUKO® socket outlets white | BE31210 | TC (Mechanics Premium) | stuk | wcd object ra kv vpl inb s-studiowit | 20 EUAB-84 Prise de courant objet Busch, blanc studio, prises de courant | Busch-Object SCHUKO socket outlet | 20 EUAB-84 Busch-Object socket outlet shuttered |  | 5.14
2CKA002013A5408 | 20 EUAB-866 | Active | 4011395228692 | 43.37 | 1 | 1 | stuk | SCHUKO® socket outlets | BE31210 | TC (Mechanics Premium) | stuk | wcd object ra kv vpl inb pure-rvs | 20 EUAB-866 Prise de courant objet Busch, acier inoxydable, prises de courant | Busch-Object SCHUKO socket outlet | 20 EUAB-866 Busch-Object socket outlet shuttered |  | 5.14
2CKA002013A5409 | 20 EUAB-884 | Active | 4011395228708 | 38.06 | 1 | 1 | stuk | SCHUKO® socket outlets colored/metal | BE31210 | TC (Mechanics Premium) | stuk | wcd object ra kv vpl inb f-matwit | 20 EUAB-884 Prise de courant objet Busch, blanc studio, mat, prises de courant | Busch-Object SCHUKO socket outlet | 20 EUAB-884 Busch-Object socket outlet shuttered |  | 5.14
2CKA002013A5410 | 20 EUAB-885 | Active | 4011395228715 | 38.06 | 1 | 1 | stuk | SCHUKO® socket outlets colored/metal | BE31210 | TC (Mechanics Premium) | stuk | wcd object ra kv vpl inb f-matzw | 20 EUAB-885 Prise de courant objet Busch, noir mat, prises de courant | Busch-Object SCHUKO socket outlet | 20 EUAB-885 Busch-Object socket outlet shuttered |  | 5.14
2CKA002013A5414 | 20 EUCBDR-803 | Active | 4011395228753 | 26.41 | 1 | 1 | stuk | SCHUKO® socket outlets colored/metal | BE31210 | TC (Mechanics Premium) | stuk | wcd ra kv cpl uitwerp inb s-grijsmetall | 20 EUCBDR-803 Prise de courant objet Busch, gris métallique, prises de courant | Busch SCHUKO socket outlet | 20 EUCBDR-803 Busch-Socket outlet shuttered |  | 5.14
2CKA002013A5415 | 20 EUCBDR-81 | Active | 4011395228760 | 23.4 | 1 | 1 | stuk | SCHUKO® socket outlets colored/metal | BE31210 | TC (Mechanics Premium) | stuk | wcd ra kv cpl uitwerp inb f-antraciet | 20 EUCBDR-81 Prise de courant objet Busch, anthracite, prises de courant | Busch SCHUKO socket outlet | 20 EUCBDR-81 Busch-Socket outlet shuttered |  | 5.14
2CKA002013A5416 | 20 EUCBDR-82 | Active | 4011395228784 | 19.54 | 1 | 1 | stuk | SCHUKO® socket outlets white | BE31210 | TA (Mech Stnd WA & SSM) | stuk | wcd ra kv cpl uitwerp inb s-ivoor | 20 EUCBDR-82 Prise de courant Busch, blanc ivoire, prises de courant | Busch SCHUKO socket outlet | 20 EUCBDR-82 Busch-Socket outlet shuttered |  | 5.14
2CKA002013A5417 | 20 EUCBDR-83 | Active | 4011395228791 | 26.41 | 1 | 1 | stuk | SCHUKO® socket outlets colored/metal | BE31210 | TC (Mechanics Premium) | stuk | wcd ra kv cpl uitwerp inb f-aluzilver | 20 EUCBDE-83 Prise de courant objet Busch, argent aluminium, prises de courant | Busch SCHUKO socket outlet | 20 EUCBDR-83 Busch-Socket outlet shuttered |  | 5.14
2CKA002013A5418 | 20 EUCBDR-84 | Active | 4011395228814 | 19.54 | 1 | 1 | stuk | SCHUKO® socket outlets white | BE31210 | TA (Mech Stnd WA & SSM) | stuk | wcd ra kv cpl uitwerp inb s-studiowit | 20 EUCBDR-84 Prise de courant Busch, blanc studio, prises de courant | Busch SCHUKO socket outlet | 20 EUCBDR-84 Busch-Socket outlet shuttered |  | 5.14
2CKA002013A5419 | 20 EUCBDR-866 | Active | 4011395228821 | 31.36 | 1 | 1 | stuk | SCHUKO® socket outlets | BE31210 | TC (Mechanics Premium) | stuk | wcd ra kv cpl uitwerp inb pure-rvs | 20 EUCBDR-866 Prise de courant objet Busch, acier inoxydable, prises de courant | Busch SCHUKO socket outlet | 20 EUCBDR-866 Busch-Socket outlet shuttered |  | 5.14
2CKA002013A5420 | 20 EUCBDR-884 | Active | 4011395228838 | 26.41 | 1 | 1 | stuk | SCHUKO® socket outlets colored/metal | BE31210 | TA (Mech Stnd WA & SSM) | stuk | wcd ra kv cpl uitwerp inb f-matwit | 20 EUCBDR-884 Prise de courant Busch, blanc studio, mat, prises de courant | Busch SCHUKO socket outlet | 20 EUCBDR-884 Busch-Socket outlet shuttered |  | 5.14
2CKA002013A5421 | 20 EUCBDR-885 | Active | 4011395228845 | 26.41 | 1 | 1 | stuk | SCHUKO® socket outlets colored/metal | BE31210 | TC (Mechanics Premium) | stuk | wcd ra kv cpl uitwerp inb f-matzw | 20 EUCBDR-885 Prise de courant objet Busch, noir mat, prises de courant | Busch SCHUKO socket outlet | 20 EUCBDR-885 Busch-Socket outlet shuttered |  | 5.14
2CKA002013A5423 | 20 EUCNB-12-82 | Active | 4011395228876 | 23.65 | 1 | 1 | stuk | SCHUKO® socket outlets colored/metal | BE31210 | TC (Mechanics Premium) | stuk | tekstwcd ra kv cpl inb future rood | 20 EUCNB-12-82 Prise de courant SCHUKO, rouge RAL 3020, prises de courant | Busch SCHUKO socket outlet | 20 EUCNB-12-82 SCHUKO® socket outlet with label field, increased shock protection |  | 5.14
2CKA002013A5424 | 20 EUCNB-13-82 | Active | 4011395228883 | 23.65 | 1 | 1 | stuk | SCHUKO® socket outlets colored/metal | BE31210 | TC (Mechanics Premium) | stuk | tekstwcd ra kv cpl inb future groen | 20 EUCNB-13-82 Prise de courant SCHUKO, verte, RAL 6032, prises de courant | Busch SCHUKO socket outlet | 20 EUCNB-13-82 SCHUKO® socket outlet with labelling field |  | 5.14
2CKA002013A5425 | 20 EUCNB-14-82 | Active | 4011395228890 | 23.65 | 1 | 1 | stuk | SCHUKO® socket outlets colored/metal | BE31210 | TC (Mechanics Premium) | stuk | tekstwcd ra kv cpl inb future oranje | 20 EUCNB-14-82 Prise de courant SCHUKO, orange RAL 2004, prises de courant | Busch SCHUKO socket outlet | 20 EUCNB-14-82 SCHUKO® socket outlet with labelling field |  | 5.14
2CKA002013A5426 | 20 EUCNB-803 | Active | 4011395228906 | 23.65 | 1 | 1 | stuk | SCHUKO® socket outlets white | BE31210 | TC (Mechanics Premium) | stuk | tekstwcd ra kv cpl inb s-grijsMET | 20 EUCNB-803 Prise de courant SCHUKO, gris métallique, prises de courant | Busch SCHUKO socket outlet | 20 EUCNB-803 SCHUKO® socket outlet with label field, increased shock protection |  | 5.14
2CKA002013A5427 | 20 EUCNB-81 | Active | 4011395228913 | 20.7 | 1 | 1 | stuk | SCHUKO® socket outlets colored/metal | BE31210 | TC (Mechanics Premium) | stuk | tekstwcd ra kv cpl inb f-antraciet | 20 EUCNB-81 Prise de courant SCHUKO, anthracite, prises de courant | Busch SCHUKO socket outlet | 20 EUCNB-81 SCHUKO® socket outlet with label field, increased shock protection |  | 5.14
2CKA002013A5428 | 20 EUCNB-82 | Active | 4011395228920 | 16.85 | 1 | 1 | stuk | SCHUKO® socket outlets white | BE31210 | TC (Mechanics Premium) | stuk | tekstwcd ra kv cpl inb s-ivoor | 20 EUCNB-82 Prise de courant SCHUKO, blanc ivoire, prises de courant | Busch SCHUKO socket outlet | 20 EUCNB-82 SCHUKO® socket outlet with label field, increased shock protection |  | 5.14
2CKA002013A5429 | 20 EUCNB-83 | Active | 4011395228944 | 23.65 | 1 | 1 | stuk | SCHUKO® socket outlets colored/metal | BE31210 | TC (Mechanics Premium) | stuk | tekstwcd ra kv cpl inb f-aluzilver | 20 EUCNB-83 Prise de courant SCHUKO, argent aluminium, prises de courant | Busch SCHUKO socket outlet | 20 EUCNB-83 SCHUKO® socket outlet with label field, increased shock protection |  | 5.14
2CKA002013A5430 | 20 EUCNB-84 | Active | 4011395228951 | 16.85 | 1 | 1 | stuk | SCHUKO® socket outlets white | BE31210 | TC (Mechanics Premium) | stuk | tekstwcd ra kv cpl inb s-studiowit | 20 EUCNB-84 Prise de courant SCHUKO, blanc studio, prises de courant | Busch SCHUKO socket outlet | 20 EUCNB-84 SCHUKO® socket outlet with label field, increased shock protection |  | 5.14
2CKA002013A5432 | 20 EUCNB-866 | Active | 4011395228975 | 28.59 | 1 | 1 | stuk | SCHUKO® socket outlets | BE31210 | TC (Mechanics Premium) | stuk | tekstwcd ra kv cpl inb pure-rvs | 20 EUCNB-866 Prise de courant SCHUKO, acier inoxydable, prises de courant | Busch SCHUKO socket outlet | 20 EUCNB-866 SCHUKO® socket outlet with labelling field |  | 5.14
2CKA002013A5433 | 20 EUCNB-884 | Active | 4011395228982 | 23.65 | 1 | 1 | stuk | SCHUKO® socket outlets colored/metal | BE31210 | TC (Mechanics Premium) | stuk | tekstwcd ra kv cpl inb f-matwit | 20 EUCNB-884 Prise de courant SCHUKO, blanc studio, mat, prises de courant | Busch SCHUKO socket outlet | 20 EUCNB-884 SCHUKO® socket outlet with label field, increased shock protection |  | 5.14
2CKA002013A5434 | 20 EUCNB-885 | Active | 4011395228999 | 23.65 | 1 | 1 | stuk | SCHUKO® socket outlets colored/metal | BE31210 | TC (Mechanics Premium) | stuk | tekstwcd ra kv cpl inb f-matzw | 20 EUCNB-885 Prise de courant SCHUKO, noir mat, prises de courant | Busch SCHUKO socket outlet | 20 EUCNB-885 SCHUKO® socket outlet with label field, increased shock protection |  | 5.14
2CKA002013A5436 | 20 EUCRB-803 | Active | 4011395229026 | 17.69 | 1 | 1 | stuk | SCHUKO® socket outlets colored/metal | BE31210 | TA (Mech Stnd WA & SSM) | stuk | wcd ra kv cpl inb s-grijsMET | 20 EUCRB-803 Prise de courant SCHUKO sans clip, gris métallique, prises de courant | SCHUKO? outlet | 20 EUCRB-803 SCHUKO® socket outlet without claw shuttered |  | 5.14
2CKA002013A5437 | 20 EUCRB-81 | Active | 4011395229033 | 14.82 | 1 | 1 | stuk | SCHUKO® socket outlets colored/metal | BE31210 | TA (Mech Stnd WA & SSM) | stuk | wcd ra kv cpl inb f-antraciet | 20 EUCRB-81 Prise de courant SCHUKO sans clip, anthracite, prises de courant | SCHUKO? outlet | 20 EUCRB-81 SCHUKO® socket outlet without claw shuttered |  | 5.14
2CKA002013A5438 | 20 EUCRB-82 | Active | 4011395229040 | 11.08 | 1 | 1 | stuk | SCHUKO® socket outlets white | BE31210 | TA (Mech Stnd WA & SSM) | stuk | wcd ra kv cpl inb s-ivoor | 20 EUCRB-82 Prise de courant SCHUKO sans clip, ivoire, prises de courant | SCHUKO? outlet | 20 EUCRB-82 SCHUKO® socket outlet without claw shuttered |  | 5.14
2CKA002013A5439 | 20 EUCRB-83 | Active | 4011395229057 | 17.69 | 1 | 1 | stuk | SCHUKO® socket outlets colored/metal | BE31210 | TA (Mech Stnd WA & SSM) | stuk | wcd ra kv cpl inb f-aluzilver | 20 EUCRB-83 Prise de courant SCHUKO sans clip, argent aluminium, prises de courant | SCHUKO? outlet | 20 EUCRB-83 SCHUKO® socket outlet without claw shuttered |  | 5.14
2CKA002013A5440 | 20 EUCRB-84 | Active | 4011395229064 | 11.08 | 1 | 1 | stuk | SCHUKO® socket outlets white | BE31210 | TA (Mech Stnd WA & SSM) | stuk | wcd ra kv cpl inb s-studiowit | 20 EUCRB-84 Prise de courant SCHUKO sans clip, blanc studio, prises de courant | SCHUKO? outlet | 20 EUCRB-84 SCHUKO® socket outlet without claw shuttered |  | 5.14
2CKA002013A5442 | 20 EUCRB-866 | Active | 4011395229095 | 23.4 | 1 | 1 | stuk | SCHUKO® socket outlets colored/metal | BE31210 | TA (Mech Stnd WA & SSM) | stuk | wcd ra kv cpl inb pure-rvs | 20 EUCRB-866 Prise de courant SCHUKO sans clip, acier inoxydable, prises de courant | SCHUKO? outlet | 20 EUCRB-866 SCHUKO® socket outlet without claw shuttered |  | 5.14
2CKA002013A5443 | 20 EUCRB-884 | Active | 4011395229118 | 17.69 | 1 | 1 | stuk | SCHUKO® socket outlets colored/metal | BE31210 | TA (Mech Stnd WA & SSM) | stuk | wcd ra kv cpl inb f-matwit | 20 EUCRB-884 Prise de courant SCHUKO sans clip, blanc studio, mat, prises de courant | SCHUKO? outlet | 20 EUCRB-884 SCHUKO® socket outlet without claw shuttered |  | 5.14
2CKA002013A5444 | 20 EUCRB-885 | Active | 4011395229125 | 17.69 | 1 | 1 | stuk | SCHUKO® socket outlets colored/metal | BE31210 | TA (Mech Stnd WA & SSM) | stuk | wcd ra kv cpl inb f-matzw | 20 EUCRB-885 Prise de courant SCHUKO sans clip, noir mat, prises de courant | SCHUKO? outlet | 20 EUCRB-885 SCHUKO® socket outlet without claw shuttered |  | 5.14
2CKA002013A5447 | 2300 EUCB-803 | Active | 4011395226711 | 17.69 | 1 | 1 | stuk | SCHUKO® socket outlets colored/metal | BE31210 | TA (Mech Stnd WA & SSM) | stuk | wcd kv cpl schroef inb s-grijsMET | 2300 EUCB-803 Prise de courant SCHUKO, gris métallique, prises de courant | SCHUKO? outlet | 2300 EUCB-803 SCHUKO® socket outlet shuttered |  | 5.14
2CKA002013A5448 | 2300 EUCB-81 | Active | 4011395226728 | 14.82 | 1 | 1 | stuk | SCHUKO® socket outlets colored/metal | BE31210 | TA (Mech Stnd WA & SSM) | stuk | wcd kv cpl schroef inb f-antraciet | 2300 EUCB-81 Prise de courant SCHUKO, anthracite, prises de courant | SCHUKO? outlet | 2300 EUCB-81 SCHUKO® socket outlet shuttered |  | 5.14
2CKA002013A5449 | 2300 EUCB-82 | Active | 4011395226735 | 11.08 | 1 | 1 | stuk | SCHUKO® socket outlets white | BE31210 | TA (Mech Stnd WA & SSM) | stuk | wcd kv cpl schroef inb s-ivoor | 2300 EUCB-82 Prise de courant SCHUKO, ivoire, prises de courant | SCHUKO? outlet | 2300 EUCB-82 SCHUKO® socket outlet shuttered |  | 5.14
2CKA002013A5450 | 2300 EUCB-83 | Active | 4011395226742 | 17.69 | 1 | 1 | stuk | SCHUKO® socket outlets colored/metal | BE31210 | TA (Mech Stnd WA & SSM) | stuk | wcd kv cpl schroef inb f-aluzilver | 2300 EUCB-83 Prise de courant SCHUKO, argent aluminium, prises de courant | SCHUKO? outlet | 2300 EUCB-83 SCHUKO® socket outlet shuttered |  | 5.14
2CKA002013A5451 | 2300 EUCB-84 | Active | 4011395226766 | 11.08 | 1 | 1 | stuk | SCHUKO® socket outlets white | BE31210 | TA (Mech Stnd WA & SSM) | stuk | wcd kv cpl schroef inb s-studiowit | 2300 EUCB-84 Prise de courant SCHUKO, blanc studio, prises de courant | SCHUKO? outlet | 2300 EUCB-84 SCHUKO® socket outlet shuttered |  | 5.14
2CKA002013A5452 | 2300 EUCB-866 | Active | 4011395226773 | 23.4 | 1 | 1 | stuk | SCHUKO® socket outlets | BE31210 | TA (Mech Stnd WA & SSM) | stuk | wcd kv cpl schroef inb pure-rvs | 2300 EUCB-866 Prise de courant SCHUKO, acier inoxydable, prises de courant | SCHUKO? outlet | 2300 EUCB-866 SCHUKO® socket outlet shuttered |  | 5.14
2CKA002013A5453 | 2300 EUCB-884 | Active | 4011395226780 | 17.69 | 1 | 1 | stuk | SCHUKO® socket outlets colored/metal | BE31210 | TA (Mech Stnd WA & SSM) | stuk | wcd kv cpl schroef inb f-matwit | 2300 EUCB-884 Prise de courant SCHUKO, blanc studio, mat, prises de courant | SCHUKO? outlet | 2300 EUCB-884 SCHUKO® socket outlet shuttered |  | 5.14
2CKA002013A5454 | 2300 EUCB-885 | Active | 4011395226797 | 17.69 | 1 | 1 | stuk | SCHUKO® socket outlets colored/metal | BE31210 | TA (Mech Stnd WA & SSM) | stuk | wcd kv cpl schroef inb f-matzw | 2300 EUCB-885 Prise de courant SCHUKO, noir mat, prises de courant | SCHUKO? outlet | 2300 EUCB-885 SCHUKO® socket outlet shuttered |  | 5.14
2CKA002013A5456 | 20 EUCBL-803 | Active | 4011395228494 | 34.83 | 1 | 1 | stuk | SCHUKO® socket outlets colored/metal | BE31210 | TC (Mechanics Premium) | stuk | wcd ra cpl bedrijfsLED inb s-grijsmetall | 20 EUCBL-803 Prise de courant SCHUKO, gris métallique, prises de courant | Busch SCHUKO socket outlet | 20 EUCBL-803 SCHUKO® socket outlet with LED control light |  | 5.14
2CKA002013A5457 | 20 EUCBL-81 | Active | 4011395228500 | 33.32 | 1 | 1 | stuk | SCHUKO® socket outlets colored/metal | BE31210 | TC (Mechanics Premium) | stuk | wcd ra cpl bedrijfsLED inb f-antraciet | 20 EUCBL-81 Prise de courant SCHUKO, anthracite, prises de courant | Busch SCHUKO socket outlet | 20 EUCBL-81 SCHUKO® socket outlet with LED control light |  | 5.14
2CKA002013A5458 | 20 EUCBLI-803 | Active | 4011395228517 | 96.17 | 1 | 1 | stuk | SCHUKO® socket outlet step light® | BE31210 | TC (Mechanics Premium) | stuk | wcd ra cpl steplight inb s-grijsMET | 20 EUCBLI-803 Prise de courant SCHUKO lampe marche, gris métallique, prises de courant | Busch SCHUKO socket outlet | 20 EUCBLI-803 SCHUKO® socket outlet steplight® With night orientation light |  | 5.14
2CKA002013A5459 | 20 EUCBLI-81 | Active | 4011395228524 | 93.17 | 1 | 1 | stuk | SCHUKO® socket outlet step light® | BE31210 | TC (Mechanics Premium) | stuk | wcd ra cpl steplight inb f-antraciet | 20 EUCBLI-81 Prise de courant SCHUKO lampe marche, anthracite, prises de courant | Busch SCHUKO socket outlet | 20 EUCBLI-81 SCHUKO® socket outlet steplight® With night orientation light |  | 5.14
2CKA002013A5460 | 20 EUCBLI-866 | Active | 4011395228531 | 102.29 | 1 | 1 | stuk | SCHUKO® socket outlet step light® | BE31210 | TC (Mechanics Premium) | stuk | wcd ra cpl steplight inb pure-rvs | 20 EUCBLI-866 Prise de courant SCHUKO lampe marche, acier inoxydable, prises de courant | Busch SCHUKO socket outlet | 20 EUCBLI-866 SCHUKO® socket outlet steplight® With night orientation light |  | 5.14
2CKA002017A0762 | 20 MW-53-500 | Active | 4011395993521 | 18.96 | 1 | 1 | stuk | SCHUKO® socket outlets | BE31210 | TE (Mechanics IP 44 SM) | stuk | 20MW-53-500 Stopcont.SM | 20 MW-53-500 prise , SM | Socket Outlet, SM | 20 MW-53-500 Socket outlet with earthing pin |  | 5.14
2CKA002017A0763 | 23 MWKS-53-504 | Active | 4011395993545 | 22.66 | 1 | 1 | stuk | SCHUKO® socket outlets | BE31210 | TE (Mechanics IP 44 SM) | stuk | 23MWKS-53-504 stopcont.earthing pin | 23 MWKS-53-504 Socket outlet with earthing pin | Socket Outl. | 23 MWKS-53-504 Socket outlet with earthing pin |  | 5.14
2CKA002017A0770 | 20 MUCKD-212-500 | Active | 4011395022436 | 17.24 | 1 | 1 | stuk | Busch-Duro 2000® | BE31210 | TA (Mech Stnd WA & SSM) | stuk | 20MUCKD-212-500 stopcont. | 20 MUCKD-212-500 prise | Socket Outlet | 20 MUCKD-212-500 Socket outlet with earthing pin |  | 5.14
2CKA002017A0771 | 20 MUCKD-214-500 | Active | 4011395022450 | 16.5 | 1 | 1 | stuk | Earthing pin socket outlets | BE31210 | TA (Mech Stnd WA & SSM) | stuk | 20MUCKD-214-500 stopcont. | 20 MUCKD-214-500 prise | Socket Outlet | 20 MUCKD-214-500 Socket outlet with earthing pin |  | 5.14
2CKA002017A0802 | 20 MUCKS-22G-500 | Active | 4011395052693 | 14.18 | 1 | 1 | stuk | Alpha | BE31210 | TC (Mechanics Premium) | stuk | Alpha 20MUCKS-22G-500 | 20 MUCKS-22G-500 Socket outlet with earthing pin | Socket Outlet | 20 MUCKS-22G-500 Socket outlet with earthing pin |  | 5.14
2CKA002017A0803 | 20 MUCKS-24G-500 | Active | 4011395052785 | 14.61 | 1 | 1 | stuk | Alpha | BE31210 | TC (Mechanics Premium) | stuk | Alpha 20MUCKS-24G-500 | 20 MUCKS-24G-500 Socket outlet with earthing pin | Socket Outlet | 20 MUCKS-24G-500 Socket outlet with earthing pin |  | 5.14
2CKA002017A0804 | 20 MUCKS-260-500 | Active | 4011395052822 | 20.53 | 1 | 1 | stuk | Alpha | BE31210 | TC (Mechanics Premium) | stuk | Alpha 20MUCKS-260-500 | 20 MUCKS-260-500 Socket outlet with earthing pin | Socket Outlet | 20 MUCKS-260-500 Socket outlet with earthing pin |  | 5.14
2CKA002017A0805 | 20 MUCKS-266-500 | Active | 4011395052839 | 20.53 | 1 | 1 | stuk | Alpha | BE31210 | TC (Mechanics Premium) | stuk | Alpha 20MUCKS-266-500 | 20 MUCKS-266-500 Socket outlet with earthing pin | Socket Outlet | 20 MUCKS-266-500 Socket outlet with earthing pin |  | 5.14
2CKA002017A0806 | 20 MUCKS-82-500 | Active | 4011395052860 | 14.99 | 1 | 1 | stuk | Earthing pin socket outlets | BE31210 | TA (Mech Stnd WA & SSM) | stuk | wcd penaarde kv steek inb s-ivoor | prise savane/blanc ivoire avev bronche de mise à la terre | Socket Outlet with Earthing Pin | 20 MUCKS-82-500 Socket outlet with earth. pin/increased shock protection |  | 5.14
2CKA002017A0807 | 20 MUCKS-84-500 | Active | 4011395052969 | 14.99 | 1 | 1 | stuk | Earthing pin socket outlets | BE31210 | TA (Mech Stnd WA & SSM) | stuk | Stopcont.davos/studiowitpenaarde | prise davos/blanc studio avev bronche de mise à la terre | Socket Outlet davos/studio white with Earting Pin | 20 MUCKS-84-500 Socket outlet with earth. pin/increased shock protection |  | 5.14
2CKA002017A0808 | 20 MUC-20-500 | Active | 4011395052990 | 17.81 | 1 | 1 | stuk | Alpha | BE31210 | TC (Mechanics Premium) | stuk | 20MUC-20-500 stopcont. | 20 MUC-20-500 prise | Socket Outlet | 20 MUC-20-500 Socket outlet with earthing pin |  | 5.14
2CKA002017A0809 | 20 MUC-212-500 | Active | 4011395053065 | 9.1 | 1 | 1 | stuk | Busch-Duro 2000® | BE31210 | TA (Mech Stnd WA & SSM) | stuk | 20MUC-212-500 stopcont. | 20 MUC-212-500 prise | Socket Outlet | 20 MUC-212-500 Socket outlet with earthing pin |  | 5.14
2CKA002017A0810 | 20 MUC-214-500 | Active | 4011395053096 | 8.76 | 1 | 1 | stuk | Earthing pin socket outlets | BE31210 | TA (Mech Stnd WA & SSM) | stuk | 20MUC-214-500 stopcont. | 20 MUC-214-500 prise | Socket Outlet | 20 MUC-214-500 Socket outlet with earthing pin |  | 5.14
2CKA002017A0811 | 20 MUC-21-500 | Active | 4011395053126 | 17.81 | 1 | 1 | stuk | Alpha | BE31210 | TC (Mechanics Premium) | stuk | 20MUC-21-500 stopcont. | 20 MUC-21-500 prise | Socket Outlet | 20 MUC-21-500 Socket outlet with earthing pin |  | 5.14
2CKA002017A0813 | 20 MUC-22G-500 | Active | 4011395053218 | 11.3 | 1 | 1 | stuk | Alpha | BE31210 | TC (Mechanics Premium) | stuk | Alpha 20MUC-22G-500 | 20 MUC-22G-500 Socket outlet with earthing pin | Socket Outlet | 20 MUC-22G-500 Socket outlet with earthing pin |  | 5.14
2CKA002017A0815 | 20 MUC-24G-500 | Active | 4011395053287 | 11.3 | 1 | 1 | stuk | Alpha | BE31210 | TC (Mechanics Premium) | stuk | 20MUC-24G-500 stopcont. | 20 MUC-24G-500 Socket Outlet | Socket Outlet | 20 MUC-24G-500 Socket outlet with earthing pin |  | 5.14
2CKA002017A0817 | 20 MUC-260-500 | Active | 4011395053317 | 17.81 | 1 | 1 | stuk | Alpha | BE31210 | TC (Mechanics Premium) | stuk | 20MUC-260-500 stopcont. | 20 MUC-260-500 prise | Socket Outlet | 20 MUC-260-500 Socket outlet with earthing pin |  | 5.14
2CKA002017A0818 | 20 MUC-266-500 | Active | 4011395053331 | 17.81 | 1 | 1 | stuk | Alpha | BE31210 | TC (Mechanics Premium) | stuk | 20MUC-266-500 stopcont. | 20 MUC-266-500 prise | Socket Outlet | 20 MUC-266-500 Socket outlet with earthing pin |  | 5.14
2CKA002017A0822 | 20 MUC-74-500 | Active | 4011395053430 | 15.92 | 1 | 1 | stuk | Earthing pin socket outlets | BE31210 | TC (Mechanics Premium) | stuk | 20MUC-74-500 stopcont. | 20 MUC-74-500 prise | Socket Outlet | 20 MUC-74-500 Socket outlet with earthing pin |  | 5.14
2CKA002017A0824 | 20 MUC-79-500 | Active | 4011395053478 | 20.01 | 1 | 1 | stuk | Earthing pin socket outlets | BE31210 | TC (Mechanics Premium) | stuk | 20MUC-79-500 stopcont. | 20 MUC-79-500 prise | Socket Outlet | 20 MUC-79-500 Socket outlet with earthing pin |  | 5.14
2CKA002017A0825 | 20 MUCC-20-500 | Active | 4011395053546 | 20.53 | 1 | 1 | stuk | Alpha | BE31210 | TC (Mechanics Premium) | stuk | Alpha 20MUCC-20-500 | 20 MUCC-20-500 Prise de courant, platine, autres normes | Socket Outlet | 20 MUCC-20-500 Socket outlet with earthing pin |  | 5.14
2CKA002017A0829 | 20 MUCC-24G-500 | Active | 4011395053683 | 12.79 | 1 | 1 | stuk | Alpha | BE31210 | TC (Mechanics Premium) | stuk | Alpha 20MUCC-24G-500 | 20 MUCC-24G-500 Prise de courant, blanc alpin, autres normes | Socket Outlet | 20 MUCC-24G-500 Socket outlet with earthing pin |  | 5.14
2CKA002017A0830 | 20 MUCC-74-500 | Active | 4011395053744 | 17.01 | 1 | 1 | stuk | Earthing pin socket outlets | BE31210 | TA (Mech Stnd WA & SSM) | stuk | 20MUCC-74-500 stopcont.earthing pin | 20 MUCC-74-500 Prise de courant, blanc alpin, autres normes | Socket Outlet | 20 MUCC-74-500 Socket outlet with earthing pin |  | 5.14
2CKA002017A0831 | 20 MUCC-79-500 | Active | 4011395053768 | 22.26 | 1 | 1 | stuk | Earthing pin socket outlets | BE31210 | TA (Mech Stnd WA & SSM) | stuk | 20MUCC-79-500 stopcont.earthing pin | 20 MUCC-79-500 Prise de courant, champagne métallique, autres normes | Socket Outlet | 20 MUCC-79-500 Socket outlet with earthing pin |  | 5.14
2CKA002017A0832 | 20 MUCKS-20-500 | Active | 4011395053782 | 20.53 | 1 | 1 | stuk | Alpha | BE31210 | TC (Mechanics Premium) | stuk | Alpha 20MUCKS-20-500 | 20 MUCKS-20-500 Socket outlet with earthing pin | Socket Outlet | 20 MUCKS-20-500 Socket outlet with earthing pin |  | 5.14
2CKA002017A0833 | 20 MUCKS-212-500 | Active | 4011395053843 | 12.52 | 1 | 1 | stuk | Busch-Duro 2000® | BE31210 | TA (Mech Stnd WA & SSM) | stuk | BJ-Duro 2000® 20MUCKS-212-500 | 20 MUCKS-212-500 Socket outlet with earthing pin | Socket Outlet | 20 MUCKS-212-500 Socket outlet with earthing pin |  | 5.14
2CKA002017A0834 | 20 MUCKS-214-500 | Active | 4011395053874 | 11.98 | 1 | 1 | stuk | Earthing pin socket outlets | BE31210 | TA (Mech Stnd WA & SSM) | stuk | 20MUCKS-214-500 stopcont.earthing pin | 20 MUCKS-214-500 Socket outlet with earthing pin | Socket Outlet | 20 MUCKS-214-500 Socket outlet with earthing pin |  | 5.14
2CKA002017A0835 | 20 MUCKS-21-500 | Active | 4011395053935 | 20.53 | 1 | 1 | stuk | Alpha | BE31210 | TC (Mechanics Premium) | stuk | Alpha 20MUCKS-21-500 | 20 MUCKS-21-500 Socket outlet with earthing pin | Socket Outlet | 20 MUCKS-21-500 Socket outlet with earthing pin |  | 5.14
2CKA002017A0836 | 20 MUCKS-74-500 | Active | 4011395053942 | 18.85 | 1 | 1 | stuk | Earthing pin socket outlets | BE31210 | TC (Mechanics Premium) | stuk | 20MUCKS-74-500 stopcont.earthing pin | 20 MUCKS-74-500 Socket outlet with earthing pin | Socket Outlet | 20 MUCKS-74-500 Socket outlet with earthing pin |  | 5.14
2CKA002017A0837 | 20 MUCKS-79-500 | Active | 4011395054000 | 23.4 | 1 | 1 | stuk | Earthing pin socket outlets | BE31210 | TC (Mechanics Premium) | stuk | 20MUCKS-79-500 stopcont.earthing pin | 20 MUCKS-79-500 Socket outlet with earthing pin | Socket Outlet | 20 MUCKS-79-500 Socket outlet with earthing pin |  | 5.14
2CKA002017A0838 | 23 MUCKS-212-500 | Active | 4011395054024 | 12.52 | 1 | 1 | stuk | Busch-Duro 2000® | BE31210 | TA (Mech Stnd WA & SSM) | stuk | Stopcont.cpl inb SI crème | 23 MUCKS-212-500 Socket outlet with earthing pin | Socket Outlet | 23 MUCKS-212-500 Socket outlet with earthing pin |  | 5.14
2CKA002017A0839 | 23 MUCKS-214-500 | Active | 4011395054031 | 12.77 | 1 | 1 | stuk | Earthing pin socket outlets | BE31210 | TA (Mech Stnd WA & SSM) | stuk | 23MUCKS-214-500 stopcont.earthing pin | 23 MUCKS-214-500 Socket outlet with earthing pin | Socket Outlet | 23 MUCKS-214-500 Socket outlet with earthing pin |  | 5.14
2CKA002017A0841 | 23 M-504 | Active | 4011395068328 | 9.83 | 1 | 1 | stuk | Socket outlets | BE31210 | TA (Mech Stnd WA & SSM) | stuk | wcd sokkel penaarde B inb | Mécanisme pour prise de courant | wcd sokkel penaarde B inb | 23 M-504 Socket outlet with earthing pin |  | 5.14
2CKA002017A0842 | 23 MWKS-54-504 | Active | 4011395079713 | 23.16 | 1 | 1 | stuk | SCHUKO® socket outlets | BE31210 | TE (Mechanics IP 44 SM) | stuk | Stopcont.aardpen schroefAansl. | Prise de courant, broche de mise à la terre, connexion par vis | SWITCH ocean | 23 MWKS-54-504 Socket outlet with earthing pin |  | 5.14
2CKA002017A0843 | 20 MUC-72-500 | Active | 4011395082874 | 15.92 | 1 | 1 | stuk | Earthing pin socket outlets | BE31210 | TC (Mechanics Premium) | stuk | 20MUC-72-500 Stopcont. Eartin | 20 MUC-72-500 prise with Eartin | Socket Outlet with Earting Pin | 20 MUC-72-500 Socket outlet with earthing pin |  | 5.14
2CKA002017A0844 | 20 MUC-783-500 | Active | 4011395083390 | 20.01 | 1 | 1 | stuk | Earthing pin socket outlets | BE31210 | TA (Mech Stnd WA & SSM) | stuk | 20MUC-783-500 stopcont. | 20 MUC-783-500 prise | Socket Outlet | 20 MUC-783-500 Socket outlet with earthing pin |  | 5.14
2CKA002017A0845 | 20 MUCKS-72-500 | Active | 4011395082850 | 18.85 | 1 | 1 | stuk | Earthing pin socket outlets | BE31210 | TC (Mechanics Premium) | stuk | Stopcont. Eartin | 20 MUCKS-72-500 Socket outlet with earthing pin | Socket Outlet with Earting Pin | 20 MUCKS-72-500 Socket outlet with earthing pin |  | 5.14
2CKA002017A0846 | 20 MUCKS-783-500 | Active | 4011395083413 | 23.4 | 1 | 1 | stuk | Earthing pin socket outlets | BE31210 | TC (Mechanics Premium) | stuk | Stopcont. Eartin | 20 MUCKS-783-500 Socket outlet with earthing pin | Socket Outlet with Earting Pin | 20 MUCKS-783-500 Socket outlet with earthing pin |  | 5.14
2CKA002017A0849 | 20 MW-54-500 | Active | 4011395094723 | 19.44 | 1 | 1 | stuk | SCHUKO® socket outlets | BE31210 | TE (Mechanics IP 44 SM) | stuk | 20MW-54-500 Stopcont.SM | 20 MW-54-500 prise , SM | Socket Outlet, SM | 20 MW-54-500 Socket outlet with earthing pin |  | 5.14
2CKA002017A0852 | 20 MUCKS-803-500 | Active | 4011395115718 | 22.42 | 1 | 1 | stuk | Earthing pin socket outlets | BE31210 | TC (Mechanics Premium) | stuk | Stopcont.meteor/grijsMETpenaarde | prise meteor/grijsmetallic avev bronche de mise à la terre | Socket Outlet meteor/grey metallic with Earting Pin | 20 MUCKS-803-500 Socket outlet with earth. pin/increased shock protection |  | 5.14
2CKA002017A0854 | 20 M-500 | Active | 4011395120125 | 6.77 | 1 | 1 | stuk | Socket outlets | BE31210 | TA (Mech Stnd WA & SSM) | stuk | Stopcont.mech.steek cont.0 | Mécanisme pour prise de couran Avec broche de mise à la terre a contact à ressort | Socket Insert with Earthing Pi separat | 20 M-500 Socket outlet with earth pin |  | 5.14
2CKA002017A0875 | 20 MUCBUSB-82-500 | Limited | 4011395164778 | 78.45 | 1 | 1 | stuk | Earthing pin USB socket outlets | BE31210 | TA (Mech Stnd WA & SSM) | stuk | USB Stopcont.ivoorwitpenaarde | USB prise blanc ivoire avec broche de mise à la terre | Earthpin/USB socket outlet | 20 MUCBUSB-82-500 Socket outlet with earthing pin |  | 5.14
2CKA002017A0876 | 20 MUCBUSB-84-500 | Limited | 4011395164785 | 78.45 | 1 | 1 | stuk | Earthing pin USB socket outlets | BE31210 | TA (Mech Stnd WA & SSM) | stuk | USB w,cont. | 20 MUCBUSB-84-500 Socket outlet with earthing pin | USB socket outlet | 20 MUCBUSB-84-500 Socket outlet with earthing pin |  | 5.14
2CKA002017A0880 | 2098 | Active | 4011395164839 | 0.97 | 1 | 1 | stuk | Accessories & Others | BE31210 | TA (Mech Stnd WA & SSM) | stuk | USB stof beschermer USB stopcont. | Protection poussière USB pour USB prise | USB dust cover | 2098 Dust cover
2CKA002017A0886 | 20 MUCB-914-500 | Active | 4011395191965 | 11.98 | 1 | 1 | stuk | Earthing pin socket outlets | BE31210 | TA (Mech Stnd WA & SSM) | stuk | wcd penaarde kv steek inb SI-B | 20 MUCB-914-500 Prise de courant, blanc alpin, autres normes | so earth pin shu. | 20 MUCB-914-500 Socket outlet with earthing pin |  | 5.14
2CKA002017A0887 | 23 MUCB-914-500 | Active | 4011395191972 | 11.98 | 1 | 1 | stuk | Earthing pin socket outlets | BE31210 | TA (Mech Stnd WA & SSM) | stuk | wcd penaarde kv schroef cpl inb SI-B | 23 MUCB-914-500 Prise de courant, blanc alpin, autres normes | so earth pin shu. screw | 23 MUCB-914-500 Socket outlet with earthing pin |  | 5.14
2CKA002017A0889 | 23 MUCKS-848-500 | Active | 4011395195468 | 25.36 | 1 | 1 | stuk | Earthing pin socket outlets | BE31210 | TC (Mechanics Premium) | stuk | 23MUCKS-848-500 stopcont.earthing pin | 23 MUCKS-848-500 Prise de courant, laiton antique blanc ivoire, prises de courant | so earth pin shu. | 23 MUCKS-848-500 Socket outlet with earthing pin |  | 5.14
2CKA002017A0891 | 23 MUCKS-845-500 | Active | 4011395195529 | 25.36 | 1 | 1 | stuk | Earthing pin socket outlets | BE31210 | TC (Mechanics Premium) | stuk | 23MUCKS-845-500 stopcont.earthing pin | 23 MUCKS-845-500 Prise de courant, laiton antique anthracite, prises de courant | so earth pin shu. | 23 MUCKS-845-500 Socket outlet with earthing pin |  | 5.14
2CKA002017A0892 | 20 MUCBUSB-803-500 | Limited | 4011395228562 | 112.32 | 1 | 1 | stuk | Earthing pin USB socket outlets | BE31210 | TC (Mechanics Premium) | stuk | Stopcont.penaarde+USB grijsMET | Prise de courant +USB | Socket outlet +USB, grey metallic | 20 MUCBUSB-803-500 Socket outlet with earthing pin |  | 5.14
2CKA002017A0893 | 20 MUCBUSB-81-500 | Limited | 4011395228579 | 112.33 | 1 | 1 | stuk | Earthing pin USB socket outlets | BE31210 | TC (Mechanics Premium) | stuk | USB w,cont. | 20 MUCBUSB-81-500 Socket outlet with earthing pin | Earthpin/USB socket outlet | 20 MUCBUSB-81-500 Socket outlet with earthing pin |  | 5.14
2CKA002017A0894 | 20 MUCBUSB-83-500 | Limited | 4011395229590 | 114.57 | 1 | 1 | stuk | Earthing pin USB socket outlets | BE31210 | TC (Mechanics Premium) | stuk | wcd penaarde kv+USB f-alu | Prise de courant +USB | USB socket outlet | 20 MUCBUSB-83-500 Socket outlet with earthing pin |  | 5.14
2CKA002017A0895 | 20 MUCBUSB-866-500 | Limited | 4011395229606 | 117.62 | 1 | 1 | stuk | Earthing pin USB socket outlets | BE31210 | TC (Mechanics Premium) | stuk | Stopcont.penaarde+USB pure | Prise de courant +USB | Socket outlet +USB, pure | 20 MUCBUSB-866-500 Socket outlet with earthing pin |  | 5.14
2CKA002017A0896 | 20 MUCBUSB-884-500 | Limited | 4011395229613 | 112.32 | 1 | 1 | stuk | Earthing pin USB socket outlets | BE31210 | TC (Mechanics Premium) | stuk | Stopcont.penaarde+USB studiowit | Prise de courant +USB | Socket outlet +USB, white | 20 MUCBUSB-884-500 Socket outlet with earthing pin |  | 5.14
2CKA002017A0897 | 20 MUCBUSB-885-500 | Limited | 4011395229620 | 112.32 | 1 | 1 | stuk | Earthing pin USB socket outlets | BE31210 | TC (Mechanics Premium) | stuk | Stopcont.penaarde+USBMatzw | Prise de courant +USB | Socket outlet +USB, black matt | 20 MUCBUSB-885-500 Socket outlet with earthing pin |  | 5.14
2CKA002017A0898 | 20 MUCKS-81-500 | Active | 4011395229637 | 14.82 | 1 | 1 | stuk | Earthing pin socket outlets | BE31210 | SA (Modulair+Plug&Socket) | stuk | wcd penaarde kv steek inb.kleurMat-zw | 20 MUCKS-81-500 Socket outlet with earth. pin/increased shock protection | Socket Outlet with Earthing Pin | 20 MUCKS-81-500 Socket outlet with earth. pin/increased shock protection |  | 5.14
2CKA002017A0899 | 20 MUCKS-83-500 | Active | 4011395229644 | 31.28 | 1 | 1 | stuk | Earthing pin socket outlets | BE31210 | TC (Mechanics Premium) | stuk | 20MUCKS-83-500 stopcont.earth | 20 MUCKS-83-500 Socket outlet with earth | 20 MUCKS-83-500 Socket outlet with earth | 20 MUCKS-83-500 Socket outlet with earth. pin/increased shock protection |  | 5.14
2CKA002017A0901 | 20 MUCKS-884-500 | Active | 4011395229668 | 31.28 | 1 | 1 | stuk | Earthing pin socket outlets | BE31210 | TC (Mechanics Premium) | stuk | 20MUCKS-884-500 stopcont.eart | 20 MUCKS-884-500 Socket outlet with eart | 20 MUCKS-884-500 Socket outlet with eart | 20 MUCKS-884-500 Socket outlet with earth. pin/increased shock protection |  | 5.14
2CKA002017A0902 | 20 MUCKS-885-500 | Active | 4011395229675 | 17.64 | 1 | 1 | stuk | Cover plates white for data and communication system | BE31210 | TA (Mech Stnd WA & SSM) | stuk | Stopcont.met penaardeMatzw | 20 MUCKS-885-500 Socket outlet with earth. pin/increased shock protection | Socket Outlet | 20 MUCKS-885-500 Socket outlet with earth. pin/increased shock protection |  | 5.14
2CKA002017A0903 | 20 MUC-217-500-101 | Active | 4011395260166 | 18.08 | 1 | 1 | stuk | Socket outlet | BE31210 | TA (Mech Stnd WA & SSM) | stuk | 20 MUC-217-500-101 Socket outlet with earthing pin | 20 MUC-217-500-101 Socket outlet with earthing pin | 20 MUC-217-500-101 Socket outlet with earthing pin | 20 MUC-217-500-101 Socket outlet with earthing pin
2CKA002018A0695 | 20 EUK-20 | Active | 4011395218402 | 23.3 | 1 | 1 | stuk | Alpha | BE31210 | TC (Mechanics Premium) | stuk | Alpha 20 EUK-20 | 20 EUK-20 SCHUKO® socket outlet with hinged lid | Socket Outlet | 20 EUK-20 SCHUKO® socket outlet with hinged lid |  | 5.14
2CKA002018A0703 | 20 EUK-21 | Active | 4011395218501 | 23.3 | 1 | 1 | stuk | Alpha | BE31210 | TC (Mechanics Premium) | stuk | Alpha 20 EUK-21 | 20 EUK-21 SCHUKO® socket outlet with hinged lid | Socket Outlet | 20 EUK-21 SCHUKO® socket outlet with hinged lid |  | 5.14
2CKA002018A0992 | 20 EUK-74 | Active | 4011395542408 | 21.21 | 1 | 1 | stuk | SCHUKO® socket outlets | BE31210 | TC (Mechanics Premium) | stuk | 20 EUK-74 SCHUKO® stopcont.hinged lid | 20 EUK-74 SCHUKO® socket outlet with hinged lid | Socket Outlet | 20 EUK-74 SCHUKO® socket outlet with hinged lid |  | 5.14
2CKA002018A1016 | 20 EUK-79 | Active | 4011395583807 | 26.41 | 1 | 1 | stuk | SCHUKO® socket outlets | BE31210 | TC (Mechanics Premium) | stuk | 20 EUK-79 SCHUKO® stopcont.hinged lid | 20 EUK-79 SCHUKO® socket outlet with hinged lid | Socket Outlet | 20 EUK-79 SCHUKO® socket outlet with hinged lid |  | 5.14
2CKA002018A1040 | 20 EUK-24G | Active | 4011395690703 | 17.47 | 1 | 1 | stuk | Alpha | BE31210 | TC (Mechanics Premium) | stuk | Alpha 20 EUK-24G | 20 EUK-24G SCHUKO® socket outlet with hinged lid | Socket Outlet | 20 EUK-24G SCHUKO® socket outlet with hinged lid |  | 5.14
2CKA002018A1446 | 20 EUK-22G | Active | 4011395919200 | 17.47 | 1 | 1 | stuk | Alpha | BE31210 | TC (Mechanics Premium) | stuk | Alpha 20 EUK-22G | 20 EUK-22G SCHUKO® socket outlet with hinged lid | Socket Outlet | 20 EUK-22G SCHUKO® socket outlet with hinged lid |  | 5.14
2CKA002018A1464 | 20 EUK-260 | Active | 4011395005422 | 23.3 | 1 | 1 | stuk | Alpha | BE31210 | TC (Mechanics Premium) | stuk | Alpha 20 EUK-260 | 20 EUK-260 SCHUKO® socket outlet with hinged lid | Socket Outlet | 20 EUK-260 SCHUKO® socket outlet with hinged lid |  | 5.14
2CKA002018A1465 | 20 EUK-82 | Active | 4011395995327 | 16.32 | 1 | 1 | stuk | SCHUKO® socket outlets white | BE31210 | TA (Mech Stnd WA & SSM) | stuk | Stopcont.savanne/ivoorwit SCHUKOdeksel | Prise savane/blanc ivoire SCHUKO, avec couvercle | Socket Outlet savanna/ivory white SCHUKO, With hinged lid. | 20 EUK-82 SCHUKO® socket outlet with hinged lid |  | 5.14
2CKA002018A1466 | 20 EUK-266 | Active | 4011395006313 | 23.3 | 1 | 1 | stuk | Alpha | BE31210 | TC (Mechanics Premium) | stuk | Alpha 20 EUK-266 | 20 EUK-266 SCHUKO® socket outlet with hinged lid | Schuko? Socket Outlet | 20 EUK-266 SCHUKO® socket outlet with hinged lid |  | 5.14
2CKA002018A1467 | 20 EUK-84 | Active | 4011395996270 | 16.32 | 1 | 1 | stuk | SCHUKO® socket outlets white | BE31210 | TA (Mech Stnd WA & SSM) | stuk | Stopcont.davos/studiowit SCHUKO deksel | Prise davos/blanc studio SCHUKO, avec couvercle | Socket Outlet davos/studio white SCHUKO, With hinged lid. | 20 EUK-84 SCHUKO® socket outlet with hinged lid |  | 5.14
2CKA002018A1474 | 20 EUKSL-212-101 | Active | 4011395013762 | 72.19 | 1 | 1 | stuk | Busch-Duro 2000® | BE31210 | TA (Mech Stnd WA & SSM) | stuk | BJ-Duro 2000® 20 EUKSL-212-101 | 20 EUKSL-212-101 SCHUKO® socket outlet with hinged lid and lock | Socket Outlet | 20 EUKSL-212-101 SCHUKO® socket outlet with hinged lid and lock |  | 5.14
2CKA002018A1479 | 20 EUKSL-214-101 | Active | 4011395036846 | 68.62 | 1 | 1 | stuk | SCHUKO® socket outlets white | BE31210 | TA (Mech Stnd WA & SSM) | stuk | 20 EUKSL-214-101 SCHUKO® stopcont.hinged lid,lock | 20 EUKSL-214-101 SCHUKO® socket outlet with hinged lid and lock | Socket Outlet | 20 EUKSL-214-101 SCHUKO® socket outlet with hinged lid and lock |  | 5.14
2CKA002018A1486 | 20 EUK-81 | Active | 4011395056226 | 20.07 | 1 | 1 | stuk | SCHUKO® socket outlets colored/metal | BE31210 | TC (Mechanics Premium) | stuk | Stopcont.antraciet SCHUKOdeksel | Prise anthracite SCHUKO, avec couvercle | Socket Outlet anthracite SCHUKO, With hinged lid. | 20 EUK-81 SCHUKO® socket outlet with hinged lid |  | 5.14
2CKA002018A1487 | 20 EUK-83 | Active | 4011395074961 | 23.01 | 1 | 1 | stuk | SCHUKO® socket outlets colored/metal | BE31210 | TC (Mechanics Premium) | stuk | Stopcont.aluzilver SCHUKOdeksel | Prise argent aluminium SCHUKO, avec couvercle | Socket Outlet aluminium silver SCHUKO, With hinged lid. | 20 EUK-83 SCHUKO® socket outlet with hinged lid |  | 5.14
2CKA002018A1488 | 20 EUK-72 | Active | 4011395082898 | 21.21 | 1 | 1 | stuk | SCHUKO® socket outlets | BE31210 | TC (Mechanics Premium) | stuk | 20 EUK-72 SCHUKO® stopcont.hinged lid | 20 EUK-72 SCHUKO® socket outlet with hinged lid | Socket Outlet | 20 EUK-72 SCHUKO® socket outlet with hinged lid |  | 5.14
2CKA002018A1489 | 20 EUK-783 | Active | 4011395082768 | 26.41 | 1 | 1 | stuk | SCHUKO® socket outlets | BE31210 | TC (Mechanics Premium) | stuk | 20 EUK-783 SCHUKO® stopcont.hinged lid | 20 EUK-783 SCHUKO® socket outlet with hinged lid | Socket Outlet | 20 EUK-783 SCHUKO® socket outlet with hinged lid |  | 5.14
2CKA002018A1490 | 20 EUK-866 | Active | 4011395087541 | 28.72 | 1 | 1 | stuk | SCHUKO® socket outlets | BE31210 | TC (Mechanics Premium) | stuk | Stopcont.edelstaal SCHUKOdeksel | Prise acier inoxydable SCHUKO, avec couvercle | Socket Outlet stainless steel SCHUKO, With hinged lid. | 20 EUK-866 SCHUKO® socket outlet with hinged lid |  | 5.14
2CKA002018A1493 | 20 EUK-803 | Active | 4011395111017 | 23.01 | 1 | 1 | stuk | SCHUKO® socket outlets colored/metal | BE31210 | TC (Mechanics Premium) | stuk | Stopcont.meteor/grijsMET SCHUKOdeksel | Prise meteor/grijsmetallic SCHUKO, avec couvercle | Socket Outlet meteor/grey metallic SCHUKO, With hinged lid. | 20 EUK-803 SCHUKO® socket outlet with hinged lid |  | 5.14
2CKA002018A1494 | 20 EUK-884 | Active | 4011395129937 | 23.01 | 1 | 1 | stuk | SCHUKO® socket outlets white | BE31210 | TA (Mech Stnd WA & SSM) | stuk | Stopcont.studiowitMat SCHUKOdeksel | Prise matt blanc studio SCHUKO, avec couvercle | Socket Outlet | 20 EUK-884 SCHUKO® socket outlet with hinged lid |  | 5.14
2CKA002018A1495 | 20 EUK-885 | Active | 4011395130056 | 23.01 | 1 | 1 | stuk | SCHUKO® socket outlets colored/metal | BE31210 | TC (Mechanics Premium) | stuk | 20 EUK-885 SCHUKO® stopcont.hinged lid | 20 EUK-885 SCHUKO® socket outlet with hinged lid | Socket Outlet | 20 EUK-885 SCHUKO® socket outlet with hinged lid |  | 5.14
2CKA002018A1496 | 20 EUK-775 | Active | 4011395130162 | 26.41 | 1 | 1 | stuk | SCHUKO® socket outlets | BE31210 | TC (Mechanics Premium) | stuk | 20 EUK-775 SCHUKO® stopcont.hinged lid | 20 EUK-775 SCHUKO® socket outlet with hinged lid | Socket Outlet | 20 EUK-775 SCHUKO® socket outlet with hinged lid |  | 5.14
2CKA002018A1497 | 20 EUK-774 | Active | 4011395130285 | 26.41 | 1 | 1 | stuk | SCHUKO® socket outlets | BE31210 | TC (Mechanics Premium) | stuk | 20 EUK-774 SCHUKO® stopcont.hinged lid | 20 EUK-774 SCHUKO® socket outlet with hinged lid | Socket Outlet | 20 EUK-774 SCHUKO® socket outlet with hinged lid |  | 5.14
2CKA002018A1511 | 20 EUK-914 | Active | 4011395191248 | 14.35 | 1 | 1 | stuk | SCHUKO® socket outlets white | BE31210 | TA (Mech Stnd WA & SSM) | stuk | 20 EUK-914 SCHUKO® stopcont.hinged lid | 20 EUK-914 Prise de courant SCHUKO, blanc alpin, prises de courant | SCHUKO(R) so lid | 20 EUK-914 SCHUKO® socket outlet with hinged lid |  | 5.14
2CKA002018A1512 | 20 EUKR-914 | Active | 4011395191774 | 14.35 | 1 | 1 | stuk | SCHUKO® socket outlets white | BE31210 | TA (Mech Stnd WA & SSM) | stuk | wcd ra cpl kd inb SI-B | 20 EUKR-914 Prise de courant SCHUKO, blanc alpin, prises de courant | SCHUKO(R) so wo-claw lid | 20 EUKR-914 SCHUKO® socket outlet with hinged lid |  | 5.14
2CKA002018A1513 | 20 EUKBSL-914 | Active | 4011395191781 | 72.19 | 1 | 1 | stuk | SCHUKO® socket outlets white | BE31210 | TA (Mech Stnd WA & SSM) | stuk | wcd ra cpl kd+slot inb SI-B | 20 EUKBSL-914 Prise de courant SCHUKO, blanc alpin, prises de courant | SCHUKO(R) so lid diff. | 20 EUKBSL-914 SCHUKO® socket outlet with hinged lid and lock |  | 5.14
2CKA002018A1514 | 20 EUKBSL-914-101 | Active | 4011395191798 | 72.19 | 1 | 1 | stuk | SCHUKO® socket outlets white | BE31210 | TA (Mech Stnd WA & SSM) | stuk | wcd ra cpl kd+eenheidsslot inb SI-B | 20 EUKBSL-914-101 Prise de courant SCHUKO, blanc alpin, prises de courant | SCHUKO(R) so lid even | 20 EUKBSL-914-101 SCHUKO® socket outlet with hinged lid and lock |  | 5.14
2CKA002018A1525 | 20 EUKBR-803 | Active | 4011395229279 | 25.25 | 1 | 1 | stuk | SCHUKO® socket outlets colored/metal | BE31210 | TC (Mechanics Premium) | stuk | wcd ra kv kd cpl inb s-grijsMET | 20 EUKBR-803 Prise de courant SCHUKO, gris métallique, prises de courant | Busch SCHUKO socket outlet | 20 EUKBR-803 SCHUKO® socket outlet with hinged lid and internal increased shock protection |  | 5.14
2CKA002018A1526 | 20 EUKBR-81 | Active | 4011395229286 | 22.42 | 1 | 1 | stuk | SCHUKO® socket outlets colored/metal | BE31210 | TC (Mechanics Premium) | stuk | wcd ra kv kd cpl inb f-antraciet | 20 EUKBR-81 Prise de courant SCHUKO, anthracite, prises de courant | Busch SCHUKO socket outlet | 20 EUKBR-81 SCHUKO® socket outlet with hinged lid and internal increased shock protection |  | 5.14
2CKA002018A1527 | 20 EUKBR-82 | Active | 4011395229293 | 18.74 | 1 | 1 | stuk | SCHUKO® socket outlets white | BE31210 | TC (Mechanics Premium) | stuk | wcd ra kv kd cpl inb s-ivoor | 20 EUKBR-82 Prise de courant SCHUKO, ivoire, prises de courant | Busch SCHUKO socket outlet | 20 EUKBR-82 SCHUKO® socket outlet with hinged lid and internal increased shock protection |  | 5.14
2CKA002018A1528 | 20 EUKBR-83 | Active | 4011395229309 | 25.25 | 1 | 1 | stuk | SCHUKO® socket outlets colored/metal | BE31210 | TC (Mechanics Premium) | stuk | wcd ra kv kd cpl inb f-aluzilver | 20 EUKBR-83 Prise de courant SCHUKO, argent aluminium, prises de courant | Busch SCHUKO socket outlet | 20 EUKBR-83 SCHUKO® socket outlet with hinged lid and internal increased shock protection |  | 5.14
2CKA002018A1529 | 20 EUKBR-84 | Active | 4011395229316 | 18.74 | 1 | 1 | stuk | SCHUKO® socket outlets white | BE31210 | TC (Mechanics Premium) | stuk | wcd ra kv kd cpl inb s-studiowit | 20 EUKBR-84 Prise de courant SCHUKO, blanc studio, prises de courant | Busch SCHUKO socket outlet | 20 EUKBR-84 SCHUKO® socket outlet with hinged lid and internal increased shock protection |  | 5.14
2CKA002018A1530 | 20 EUKBR-884 | Active | 4011395229323 | 25.25 | 1 | 1 | stuk | SCHUKO® socket outlets colored/metal | BE31210 | TC (Mechanics Premium) | stuk | wcd ra kv kd cpl inb f-matwit | 20 EUKBR-884 Prise de courant SCHUKO, blanc studio, mat, prises de courant | Busch SCHUKO socket outlet | 20 EUKBR-884 SCHUKO® socket outlet with hinged lid and internal increased shock protection |  | 5.14
2CKA002018A1531 | 20 EUKBR-885 | Active | 4011395229330 | 25.25 | 1 | 1 | stuk | SCHUKO® socket outlets colored/metal | BE31210 | TC (Mechanics Premium) | stuk | wcd ra kv kd cpl inb f-matzw | 20 EUKBR-885 Prise de courant SCHUKO, noir mat, prises de courant | Busch SCHUKO socket outlet | 20 EUKBR-885 SCHUKO® socket outlet with hinged lid and internal increased shock protection |  | 5.14
2CKA002018A1533 | 20 EUKNB-12-82 | Active | 4011395229354 | 29.53 | 1 | 1 | stuk | SCHUKO® socket outlets colored/metal | BE31210 | TC (Mechanics Premium) | stuk | tekstwcd ra kv kd cpl inb future rood | 20 EUKNB-12-82 Prise de courant SCHUKO, rouge RAL 3020, prises de courant | Busch SCHUKO socket outlet | 20 EUKNB-12-82 SCHUKO® socket outlet with hinged lid and labelling field |  | 5.14
2CKA002018A1534 | 20 EUKNB-13-82 | Active | 4011395229361 | 29.53 | 1 | 1 | stuk | SCHUKO® socket outlets colored/metal | BE31210 | TC (Mechanics Premium) | stuk | tekstwcd ra kv kd cpl inb future groen | 20 EUKNB-13-82 Prise de courant SCHUKO, verte, RAL 6032, prises de courant | Busch SCHUKO socket outlet | 20 EUKNB-13-82 SCHUKO® socket outlet with hinged lid and labelling field |  | 5.14
2CKA002018A1535 | 20 EUKNB-14-82 | Active | 4011395229378 | 29.53 | 1 | 1 | stuk | SCHUKO® socket outlets colored/metal | BE31210 | TC (Mechanics Premium) | stuk | tekstwcd ra kv kd cpl inb future oranje | 20 EUKNB-14-82 Prise de courant SCHUKO, orange RAL 2004, prises de courant | Busch SCHUKO socket outlet | 20 EUKNB-14-82 SCHUKO® socket outlet with hinged lid and labelling field |  | 5.14
2CKA002018A1536 | 20 EUKNB-803 | Active | 4011395229385 | 28.95 | 1 | 1 | stuk | SCHUKO® socket outlets colored/metal | BE31210 | TC (Mechanics Premium) | stuk | tekstwcd ra kv kd cpl inb s-grijsmetall | 20 EUKNB-803 Prise de courant SCHUKO, gris métallique, prises de courant | Busch SCHUKO socket outlet | 20 EUKNB-803 SCHUKO® socket outlet with hinged lid and labelling field |  | 5.14
2CKA002018A1537 | 20 EUKNB-81 | Active | 4011395229392 | 26.07 | 1 | 1 | stuk | SCHUKO® socket outlets colored/metal | BE31210 | TC (Mechanics Premium) | stuk | tekstwcd ra kv kd cpl inb f-antraciet | 20 EUKNB-81 Prise de courant SCHUKO, anthracite, prises de courant | Busch SCHUKO socket outlet | 20 EUKNB-81 SCHUKO® socket outlet with hinged lid and labelling field |  | 5.14
2CKA002018A1538 | 20 EUKNB-82 | Active | 4011395229408 | 22.42 | 1 | 1 | stuk | SCHUKO® socket outlets white | BE31210 | TC (Mechanics Premium) | stuk | tekstwcd ra kv kd cpl inb s-ivoor | 20 EUKNB-82 Prise de courant SCHUKO, blanc ivoire, prises de courant | Busch SCHUKO socket outlet | 20 EUKNB-82 SCHUKO® socket outlet with hinged lid and labelling field |  | 5.14
2CKA002018A1539 | 20 EUKNB-83 | Active | 4011395229415 | 28.95 | 1 | 1 | stuk | SCHUKO® socket outlets colored/metal | BE31210 | TC (Mechanics Premium) | stuk | tekstwcd ra kv kd cpl inb f-aluzilver | 20 EUKNB-83 Prise de courant SCHUKO, argent aluminium, prises de courant | Busch SCHUKO socket outlet | 20 EUKNB-83 SCHUKO® socket outlet with hinged lid and labelling field |  | 5.14
2CKA002018A1540 | 20 EUKNB-84 | Active | 4011395229422 | 22.42 | 1 | 1 | stuk | SCHUKO® socket outlets white | BE31210 | TC (Mechanics Premium) | stuk | tekstwcd ra kv kd cpl inb s-studiowit | 20 EUKNB-84 Prise de courant SCHUKO, blanc studio, prises de courant | Busch SCHUKO socket outlet | 20 EUKNB-84 SCHUKO® socket outlet with hinged lid and labelling field |  | 5.14
2CKA002018A1541 | 20 EUKNB-884 | Active | 4011395229439 | 28.95 | 1 | 1 | stuk | SCHUKO® socket outlets colored/metal | BE31210 | TC (Mechanics Premium) | stuk | tekstwcd ra kv kd cpl inb f-matwit | 20 EUKNB-884 Prise de courant SCHUKO, blanc studio, mat, prises de courant | Busch SCHUKO socket outlet | 20 EUKNB-884 SCHUKO® socket outlet with hinged lid and labelling field |  | 5.14
2CKA002018A1542 | 20 EUKNB-885 | Active | 4011395229446 | 28.95 | 1 | 1 | stuk | SCHUKO® socket outlets colored/metal | BE31210 | TC (Mechanics Premium) | stuk | tekstwcd ra kv kd cpl inb f-matzw | 20 EUKNB-885 Prise de courant SCHUKO, noir mat, prises de courant | Busch SCHUKO socket outlet | 20 EUKNB-885 SCHUKO® socket outlet with hinged lid and labelling field |  | 5.14
2CKA002018A1544 | 20 EUKNBL-12-82 | Active | 4011395229460 | 49.35 | 1 | 1 | stuk | SCHUKO® socket outlets colored/metal | BE31210 | TC (Mechanics Premium) | stuk | tekstwcd ra kv kd cpl LED inb f-rood | 20 EUKNBL-12-82 Prise de courant SCHUKO, rouge RAL 3020, prises de courant | Busch SCHUKO socket outlet | 20 EUKNBL-12-82 SCHUKO® socket outlet with hinged lid, labelling field and LED control light |  | 5.14
2CKA002018A1545 | 20 EUKNBL-13-82 | Active | 4011395229477 | 49.35 | 1 | 1 | stuk | SCHUKO® socket outlets colored/metal | BE31210 | TC (Mechanics Premium) | stuk | tekstwcd ra kv kd cpl LED inb f-groen | 20 EUKNBL-13-82 Prise de courant SCHUKO, verte, RAL 6032, prises de courant | Busch SCHUKO socket outlet | 20 EUKNBL-13-82 SCHUKO® socket outlet with hinged lid, labelling field and LED control light |  | 5.14
2CKA002018A1546 | 20 EUKNBL-14-82 | Active | 4011395229484 | 49.35 | 1 | 1 | stuk | SCHUKO® socket outlets colored/metal | BE31210 | TC (Mechanics Premium) | stuk | tekstwcd ra kv kd cpl LED inb f-oranje | 20 EUKNBL-14-82 Prise de courant SCHUKO, orange RAL 2004, prises de courant | Busch SCHUKO socket outlet | 20 EUKNBL-14-82 SCHUKO® socket outlet with hinged lid, labelling field and LED control light |  | 5.14
2CKA002018A1547 | 20 EUKNBL-803 | Active | 4011395229491 | 49.35 | 1 | 1 | stuk | SCHUKO® socket outlets colored/metal | BE31210 | TC (Mechanics Premium) | stuk | tekstwcd ra kv kd cpl LED inb s-grijs | 20 EUKNBL-803 Prise de courant SCHUKO, gris métallique, prises de courant | Busch SCHUKO socket outlet | 20 EUKNBL-803 SCHUKO® socket outlet with hinged lid, labelling field and LED control light |  | 5.14
2CKA002018A1548 | 20 EUKNBL-81 | Active | 4011395229507 | 46.24 | 1 | 1 | stuk | SCHUKO® socket outlets colored/metal | BE31210 | TC (Mechanics Premium) | stuk | tekstwcd ra kv kd cpl LED inb f-antra | 20 EUKNBL-81 Prise de courant SCHUKO, anthracite, prises de courant | Busch SCHUKO socket outlet | 20 EUKNBL-81 SCHUKO® socket outlet with hinged lid, labelling field and LED control light |  | 5.14
2CKA002018A1549 | 20 EUKNBL-82 | Active | 4011395229514 | 42.32 | 1 | 1 | stuk | SCHUKO® socket outlets white | BE31210 | TC (Mechanics Premium) | stuk | tekstwcd ra kv kd cpl LED inb s-ivoor | 20 EUKNBL-82 Prise de courant SCHUKO, blanc ivoire, prises de courant | Busch SCHUKO socket outlet | 20 EUKNBL-82 SCHUKO® socket outlet with hinged lid, labelling field and LED control light |  | 5.14
2CKA002018A1550 | 20 EUKNBL-83 | Active | 4011395229521 | 49.35 | 1 | 1 | stuk | SCHUKO® socket outlets colored/metal | BE31210 | TC (Mechanics Premium) | stuk | tekstwcd ra kv kd cpl LED inb f-alu | 20 EUKNBL-83 Prise de courant SCHUKO, argent aluminium, prises de courant | Busch SCHUKO socket outlet | 20 EUKNBL-83 SCHUKO® socket outlet with hinged lid, labelling field and LED control light |  | 5.14
2CKA002018A1551 | 20 EUKNBL-84 | Active | 4011395229538 | 42.32 | 1 | 1 | stuk | SCHUKO® socket outlets white | BE31210 | TC (Mechanics Premium) | stuk | tekstwcd ra kv kd cpl LED inb s-studiow | 20 EUKNBL-84 Prise de courant SCHUKO, blanc studio, prises de courant | Busch SCHUKO socket outlet | 20 EUKNBL-84 SCHUKO® socket outlet with hinged lid, labelling field and LED control light |  | 5.14
2CKA002018A1552 | 20 EUKNBL-884 | Active | 4011395229545 | 49.35 | 1 | 1 | stuk | SCHUKO® socket outlets colored/metal | BE31210 | TC (Mechanics Premium) | stuk | tekstwcd ra kv kd cpl LED inb f-matwit | 20 EUKNBL-884 Prise de courant SCHUKO, blanc studio, mat, prises de courant | Busch SCHUKO socket outlet | 20 EUKNBL-884 SCHUKO® socket outlet with hinged lid, labelling field and LED control light |  | 5.14
2CKA002018A1553 | 20 EUKNBL-885 | Active | 4011395229552 | 49.35 | 1 | 1 | stuk | SCHUKO® socket outlets colored/metal | BE31210 | TC (Mechanics Premium) | stuk | tekstwcd ra kv kd cpl LED inb f-matzw | 20 EUKNBL-885 Prise de courant SCHUKO, noir mat, prises de courant | Busch SCHUKO socket outlet | 20 EUKNBL-885 SCHUKO® socket outlet with hinged lid, labelling field and LED control light |  | 5.14
2CKA002018A1555 | 20 EUKNBSL-803 | Active | 4011395225912 | 86.72 | 1 | 1 | stuk | SCHUKO® socket outlets colored/metal | BE31210 | TC (Mechanics Premium) | stuk | tekstwcd ra kv cpl kd+slot inb s-grijs | 20 EUKNBSL-803 Prise de courant SCHUKO, gris métallique, prises de courant | Busch SCHUKO socket outlet | 20 EUKNBSL-803 SCHUKO® socket outlet with hinged lid and lock |  | 5.14
2CKA002018A1556 | 20 EUKNBSL-803-101 | Active | 4011395225929 | 86.72 | 1 | 1 | stuk | SCHUKO® socket outlets colored/metal | BE31210 | TC (Mechanics Premium) | stuk | tekstwcd ra kv cpl kd+eenh.slot inb s-gr | 20 EUKNBSL-803-101 Prise de courant SCHUKO, gris métallique, prises de courant | Busch SCHUKO socket outlet | 20 EUKNBSL-803-101 SCHUKO® socket outlet with hinged lid and lock |  | 5.14
2CKA002018A1557 | 20 EUKNBSL-81 | Active | 4011395225936 | 83.84 | 1 | 1 | stuk | SCHUKO® socket outlets colored/metal | BE31210 | TC (Mechanics Premium) | stuk | tekstwcd ra kv cpl kd+slot inb f-antra | 20 EUKNBSL-81 Prise de courant SCHUKO, anthracite, prises de courant | Busch SCHUKO socket outlet | 20 EUKNBSL-81 SCHUKO® socket outlet with hinged lid and lock |  | 5.14
2CKA002018A1558 | 20 EUKNBSL-81-101 | Active | 4011395225943 | 83.84 | 1 | 1 | stuk | SCHUKO® socket outlets colored/metal | BE31210 | TC (Mechanics Premium) | stuk | tekstwcd ra kv cpl kd+eenh.slot inb f-a | 20 EUKNBSL-81-101 Prise de courant SCHUKO, anthracite, prises de courant | Busch SCHUKO socket outlet | 20 EUKNBSL-81-101 SCHUKO® socket outlet with hinged lid and lock |  | 5.14
2CKA002018A1559 | 20 EUKNBSL-82 | Active | 4011395225950 | 80.02 | 1 | 1 | stuk | SCHUKO® socket outlets white | BE31210 | TA (Mech Stnd WA & SSM) | stuk | tekstwcd ra kv cpl kd+slot inb s-ivoor | 20 EUKNBSL-82 Prise de courant SCHUKO, blanc ivoire, prises de courant | Busch SCHUKO socket outlet | 20 EUKNBSL-82 SCHUKO® socket outlet with hinged lid and lock |  | 5.14
2CKA002018A1560 | 20 EUKNBSL-82-101 | Active | 4011395225967 | 80.02 | 1 | 1 | stuk | SCHUKO® socket outlets white | BE31210 | TA (Mech Stnd WA & SSM) | stuk | tekstwcd ra kv cpl kd+eenh.slot inb s-i | 20 EUKNBSL-82-101 Prise de courant SCHUKO, blanc ivoire, prises de courant | Busch SCHUKO socket outlet | 20 EUKNBSL-82-101 SCHUKO® socket outlet with hinged lid and lock |  | 5.14
2CKA002018A1561 | 20 EUKNBSL-83 | Active | 4011395225974 | 86.72 | 1 | 1 | stuk | SCHUKO® socket outlets colored/metal | BE31210 | TC (Mechanics Premium) | stuk | tekstwcd ra kv kd+slot cpl inb f-alu | 20 EUKNBSL-83 Prise de courant SCHUKO, argent aluminium, prises de courant | Busch SCHUKO socket outlet | 20 EUKNBSL-83 SCHUKO® socket outlet with hinged lid and lock |  | 5.14
2CKA002018A1562 | 20 EUKNBSL-83-101 | Active | 4011395225981 | 86.72 | 1 | 1 | stuk | SCHUKO® socket outlets colored/metal | BE31210 | TC (Mechanics Premium) | stuk | tekstwcd ra kv cpl kd+eenh.slot inb f-a | 20 EUKNBSL-83-101 Prise de courant SCHUKO, argent aluminium, prises de courant | Busch SCHUKO socket outlet | 20 EUKNBSL-83-101 SCHUKO® socket outlet with hinged lid and lock |  | 5.14
2CKA002018A1563 | 20 EUKNBSL-84 | Active | 4011395226117 | 80.02 | 1 | 1 | stuk | SCHUKO® socket outlets white | BE31210 | TA (Mech Stnd WA & SSM) | stuk | tekstwcd ra kv cpl kd+slot inb s-studio | 20 EUKNBSL-84 Prise de courant SCHUKO, blanc studio, prises de courant | Busch SCHUKO socket outlet | 20 EUKNBSL-84 SCHUKO® socket outlet with hinged lid and lock |  | 5.14
2CKA002018A1564 | 20 EUKNBSL-84-101 | Active | 4011395226124 | 80.02 | 1 | 1 | stuk | SCHUKO® socket outlets white | BE31210 | TA (Mech Stnd WA & SSM) | stuk | tekstwcd ra kv cpl kd+eenh.slot inb s-st | 20 EUKNBSL-84-101 Prise de courant SCHUKO, blanc studio, prises de courant | Busch SCHUKO socket outlet | 20 EUKNBSL-84-101 SCHUKO® socket outlet with hinged lid and lock |  | 5.14
2CKA002018A1565 | 20 EUKNBSL-884 | Active | 4011395226131 | 86.72 | 1 | 1 | stuk | SCHUKO® socket outlets colored/metal | BE31210 | TA (Mech Stnd WA & SSM) | stuk | tekstwcd ra kv cpl kd+slot inb f-matwit | 20 EUKNBSL-884 Prise de courant SCHUKO, blanc studio, mat, prises de courant | Busch SCHUKO socket outlet | 20 EUKNBSL-884 SCHUKO® socket outlet with hinged lid and lock |  | 5.14
2CKA002018A1566 | 20 EUKNBSL-884-101 | Active | 4011395226148 | 86.72 | 1 | 1 | stuk | SCHUKO® socket outlets colored/metal | BE31210 | TA (Mech Stnd WA & SSM) | stuk | tekstwcd ra kv cpl kd+eenh.slot inb f-w | 20 EUKNBSL-884-101 Prise de courant SCHUKO, blanc studio, mat, prises de courant | Busch SCHUKO socket outlet | 20 EUKNBSL-884-101 SCHUKO® socket outlet with hinged lid and lock |  | 5.14
2CKA002018A1567 | 20 EUKNBSL-885 | Active | 4011395226155 | 86.72 | 1 | 1 | stuk | SCHUKO® socket outlets colored/metal | BE31210 | TC (Mechanics Premium) | stuk | tekstwcd ra kv cpl kd+slot inb f-matzw | 20 EUKNBSL-885 Prise de courant SCHUKO, noir mat, prises de courant | Busch SCHUKO socket outlet | 20 EUKNBSL-885 SCHUKO® socket outlet with hinged lid and lock |  | 5.14
2CKA002018A1568 | 20 EUKNBSL-885-101 | Active | 4011395226162 | 86.72 | 1 | 1 | stuk | SCHUKO® socket outlets colored/metal | BE31210 | TC (Mechanics Premium) | stuk | tekstwcd ra kv cpl kd+eenh.slot inb f-z | 20 EUKNBSL-885-101 Prise de courant SCHUKO, noir mat, prises de courant | Busch SCHUKO socket outlet | 20 EUKNBSL-885-101 SCHUKO® socket outlet with hinged lid and lock |  | 5.14
2CKA002041A0173 | 2300 EAP/11W-503 | Active | 4011395196601 | 8.46 | 1 | 1 | stuk | Busch-Duro 2000® | BE31210 | TD (Mechanics IP 44 FM) | stuk | wcd ra opb AP alpin | 2300 EAP/11W-503 Prise de courant SCHUKO, blanc alpin, prises de courant SCHUKO | SCHUKO(R) socket outlet | 2300 EAP/11W-503 SCHUKO® socket outlet |  | 5.14
2CKA002056A0018 | 2300-03 EAP | Active | 4011395224304 | 24.8 | 1 | 1 | stuk | Busch-Duro 2000® | BE31210 | TD (Mechanics IP 44 FM) | stuk | 2300-03 EAP SCHUKO® stopcont.3gang | 2300-03 EAP SCHUKO® socket outlet 3gang | Socket Outlet, SM | 2300-03 EAP SCHUKO® socket outlet 3gang |  | 5.14
2CKA002064A0286 | 20 EUGK-31-101 | Active | 4011395172155 | 23.17 | 1 | 1 | stuk | All Weather 44 (IP44) | BE31210 | TD (Mechanics IP 44 FM) | stuk | 20 EUGK-31-101 stopcont. | 20 EUGK-31-101 prise | SO AW 44, lid | 20 EUGK-31-101 SCHUKO® socket outlet with hinged lid |  | 5.14
2CKA002064A0287 | 20 EUGK-32-101 | Active | 4011395172162 | 18.96 | 1 | 1 | stuk | All Weather 44 (IP44) | BE31210 | TD (Mechanics IP 44 FM) | stuk | 20 EUGK-32-101 stopcont. | 20 EUGK-32-101 prise | SO AW 44, lid | 20 EUGK-32-101 SCHUKO® socket outlet with hinged lid |  | 5.14
2CKA002064A0288 | 20 EUGK-33-101 | Active | 4011395172179 | 23.17 | 1 | 1 | stuk | All Weather 44 (IP44) | BE31210 | TD (Mechanics IP 44 FM) | stuk | wcd ra kd inb IP44 A-w alu | 20 EUGK-33-101 prise | Socket Outlet | 20 EUGK-33-101 SCHUKO® socket outlet with hinged lid |  | 5.14
2CKA002064A0289 | 20 EUGK-34-101 | Active | 4011395172186 | 18.96 | 1 | 1 | stuk | All Weather 44 (IP44) | BE31210 | TD (Mechanics IP 44 FM) | stuk | All Weather 44 20 EUGK-34-101 | 20 EUGK-34-101 SCHUKO® socket outlet with hinged lid | Socket IP44 | 20 EUGK-34-101 SCHUKO® socket outlet with hinged lid |  | 5.14
2CKA002064A0290 | 20 EUGK-35-101 | Active | 4011395172193 | 23.17 | 1 | 1 | stuk | All Weather 44 (IP44) | BE31210 | TD (Mechanics IP 44 FM) | stuk | All Weather 44 20 EUGK-35-101 | Prise All-weather 44, semi-étanche (IP 44) borne plug-in, 2P + PE, anthracite | Socket Outlet All-weather 44, splashproof (IP 44) plug-in terminal, 2P + PE, anthracite | 20 EUGK-35-101 SCHUKO® socket outlet with hinged lid |  | 5.14
2CKA002064A0291 | 20 EUGKB-31-101 | Active | 4011395172216 | 27.68 | 1 | 1 | stuk | All Weather 44 (IP44) | BE31210 | TD (Mechanics IP 44 FM) | stuk | wcd ra kd kv inb IP44 A-w bruin | 20 EUGKB-31-101 Prise de courant SCHUKO, marron, prises de courant | SO AW 44, shutter, lid | 20 EUGKB-31-101 SCHUKO® socket outlet with hinged lid |  | 5.14
2CKA002064A0292 | 20 EUGKB-32-101 | Active | 4011395172230 | 23.4 | 1 | 1 | stuk | All Weather 44 (IP44) | BE31210 | TD (Mechanics IP 44 FM) | stuk | wcd ra kd kv inb IP44 A-w creme | 20 EUGKB-32-101 Prise de courant SCHUKO, blanc, prises de courant | SO AW 44, shutter, lid | 20 EUGKB-32-101 SCHUKO® socket outlet with hinged lid |  | 5.14
2CKA002064A0293 | 20 EUGKB-33-101 | Active | 4011395172247 | 27.68 | 1 | 1 | stuk | All Weather 44 (IP44) | BE31210 | TD (Mechanics IP 44 FM) | stuk | wcd ra kd kv inb IP44 A-w alu | 20 EUCGKB-33-101 Prise de courant SCHUKO, argent aluminium, prises de courant | SO AW 44, shutter, lid | 20 EUGKB-33-101 SCHUKO® socket outlet with hinged lid |  | 5.14
2CKA002064A0294 | 20 EUGKB-34-101 | Active | 4011395172254 | 22.67 | 1 | 1 | stuk | All Weather 44 (IP44) | BE31210 | TD (Mechanics IP 44 FM) | stuk | Stopcont.20 EUGKBN-31-101 | Prise 20 EUGKBN-31-101 | Socket Outlet 20 EUGKBN-31-101 | 20 EUGKB-34-101 SCHUKO® socket outlet with hinged lid |  | 5.14
2CKA002064A0295 | 20 EUGKB-35-101 | Active | 4011395172261 | 27.68 | 1 | 1 | stuk | All Weather 44 (IP44) | BE31210 | TD (Mechanics IP 44 FM) | stuk | wcd ra kd kv inb IP44 A-w antraciet | 20 EUGKB-35-101 Prise de courant SCHUKO, anthracite, prises de courant | SO AW 44, shutter, lid | 20 EUGKB-35-101 SCHUKO® socket outlet with hinged lid |  | 5.14
2CKA002064A0297 | 20 EUGKB-14-101 | Active | 4011395172285 | 30.09 | 1 | 1 | stuk | All Weather 44 (IP44) | BE31210 | TD (Mechanics IP 44 FM) | stuk | wcd ra kd kv inb IP44 A-w oranje | 20 EUGKB-14-101 Prise de courant SCHUKO, orange RAL 2004, prises de courant | SO AW 44, ZSV,shutter, lid | 20 EUGKB-14-101 SCHUKO® socket outlet with hinged lid and marking |  | 5.14
2CKA002064A0298 | 20 EUGKBN-31-101 | Active | 4011395172292 | 32.74 | 1 | 1 | stuk | All Weather 44 (IP44) | BE31210 | TA (Mech Stnd WA & SSM) | stuk | wcd ra tekstkd kv inb IP44 A-w bruin | 20 EUGKBN-31-101 prise | Socket Outlet | 20 EUGKBN-31-101 SCHUKO® socket outlet with hinged lid and labelling field |  | 5.14
2CKA002064A0299 | 20 EUGKBN-32-101 | Active | 4011395172308 | 28.38 | 1 | 1 | stuk | All Weather 44 (IP44) | BE31210 | TD (Mechanics IP 44 FM) | stuk | 20 EUGKBN-32-101 stopcont. | 20 EUGKBN-32-101 prise | SO AW 44, shutter, LF,lid | 20 EUGKBN-32-101 SCHUKO® socket outlet with hinged lid and labelling field |  | 5.14
2CKA002064A0300 | 20 EUGKBN-33-101 | Active | 4011395172315 | 32.74 | 1 | 1 | stuk | All Weather 44 (IP44) | BE31210 | TD (Mechanics IP 44 FM) | stuk | 20 EUGKBN-33-101 stopcont. | 20 EUGKBN-33-101 prise | SO AW 44, shutter, LF,lid | 20 EUGKBN-33-101 SCHUKO® socket outlet with hinged lid and labelling field |  | 5.14
2CKA002064A0301 | 20 EUGKBN-34-101 | Active | 4011395172322 | 27.55 | 1 | 1 | stuk | All Weather 44 (IP44) | BE31210 | TD (Mechanics IP 44 FM) | stuk | All Weather 44 20 EUGKBN-34-101 | 20 EUGKBN-34-101 SCHUKO® socket outlet with hinged lid and labelling field | Socket Outlet | 20 EUGKBN-34-101 SCHUKO® socket outlet with hinged lid and labelling field |  | 5.14
2CKA002064A0302 | 20 EUGKBN-35-101 | Active | 4011395172339 | 32.74 | 1 | 1 | stuk | All Weather 44 (IP44) | BE31210 | TD (Mechanics IP 44 FM) | stuk | 20 EUGKBN-35-101 stopcont. | 20 EUGKBN-35-101 prise | SO AW 44, shutter, LF,lid | 20 EUGKBN-35-101 SCHUKO® socket outlet with hinged lid and labelling field |  | 5.14
2CKA002064A0304 | 20 EUGKBLN-14-101 | Active | 4011395172353 | 37.02 | 1 | 1 | stuk | All Weather 44 (IP44) | BE31210 | TD (Mechanics IP 44 FM) | stuk | wcd ra tekstkd kv inb IP44 A-w oranje | 20 EUGKBLN-14-101 Prise de courant SCHUKO, orange RAL 2004, prises de courant | SO AW 44,SV,shutt.,LED,LF | 20 EUGKBLN-14-101 SCHUKO® socket outlet with hinged lid, labelling field and LED control light |  | 5.14
2CKA002083A0343 | 2300 EWDI | Active | 4011395228401 | 78.75 | 1 | 1 | stuk | Busch-Duro 2000® | BE31210 | TE (Mechanics IP 44 SM) | stuk | 2300 EWDI SCHUKO® stopcont.DP | 2300 EWDI SCHUKO® socket outlet DP | Socket Outlet, SM | 2300 EWDI SCHUKO® socket outlet DP |  | 5.14
2CKA002083A0368 | 2300 EWSI | Active | 4011395228609 | 48.43 | 1 | 1 | stuk | Busch-Duro 2000® | BE31210 | TE (Mechanics IP 44 SM) | stuk | 2300 EWSI SCHUKO® stopcont.DP | 2300 EWSI SCHUKO® socket outlet DP | Socket Outlet, SM | 2300 EWSI SCHUKO® socket outlet DP |  | 5.14
2CKA002083A0816 | 20/20 EWSL-53 | Active | 4011395993132 | 136.06 | 1 | 1 | stuk | SCHUKO® socket outlets | BE31210 | TE (Mechanics IP 44 SM) | stuk | 20/20 EWSL-53 Double Stopcont.SM | 20/20 EWSL-53 Double prise , SM | Double Socket Outlet, SM | 20/20 EWSL-53 2 SCHUKO® socket outlets |  | 5.14
2CKA002083A0817 | 20 EW-53 | Active | 4011395993156 | 13.67 | 1 | 1 | stuk | SCHUKO® socket outlets High runner | BE31210 | TF (Basis AP-WG IP 65) | stuk | 20 EW-53 stopcont.ocean | 20 EW-53 Socket Outlet, ocean | Socket Outlet, ocean | 20 EW-53 SCHUKO® socket outlet with hinged lid |  | 5.14
2CKA002083A0818 | 20 EWN-53 | Active | 4011395993170 | 16.25 | 1 | 1 | stuk | SCHUKO® socket outlets | BE31210 | TE (Mechanics IP 44 SM) | stuk | Schuko IP44 stopkontact- r, aarde | prise schuko IP44 - terre lat | Socket Outlet, SM | 20 EWN-53 SCHUKO® socket outlet with hinged lid and labelling field |  | 5.14
2CKA002083A0819 | 20 EWN-13-53 | Active | 4011395993194 | 26.41 | 1 | 1 | stuk | SCHUKO® socket outlets | BE31210 | TE (Mechanics IP 44 SM) | stuk | Stopcont.market SV | 20 EWN-13-53 SCHUKO® socket outlet with green hinged lid | Socket Outlet, market SV,SM | 20 EWN-13-53 SCHUKO® socket outlet with green hinged lid |  | 5.14
2CKA002083A0820 | 20 EWN-14-53 | Active | 4011395993217 | 26.41 | 1 | 1 | stuk | SCHUKO® socket outlets | BE31210 | TE (Mechanics IP 44 SM) | stuk | Stopcont.marked ZSV | 20 EWN-14-53 SCHUKO® socket outlet with orange hinged lid | Socket Outlet, marked ZSV | 20 EWN-14-53 SCHUKO® socket outlet with orange hinged lid |  | 5.14
2CKA002083A0822 | 20 EWSL-53 | Active | 4011395993255 | 65.51 | 1 | 1 | stuk | SCHUKO® socket outlets | BE31210 | TE (Mechanics IP 44 SM) | stuk | 20 EWSL-53 SCHUKO® stopcont. | 20 EWSL-53 SCHUKO® socket outlet | Socket Outlet, SM | 20 EWSL-53 SCHUKO® socket outlet |  | 5.14
2CKA002083A0823 | 20 EWSL-101-53 | Active | 4011395993279 | 65.51 | 1 | 1 | stuk | SCHUKO® socket outlets | BE31210 | TE (Mechanics IP 44 SM) | stuk | 20 EWSL-101-53 stopcont.SM | 20 EWSL-101-53 Socket Outlet, SM | Socket Outlet, SM | 20 EWSL-101-53 SCHUKO® socket outlet |  | 5.14
2CKA002083A0825 | 20 EW/DVN-53 | Active | 4011395993231 | 26.41 | 1 | 1 | stuk | SCHUKO® socket outlets | BE31210 | TE (Mechanics IP 44 SM) | stuk | Stopcont.marked EDV | 20 EW/DVN-53 SCHUKO® socket outlet with red hinged lid | Socket Outlet, marked EDV | 20 EW/DVN-53 SCHUKO® socket outlet with red hinged lid |  | 5.14
2CKA002083A0831 | 20 EWN-54 | Active | 4011395079614 | 16.78 | 1 | 1 | stuk | SCHUKO® socket outlets | BE31210 | TE (Mechanics IP 44 SM) | stuk | 20 EWN-54 Stopcont.SM | 20 EWN-54 prise , SM | Socket Outlet, SM | 20 EWN-54 SCHUKO® socket outlet with hinged lid and labelling field |  | 5.14
2CKA002083A0832 | 20 EWSL-54 | Active | 4011395079621 | 65.51 | 1 | 1 | stuk | SCHUKO® socket outlets | BE31210 | TE (Mechanics IP 44 SM) | stuk | 20 EWSL-54 SCHUKO® stopcont. | 20 EWSL-54 SCHUKO® socket outlet | Socket Outlet, SM | 20 EWSL-54 SCHUKO® socket outlet |  | 5.14
2CKA002083A0833 | 20 EWSL-101-54 | Active | 4011395079638 | 69.18 | 1 | 1 | stuk | SCHUKO® socket outlets | BE31210 | TE (Mechanics IP 44 SM) | stuk | 20 EWSL-101-54 SCHUKO® stopcont. | 20 EWSL-101-54 SCHUKO® socket outlet | Socket Outlet, SM | 20 EWSL-101-54 SCHUKO® socket outlet |  | 5.14
2CKA002083A0834 | 20 EW-54 | Active | 4011395083727 | 14.25 | 1 | 1 | stuk | SCHUKO® socket outlets | BE31210 | TE (Mechanics IP 44 SM) | stuk | Stopcont.SM 20 EW-54 | prise , SM 20 EW-54 | Socket Outlet, SM 20 EW-54 | 20 EW-54 SCHUKO® socket outlet with hinged lid |  | 5.14
2CKA002083A0836 | 20/20 EWSL-54 | Active | 4011395094662 | 141.82 | 1 | 1 | stuk | SCHUKO® socket outlets | BE31210 | TE (Mechanics IP 44 SM) | stuk | Double Stopcont.SM 20/20 EWSL-54 | Double prise , SM 20/20 EWSL-54 | Double Socket Outlet, SM 20/20 EWSL-54 | 20/20 EWSL-54 2 SCHUKO® socket outlets |  | 5.14
2CKA002083A0837 | 20 EWN-13-54 | Active | 4011395094686 | 27.1 | 1 | 1 | stuk | SCHUKO® socket outlets | BE31210 | TE (Mechanics IP 44 SM) | stuk | 20 EWN-13-54 SCHUKO® stopcont.green hinged lid | 20 EWN-13-54 SCHUKO® socket outlet with green hinged lid | Socket Outlet, SM | 20 EWN-13-54 SCHUKO® socket outlet with green hinged lid |  | 5.14
2CKA002083A0838 | 20 EWN-14-54 | Active | 4011395094693 | 27.1 | 1 | 1 | stuk | SCHUKO® socket outlets | BE31210 | TE (Mechanics IP 44 SM) | stuk | 20 EWN-14-54 SCHUKO® stopcont.o hinged lid | 20 EWN-14-54 SCHUKO® socket outlet with orange hinged lid | Socket Outlet, SM | 20 EWN-14-54 SCHUKO® socket outlet with orange hinged lid |  | 5.14
2CKA002083A0839 | 20 EW/DVN-54 | Active | 4011395094709 | 27.1 | 1 | 1 | stuk | SCHUKO® socket outlets | BE31210 | TE (Mechanics IP 44 SM) | stuk | 20 EW/DVN-54 SCHUKO® stopcont.red hinged lid | 20 EW/DVN-54 SCHUKO® socket outlet with red hinged lid | Socket Outlet, SM | 20 EW/DVN-54 SCHUKO® socket outlet with red hinged lid |  | 5.14
2CKA002083A0842 | 20 EBW-53 | Active | 4011395114940 | 16.55 | 1 | 1 | stuk | SCHUKO® socket outlets | BE31210 | TE (Mechanics IP 44 SM) | stuk | wcd ra kd kv opb IP44 ocean | SCHUKO? plug socket | Schuko? Socket Outlet | 20 EBW-53 SCHUKO® socket outlet shuttered |  | 5.14
2CKA002083A0843 | 20 EBW-54 | Active | 4011395114988 | 17.14 | 1 | 1 | stuk | SCHUKO® socket outlets | BE31210 | TE (Mechanics IP 44 SM) | stuk | Schuko® plug socket | Schuko® plug socket | Schuko® plug socket | 20 EBW-54 SCHUKO® socket outlet shuttered |  | 5.14
2CKA002084A0698 | 2300/3 EW-53 | Active | 4011395993293 | 61.58 | 1 | 1 | stuk | SCHUKO® socket outlets | BE31210 | TE (Mechanics IP 44 SM) | stuk | Stopcont.3gang SM | 2300/3 EW-53 SCHUKO® socket outlet 3gang | Socket Outlet, 3gang, SM | 2300/3 EW-53 SCHUKO® socket outlet 3gang |  | 5.14
2CKA002084A0699 | 20/2 EW-53 | Active | 4011395993316 | 32.4 | 1 | 1 | stuk | SCHUKO® socket outlets High runner | BE31210 | TF (Basis AP-WG IP 65) | stuk | 20/2 EW-53 SCHUKO® stopcont.2gang | Socket Outlet, ocean | Socket Outlet, ocean | 20/2 EW-53 SCHUKO® socket outlet 2gang |  | 5.14
2CKA002084A0700 | 20/2 EW/DVN-53 | Active | 4011395993323 | 47.17 | 1 | 1 | stuk | SCHUKO® socket outlets | BE31210 | TE (Mechanics IP 44 SM) | stuk | 20/2 EW/DVN-53 Double Stopcont.SM | 20/2 EW/DVN-53 Double prise , SM | Double Socket Outlet, SM | 20/2 EW/DVN-53 SCHUKO® socket outlet 2gang with red hinged lids |  | 5.14
2CKA002084A0701 | 20-02 EW-53 | Active | 4011395993347 | 32.4 | 1 | 1 | stuk | SCHUKO® socket outlets High runner | BE31210 | TF (Basis AP-WG IP 65) | stuk | Stopcont.ocean dubb. | prise , ocean double | Socket Outlet, ocean 2 fold | 20-02 EW-53 SCHUKO® socket outlet 2gang |  | 5.14
2CKA002084A0702 | 20-02 EWN-53 | Active | 4011395993361 | 37.82 | 1 | 1 | stuk | SCHUKO® socket outlets | BE31210 | TE (Mechanics IP 44 SM) | stuk | dubb. Stopcont.SM 20-02 EWN-53 | Double prise, SM 20-02 EWN-53 | Double Socket Outlet, SM 20-02 EWN-53 | 20-02 EWN-53 SCHUKO® socket outlet 2gang |  | 5.14
2CKA002084A0703 | 20/2 EWN-53 | Active | 4011395993385 | 37.82 | 1 | 1 | stuk | SCHUKO® socket outlets | BE31210 | TE (Mechanics IP 44 SM) | stuk | 20/2 EWN-53 Double Stopcont.SM | 20/2 EWN-53 Double prise , SM | Double Socket Outlet, SM | 20/2 EWN-53 SCHUKO® socket outlet 2gang |  | 5.14
2CKA002084A0704 | 2300/3 EWN-53 | Active | 4011395993408 | 68.62 | 1 | 1 | stuk | SCHUKO® socket outlets | BE31210 | TE (Mechanics IP 44 SM) | stuk | 2300/3 EWN-53 Stopcont.3gang SM | 2300/3 EWN-53 prise , 3gang, SM | Socket Outlet, 3gang, SM | 2300/3 EWN-53 SCHUKO® socket outlet 3gang |  | 5.14
2CKA002084A0710 | 20-02 EW-54 | Active | 4011395079645 | 33.79 | 1 | 1 | stuk | SCHUKO® socket outlets | BE31210 | TE (Mechanics IP 44 SM) | stuk | Double Stopcont.SM | 20-02 EW-54 SCHUKO® socket outlet 2gang | Double Socket Outlet, SM | 20-02 EW-54 SCHUKO® socket outlet 2gang |  | 5.14
2CKA002084A0711 | 20/2 EW-54 | Active | 4011395079652 | 33.79 | 1 | 1 | stuk | SCHUKO® socket outlets | BE31210 | TE (Mechanics IP 44 SM) | stuk | Double Stopcont.SM | 20/2 EW-54 SCHUKO® socket outlet 2gang | Double Socket Outlet, SM | 20/2 EW-54 SCHUKO® socket outlet 2gang |  | 5.14
2CKA002084A0712 | 2300/3 EW-54 | Active | 4011395079669 | 62.85 | 1 | 1 | stuk | SCHUKO® socket outlets | BE31210 | TE (Mechanics IP 44 SM) | stuk | Stopcont.3gang SM | 2300/3 EW-54 SCHUKO® socket outlet 3gang | Socket Outlet, 3gang, SM | 2300/3 EW-54 SCHUKO® socket outlet 3gang |  | 5.14
2CKA002084A0713 | 20/2 EW/DVN-54 | Active | 4011395094716 | 48.32 | 1 | 1 | stuk | SCHUKO® socket outlets | BE31210 | TE (Mechanics IP 44 SM) | stuk | 20/2 EW/DVN-54 Double Stopcont.SM | 20/2 EW/DVN-54 Double prise , SM | Double Socket Outlet, SM | 20/2 EW/DVN-54 SCHUKO® socket outlet 2gang with red hinged lids |  | 5.14
2CKA002084A0714 | 20-02 EWN-54 | Active | 4011395095935 | 39.91 | 1 | 1 | stuk | SCHUKO® socket outlets | BE31210 | TE (Mechanics IP 44 SM) | stuk | 20-02 EWN-54 Double Stopcont.SM | 20-02 EWN-54 Double prise , SM | Double Socket Outlet, SM | 20-02 EWN-54 SCHUKO® socket outlet 2gang |  | 5.14
2CKA002084A0715 | 20/2 EWN-54 | Active | 4011395095942 | 38.75 | 1 | 1 | stuk | SCHUKO® socket outlets | BE31210 | TE (Mechanics IP 44 SM) | stuk | 20/2 EWN-54 Double Stopcont.SM | 20/2 EWN-54 Double prise , SM | Double Socket Outlet, SM | 20/2 EWN-54 SCHUKO® socket outlet 2gang |  | 5.14
2CKA002084A0716 | 2300/3 EWN-54 | Active | 4011395095959 | 72.19 | 1 | 1 | stuk | SCHUKO® socket outlets | BE31210 | TE (Mechanics IP 44 SM) | stuk | 2300/3 EWN-54 Stopcont.3gang SM | 2300/3 EWN-54 prise , 3gang, SM | Socket Outlet, 3gang, SM | 2300/3 EWN-54 SCHUKO® socket outlet 3gang |  | 5.14
2CKA002084A0719 | 20-02 EBW-53 | Active | 4011395114957 | 38.87 | 1 | 1 | stuk | SCHUKO® socket outlets | BE31210 | TE (Mechanics IP 44 SM) | stuk | Schuko® Double stopcont. | Schuko® Double prise | Schuko® Double Socket Outlet | 20-02 EBW-53 SCHUKO® socket outlet shuttered |  | 5.14
2CKA002084A0720 | 20/2 EBW-53 | Active | 4011395114964 | 37.72 | 1 | 1 | stuk | SCHUKO® socket outlets | BE31210 | TE (Mechanics IP 44 SM) | stuk | Schuko® Double Socket Outl.20/2 EBW-53 | Schuko® Double Socket Outl. 20/2 EBW-53 | Schuko® Double Socket Outl. 20/2 EBW-53 | 20/2 EBW-53 SCHUKO® socket outlet shuttered |  | 5.14
2CKA002084A0721 | 2300/3 EBW-53 | Active | 4011395114971 | 70.34 | 1 | 1 | stuk | SCHUKO® socket outlets | BE31210 | TE (Mechanics IP 44 SM) | stuk | Schuko® Socket Outl. | Schuko® Socket Outl. | Schuko® Socket Outl. | 2300/3 EBW-53 SCHUKO® socket outlet shuttered |  | 5.14
2CKA002084A0722 | 20-02 EBW-54 | Active | 4011395114995 | 39.78 | 1 | 1 | stuk | SCHUKO® socket outlets | BE31210 | TE (Mechanics IP 44 SM) | stuk | Schuko® Double stopcont. | Schuko® Double prise | Schuko® Double Socket Outlet | 20-02 EBW-54 SCHUKO® socket outlet shuttered |  | 5.14
2CKA002084A0723 | 20/2 EBW-54 | Active | 4011395115015 | 39.78 | 1 | 1 | stuk | SCHUKO® socket outlets | BE31210 | TE (Mechanics IP 44 SM) | stuk | Schuko® Double Socket Outl. | Schuko® Double Socket Outl. | Schuko® Double Socket Outl. | 20/2 EBW-54 SCHUKO® socket outlet shuttered |  | 5.14
2CKA002084A0724 | 2300/3 EBW-54 | Active | 4011395115022 | 72.19 | 1 | 1 | stuk | SCHUKO® socket outlets | BE31210 | TE (Mechanics IP 44 SM) | stuk | Schuko® Socket Outl. | Schuko® Socket Outl. | Schuko® Socket Outl. | 2300/3 EBW-54 SCHUKO® socket outlet shuttered |  | 5.14
2CKA002099A0211 | 2399 UCKS-82 | Active | 4011395068410 | 6.01 | 1 | 1 | stuk | Earthing pin socket outlets | BE31210 | TA (Mech Stnd WA & SSM) | stuk | Stopcont.afdekking | Plaque de recouvrement pour prise de | Center PI, SF for 23M | 2399 UCKS-82 Socket outlet cover frame shuttered
2CKA002099A0214 | 2399 UCKS-84 | Active | 4011395068489 | 6.36 | 1 | 1 | stuk | Earthing pin socket outlets | BE31210 | TA (Mech Stnd WA & SSM) | stuk | Stopcont.afdekking | Plaque de recouvrement pour prise de | Center PI, SF for 23M | 2399 UCKS-84 Socket outlet cover frame shuttered
2CKA002099A0216 | 2399 UCKS-81 | Active | 4011395068533 | 9.05 | 1 | 1 | stuk | Earthing pin socket outlets | BE31210 | TC (Mechanics Premium) | stuk | Stopcont.afdekking | Plaque de recouvrement pour prise de | Center PI, SF for 23M | 2399 UCKS-81 Socket outlet cover frame shuttered
2CKA002099A0241 | 2399 UCKS-83 | Active | 4011395083604 | 13.94 | 1 | 1 | stuk | Earthing pin socket outlets | BE31210 | TC (Mechanics Premium) | stuk | plate socket 23M-./20M- | Cover plate for socket 23M-.../20M-# | Cover plate for socket 23M-.../20M-# | 2399 UCKS-83 Socket outlet cover frame shuttered
2CKA002099A0243 | 2399 UCKS-866 | Active | 4011395088135 | 19.24 | 1 | 1 | stuk | Accessories & Others | BE31210 | TC (Mechanics Premium) | stuk | Stopcont.Afdek.23M-504 impuls | Prises de courant, plaque de recouvrement pour 23 M-504,impuls | Central disk with contact protection | 2399 UCKS-866 Socket outlet cover frame shuttered
2CKA002099A0248 | 2609/03 APJ | Active | 4011395089996 | 8.82 | 1 | 1 | stuk | Busch-Duro 2000® | BE31210 | TD (Mechanics IP 44 FM) | stuk | Mounting plate 3fach | Mounting plate 3fach | Mounting plate 3fach | 2609/03 APJ Mounting plate 3gang
2CKA002099A0255 | 2399 UCKS-884 | Active | 4011395129982 | 9.52 | 1 | 1 | stuk | Earthing pin socket outlets | BE31210 | TA (Mech Stnd WA & SSM) | stuk | 2399 UCKS-884 stopcont.shuttered | Plaque central pour prise avec protection enfants blanc soft | Cover Plate,Socket,separately soft white | 2399 UCKS-884 Socket outlet cover frame shuttered
2CKA002099A0256 | 2399 UCKS-885 | Active | 4011395130124 | 13.05 | 1 | 1 | stuk | Earthing pin socket outlets | BE31210 | TC (Mechanics Premium) | stuk | Plate Socket separately | Cover Plate,Socket,separately | Cover Plate,Socket,separately | 2399 UCKS-885 Socket outlet cover frame shuttered
2CKA002111A0532 | 2300 UC-212-500 | Active | 4011395239704 | 6.75 | 1 | 1 | stuk | Busch-Duro 2000® | BE31210 | TA (Mech Stnd WA & SSM) | stuk | 2300 UC-212-500 stopcont. | 2300 UC-212-500 Socket outlet | Socket Outlet | 2300 UC-212-500 Socket outlet |  | 5.14
2CKA002111A0581 | 2300 UC-214-500 | Active | 4011395498705 | 6.64 | 1 | 1 | stuk | SCHUKO® socket outlets white | BE31210 | TA (Mech Stnd WA & SSM) | stuk | 2300 UC-214-500 stopcont. | 2300 UC-214-500 Socket outlet | Socket Outlet | 2300 UC-214-500 Socket outlet |  | 5.14
2CKA002113A0033 | 2300-01 UC-20-500 | Active | 4011395240205 | 17.81 | 1 | 1 | stuk | Alpha | BE31210 | TA (Mech Stnd WA & SSM) | stuk | 2300-01 UC-20-500 stopcont.shuttered | 2300-01 UC-20-500 Socket outlet shuttered | Socket Outlet | 2300-01 UC-20-500 Socket outlet shuttered |  | 5.14
2CKA002113A0041 | 2300-01 UC-21-500 | Active | 4011395240304 | 17.81 | 1 | 1 | stuk | Alpha | BE31210 | TA (Mech Stnd WA & SSM) | stuk | 2300-01 UC-21-500 stopcont.shuttered | 2300-01 UC-21-500 Socket outlet shuttered | Socket Outlet | 2300-01 UC-21-500 Socket outlet shuttered |  | 5.14
2CKA002113A0264 | 2300-01 UC-212-500 | Active | 4011395241103 | 9.05 | 1 | 1 | stuk | Busch-Duro 2000® | BE31210 | TA (Mech Stnd WA & SSM) | stuk | 2300-01 UC-212-500 stopcont.shuttered | 2300-01 UC-212-500 Socket outlet shuttered | Socket Outlet | 2300-01 UC-212-500 Socket outlet shuttered |  | 5.14
2CKA002122A0028 | 3016 EUC-24G | Active | 4011395989173 | 60.19 | 1 | 1 | stuk | Busch-Nema | BE31210 | TA (Mech Stnd WA & SSM) | stuk | BJ-Nema 3016 EUC-24G | 3016 EUC-24G Busch-Nema socket outlet with cover plate DP (2 P + E), 20 A | NEMA Socket Outlet 20A | 3016 EUC-24G Busch-Nema socket outlet with cover plate DP (2 P + E), 20 A |  | 5.14
2CKA002122A0030 | 3016 EUC-214-101 | Active | 4011395044483 | 54.78 | 1 | 1 | stuk | Busch-Nema | BE31210 | TA (Mech Stnd WA & SSM) | stuk | BJ-Nema 3016 EUC-214-101 | 3016 EUC-214-101 Busch-Nema socket outlet with cover plate DP (2 P + E), 20 A | NEMA Socket Outlet | 3016 EUC-214-101 Busch-Nema socket outlet with cover plate DP (2 P + E), 20 A |  | 5.14
2CKA002124A0023 | 3015 EWN-53 | Active | 4011395023587 | 61.58 | 1 | 1 | stuk | Special Devices | BE31210 | TE (Mechanics IP 44 SM) | stuk | Euro-American Socket Outl | Euro-American Socket Outl | Euro-American Socket Outlet | 3015 EWN-53 Busch-Nema socket outlet with yellow hinged lid |  | 5.14
2CKA002124A0024 | 3016 EWN-53 | Active | 4011395028674 | 67.91 | 1 | 1 | stuk | Special Devices | BE31210 | TE (Mechanics IP 44 SM) | stuk | 3016 EWN-53 BJ-Nema stopcont.yellow hinged lid | 3016 EWN-53 Busch-Nema socket outlet with yellow hinged lid | NEMA Socket Outlet | 3016 EWN-53 Busch-Nema socket outlet with yellow hinged lid |  | 5.14
2CKA002124A0025 | 3015 EWN-54 | Active | 4011395094730 | 62.49 | 1 | 1 | stuk | Special Devices | BE31210 | TE (Mechanics IP 44 SM) | stuk | Stopcont.NEMA ocea | 3015 EWN-54 Busch-Nema socket outlet with yellow hinged lid | Socket Outlet, NEMA, ocean | 3015 EWN-54 Busch-Nema socket outlet with yellow hinged lid |  | 5.14
2CKA002124A0026 | 3016 EWN-54 | Active | 4011395094747 | 69.18 | 1 | 1 | stuk | Special Devices | BE31210 | TE (Mechanics IP 44 SM) | stuk | Stopcont.NEMA ocea | 3016 EWN-54 Busch-Nema socket outlet with yellow hinged lid | Socket Outlet, NEMA, ocean | 3016 EWN-54 Busch-Nema socket outlet with yellow hinged lid |  | 5.14
2CKA002130A0290 | 2332 UJBS-82 | Active | 4011395119914 | 93.51 | 1 | 1 | stuk | Wiring Accessories | BE31210 | TA (Mech Stnd WA & SSM) | stuk | Stopcont.savanne/ivoorwit scheermachine | Prise savane/blanc ivoire pour rasoir | Shaver Supply Unit | 2332 UJBS-82 Shaver socket outlet |  | 5.14
2CKA002130A0291 | 2332 UJBS-83 | Active | 4011395119938 | 108.4 | 1 | 1 | stuk | Wiring Accessories | BE31210 | TC (Mechanics Premium) | stuk | Stopcont.aluzilver scheermachine | Prise argent aluminium pour rasoir | Shaver Supply Unit | 2332 UJBS-83 Shaver socket outlet |  | 5.14
2CKA002130A0292 | 2332 UJBS-84 | Active | 4011395119945 | 93.51 | 1 | 1 | stuk | Wiring Accessories | BE31210 | TA (Mech Stnd WA & SSM) | stuk | Stopcont.davos/studiowit scheermachine | Prise davos/blanc studio pour rasoir | Shaver Supply Unit | 2332 UJBS-84 Shaver socket outlet |  | 5.14
2CKA002130A0293 | 2332 UJBS-866 | Active | 4011395119952 | 108.4 | 1 | 1 | stuk | Accessories & Others | BE31210 | TC (Mechanics Premium) | stuk | Stopcont.edelstaal scheermachine | Prise acier inoxydable pour rasoir | Shaver Supply Unit | 2332 UJBS-866 Shaver socket outlet |  | 5.14
2CKA002130A0294 | 2332 UJBS-884 | Active | 4011395131817 | 108.4 | 1 | 1 | stuk | Wiring Accessories | BE31210 | TA (Mech Stnd WA & SSM) | stuk | 2332 UJBS-884 Shaver stopcont. | 2332 UJBS-884 Prise de courant rasoir, blanc studio, mat, application hôtels | Shaver Supply Unit | 2332 UJBS-884 Shaver socket outlet |  | 5.14
2CKA002130A0295 | 2332 UJBS-885 | Active | 4011395131824 | 108.4 | 1 | 1 | stuk | Wiring Accessories | BE31210 | TC (Mechanics Premium) | stuk | 2332 UJBS-885 Shaver stopcont. | 2332 UJBS-885 Prise de courant rasoir, noir mat, application hôtels | Shaver Supply Unit | 2332 UJBS-885 Shaver socket outlet |  | 5.14
2CKA002148A0120 | 2148 | Active | 4011395471203 | 1.49 | 1 | 1 | stuk | Accessories & Others | BE31210 | TA (Mech Stnd WA & SSM) | stuk | 2148 Extension of claws | 2148 Extension of claws | Extension of Claws | 2148 Extension of claws
2CKA002190A0213 | 2190 EUC-82 | Active | 4011395122464 | 21.51 | 1 | 1 | stuk | Wiring Accessories | BE31210 | TA (Mech Stnd WA & SSM) | stuk | Stopcont.savanne/ivoorwit enkel schroefAansl. | Prise savane/blanc ivoire simple, connection à vis | Socket Outlet savanna/ivory white 1gang, With screw terminal | 2190 EUC-82 13 A Switched socket outlet |  | 5.14
2CKA002190A0214 | 2190 EUC-83 | Active | 4011395122495 | 28.72 | 1 | 1 | stuk | Wiring Accessories | BE31210 | TC (Mechanics Premium) | stuk | Stopcont.aluzilver enkel schroefAansl. | Prise argent aluminium simple, connection à vis | Socket Outl. S/F 1g | 2190 EUC-83 13 A Switched socket outlet |  | 5.14
2CKA002190A0215 | 2190 EUC-84 | Active | 4011395122471 | 21.51 | 1 | 1 | stuk | Wiring Accessories | BE31210 | TA (Mech Stnd WA & SSM) | stuk | Stopcont.davos/studiowit enkel schroefAansl. | Prise davos/blanc studio simple, connection à vis | Socket Outl. S/F 1g | 2190 EUC-84 13 A Switched socket outlet |  | 5.14
2CKA002190A0216 | 2190 EUC-81 | Active | 4011395122488 | 25.95 | 1 | 1 | stuk | Wiring Accessories | BE31210 | TC (Mechanics Premium) | stuk | Stopcont.antraciet enkel schroefAansl. | Prise anthracite simple, connection à vis | Socket Outl. S/F 1g | 2190 EUC-81 13 A Switched socket outlet |  | 5.14
2CKA002190A0217 | 2190 EUC-866 | Active | 4011395122518 | 30.43 | 1 | 1 | stuk | Accessories & Others | BE31210 | TC (Mechanics Premium) | stuk | Stopcont.edelstaal enkel schroefAansl. | Prise acier inoxydable simple, connection à vis | Socket Outl. S/F 1g | 2190 EUC-866 13 A Switched socket outlet |  | 5.14
2CKA002190A0218 | 2190 EUC-884 | Active | 4011395131787 | 30.68 | 1 | 1 | stuk | Wiring Accessories | BE31210 | TA (Mech Stnd WA & SSM) | stuk | Stopcont.studiowitMat enkel schroefAansl. | Prise matt blanc studio simple, connection à vis | Socket Outl. S/F 1g | 2190 EUC-884 13 A Switched socket outlet |  | 5.14
2CKA002190A0219 | 2190 EUC-885 | Active | 4011395131794 | 30.68 | 1 | 1 | stuk | Wiring Accessories | BE31210 | TC (Mechanics Premium) | stuk | Stopcont.zwMat enkel schroefAansl. | Prise matt noir simple, connection à vis | Socket Outl. S/F 1g | 2190 EUC-885 13 A Switched socket outlet |  | 5.14
2CKA002192A0184 | 2192 UC-260 | Active | 4011395025697 | 27.9 | 1 | 1 | stuk | Busch-Nema | BE31210 | TC (Mechanics Premium) | stuk | BJ-Nema 2192 UC-260 | 2192 UC-260 Euro-American Socket Outl | Euro-American Socket Outlet | 2192 UC-260 Euro-American socket outlet |  | 5.14
2CKA002340A0024 | 2334 JW | Active | 4011395251409 | 17.08 | 1 | 1 | stuk | Busch-Terko® | BE31210 | TB (Terko + specials) | stuk | cont.oos droog wit RAL 113 | Prise de courant, protégée con blanc RAL 113 | Socket Outlet | 2334 JW Socket outlet |  | 5.14
2CKA002381A0010 | 2334 AG | Active | 4011395252604 | 34.65 | 1 | 1 | stuk | Busch-Terko® | BE31210 | TB (Terko + specials) | stuk | Stopcont.best, tegen wat grijs | Prise de courant, protégée con gris | Socket Outlet | 2334 AG Socket outlet |  | 5.14
2CKA002390A0045 | 34 WJ | Active | 4011395253908 | 22.12 | 1 | 1 | stuk | Busch-Terko® | BE31210 | TB (Terko + specials) | stuk | Stekker tegen water beveiligd zw | Connecteur, protégé contre l'e noir | Plug | 34 WJ Plug |  | 5.14
2CKA002390A0061 | 34 W-102 | Active | 4011395133804 | 13.44 | 1 | 1 | stuk | Busch-Terko® | BE31210 | TB (Terko + specials) | stuk | 34 W-102 Plug | 34 W-102 Plug | Terko Angle Plug | 34 W-102 Plug |  | 5.14
2CKA002495A0084 | 2095 UC-81 | Active | 4011395065532 | 42.21 | 1 | 1 | stuk | Cover plates colored/metal for data and communication system | BE31210 | TC (Mechanics Premium) | stuk | aardingscont.+cpl 2v inb c-a | Connecteur de compensation de potentiel | aardingscontactdoos+cpl 2v inb c-a | 2095 UC-81 Equipotential socket outlet 2gang |  | 5.14
2CKA002495A0085 | 2095 UC-82 | Active | 4011395065556 | 40.7 | 1 | 1 | stuk | Cover plates white for data and communication system | BE31210 | TA (Mech Stnd WA & SSM) | stuk | aardingscont.+cpl 2v inb s-I | Connecteur de compensation de potentiel | aardingscontactdoos+cpl 2v inb s-I | 2095 UC-82 Equipotential socket outlet 2gang |  | 5.14
2CKA002495A0086 | 2095 UC-84 | Active | 4011395065570 | 40.7 | 1 | 1 | stuk | Cover plates white for data and communication system | BE31210 | TA (Mech Stnd WA & SSM) | stuk | aardingscont.+cpl 2v inb s-st | Connecteur de compensation de potentiel | aardingscontactdoos+cpl 2v inb s-st | 2095 UC-84 Equipotential socket outlet 2gang |  | 5.14
2CKA002495A0089 | 2095 UC-83 | Active | 4011395074985 | 43.48 | 1 | 1 | stuk | Cover plates colored/metal for data and communication system | BE31210 | TC (Mechanics Premium) | stuk | aardingscont.+cpl 2v inb f-a | Connecteur de compensation de potentiel | aardingscontactdoos+cpl 2v inb f-a | 2095 UC-83 Equipotential socket outlet 2gang |  | 5.14
2CKA002495A0090 | 2095 UC-866 | Active | 4011395087237 | 49.01 | 1 | 1 | stuk | Cover plates for data and communication | BE31210 | TC (Mechanics Premium) | stuk | Potentiaalvereffeningsstekker | Connecteur de compensation de potentiel | POTENTIAL COMP. SOCKET | 2095 UC-866 Equipotential socket outlet 2gang |  | 5.14
2CKA002495A0091 | 2095 UC-884 | Active | 4011395129968 | 43.48 | 1 | 1 | stuk | Cover plates white for data and communication system | BE31210 | TA (Mech Stnd WA & SSM) | stuk | Potentiaalvereffeningsstekker studiowitMat 2- | Connecteur matt blanc studio de liaison équipotentielle, double | Equipotential Socket Outlet | 2095 UC-884 Equipotential socket outlet 2gang |  | 5.14
2CKA002495A0092 | 2095 UC-885 | Active | 4011395130070 | 43.48 | 1 | 1 | stuk | Cover plates colored/metal for data and communication system | BE31210 | TC (Mechanics Premium) | stuk | 2095 UC-885 Equipotential stopcont.2gang | 2095 UC-885 Equipotential socket outlet 2gang | Socket Outlet | 2095 UC-885 Equipotential socket outlet 2gang |  | 5.14
2CKA002495A0096 | 2095 UC-914 | Active | 4011395191187 | 38.4 | 1 | 1 | stuk | Cover plates white for data and communication system | BE31210 | TA (Mech Stnd WA & SSM) | stuk | aardingscont.cpl 2v inb SI-B | 2095 UC-914 Prise de courant équipotentielle, blanc alpin, capots pour communication de données | SO-ins equipotential | 2095 UC-914 Equipotential socket outlet 2gang |  | 5.14
2CKA002495A0097 | 2095 UC-803 | Active | 4011395229682 | 43.48 | 1 | 1 | stuk | Cover plates colored/metal for data and communication system | BE31210 | TA (Mech Stnd WA & SSM) | stuk | aardingscont.+cpl 2v inb s-grijs | 2095 UC-803 Prise de courant équipotentielle, gris métallique, capots pour communication de données | Equipotential socket outlet | 2095 UC-803 Equipotential socket outlet 2gang |  | 5.14
2CKA002510A0113 | 2064 SR W-500 | Active | 4011395254905 | 24.34 | 1 | 1 | stuk | Busch-Perilex® | BE31210 | TA (Mech Stnd WA & SSM) | stuk | Stopcont.2064 SR W-500 | Prise 2064 SR W-500 | Socket Outlet 2064 SR W-500 | 2064 SR W-500 Socket outlet 3-pole, N, E |  | 5.14
2CKA002520A0047 | 2365 SRW | Active | 4011395255100 | 47.17 | 1 | 1 | stuk | Busch-Perilex® | BE31210 | TA (Mech Stnd WA & SSM) | stuk | Stopcont.zonder deksel 3-polig | Prise de courant, sans couverc à trois pôles, N, E blanc RAL 113 | Perilex-Socket Outlet | 2365 SRW Socket outlet 3-pole, N, E |  | 5.14
2CKA002540A0045 | 2064 JW-500 | Active | 4011395255209 | 19.38 | 1 | 1 | stuk | Busch-Perilex® | BE31210 | TA (Mech Stnd WA & SSM) | stuk | stopcont.ap 415V 16A ral 1013 Perilex | socket outlet ap 415V 16A ral 1013 Perilex 3p+n+e | socket outlet ap 415V 16A ral 1013 Perilex 3p+n+e | 2064 JW-500 Socket outlet |  | 5.14
2CKA002550A0028 | 2365 JW | Active | 4011395255407 | 47.17 | 1 | 1 | stuk | Busch-Perilex® | BE31210 | TA (Mech Stnd WA & SSM) | stuk | Stopcont.zonder deksel wit RAL 113 | Prise de courant, sans couverc blanc RAL 113 | Perilex-Socket Outlet | 2365 JW Socket outlet |  | 5.14
2CKA002560A0192 | 2064 UG-101 | Active | 4011395100776 | 41.97 | 1 | 1 | stuk | Busch-Perilex® | BE31210 | TA (Mech Stnd WA & SSM) | stuk | 2064 UG-101 stopcont. | 2064 UG-101 Socket outlet | Socket Outlet | 2064 UG-101 Socket outlet |  | 5.14
2CKA002581A0098 | 2064 AG | Active | 4011395256206 | 32.99 | 1 | 1 | stuk | Busch-Perilex® | BE31210 | TA (Mech Stnd WA & SSM) | stuk | Stopcont.Thermoplast-klapd grijs RAL 735 | Prise de courant, couvercle cl gris RAL 735 | Perilex-Socket Outlet | 2064 AG Socket outlet |  | 5.14
2CKA002590A0024 | 2364 SW | Active | 4011395256503 | 22.56 | 1 | 1 | stuk | Busch-Perilex® | BE31210 | TA (Mech Stnd WA & SSM) | stuk | Stekker droog wit wit RAL 113 | Connecteur, protégé contre l'e blanc RAL 113 | Plug | 2364 SW Plug |  | 5.14
2CKA002590A0164 | 2064 SWLW | Active | 4011395256800 | 22.56 | 1 | 1 | stuk | Busch-Perilex® | BE31210 | TA (Mech Stnd WA & SSM) | stuk | steker haaks Perilex 16A | Connecteur coudé, 16 A | Angled connector, 16 A | 2064 SWLW Angled plug angle plug, 16 A |  | 5.14
2CKA002590A0172 | 2064 SPVC | Active | 4011395256909 | 34.83 | 1 | 1 | stuk | Busch-Perilex® | BE31210 | TA (Mech Stnd WA & SSM) | stuk | Stekker droog PVC grijs RAL 735 | Connecteur, protégé contre l'e gris RAL 735 | Perilex-Plug | 2064 SPVC Plug |  | 5.14
2CKA002591A0063 | 2365 SWLW | Active | 4011395257005 | 43.59 | 1 | 1 | stuk | Busch-Perilex® | BE31210 | TA (Mech Stnd WA & SSM) | stuk | Haakse stekker 25 A wit RAL 113 | Connecteur coudé, 25 A blanc RAL 113 | Perilex-Plug | 2365 SWLW Angled plug angle plug, 25 A |  | 5.14
2CKA002595A0023 | 2364 KUW | Active | 4011395257104 | 36.45 | 1 | 1 | stuk | Busch-Perilex® | BE31210 | TA (Mech Stnd WA & SSM) | stuk | Koppeling wit wit RAL 113 | Couplage, blanc blanc RAL 113 | Connector | 2364 KUW Conduit adapter |  | 5.14
2CKA003099A0306 | 3099-0-0306 | Active | 4011395263006 | 0.37 | 1 | 1 | stuk | Wiring Accessories | BE31210 | TA (Mech Stnd WA & SSM) | stuk | 3099-0-0306 Label | 3099-0-0306 Label Carriers | Label Carriers | 3099-0-0306 Label holder
2CKA003099A0314 | 3099-0-0314 | Active | 4011395263105 | 5.26 | 1 | 1 | stuk | Wiring Accessories | BE31210 | TA (Mech Stnd WA & SSM) | stuk | 3099-0-0314 label sheet | 3099-0-0314 Label Carriers | Label Carriers | 3099-0-0314 Labelling sheet
2CKA003116A0666 | 3120 EUCB-803 | Active | 4011395229811 | 204.11 | 1 | 1 | stuk | Residual current detector (RCD) | BE31210 | TG (Electronic Security) | stuk | FI-Schukomat 30MA kv s-grjsMET | 3120 EUCB-803 FI-SCHUKOMAT, Prise de courant SCHUKO (RCD), gris métallique, prises de courant | FI-SCHUKOMAT, SCHUKO socket outlet (RCD) | 3120 EUCB-803 FI-SCHUKOMAT, SCHUKO® socket outlet (RCD) with earth leakage circuit breaker |  | 5.14
2CKA003116A0667 | 3120 EUCB-81 | Active | 4011395229828 | 198.33 | 1 | 1 | stuk | Residual current detector (RCD) | BE31210 | TG (Electronic Security) | stuk | FI-Schukomat 30MA kv f-antraciet | 3120 EUCB-81 FI-SCHUKOMAT, Prise de courant SCHUKO (RCD), anthracite, prises de courant | FI-SCHUKOMAT, SCHUKO socket outlet (RCD) | 3120 EUCB-81 FI-SCHUKOMAT, SCHUKO® socket outlet (RCD) with earth leakage circuit breaker |  | 5.14
2CKA003116A0668 | 3120 EUCB-83 | Active | 4011395229842 | 204.11 | 1 | 1 | stuk | Residual current detector (RCD) | BE31210 | TG (Electronic Security) | stuk | FI-Schukomat 30MA kv f-aluzilver | 3120 EUCB-83 FI-SCHUKOMAT, Prise de courant SCHUKO (RCD), argent aluminium, prises de courant | FI-SCHUKOMAT, SCHUKO socket outlet (RCD) | 3120 EUCB-83 FI-SCHUKOMAT, SCHUKO® socket outlet (RCD) with earth leakage circuit breaker |  | 5.14
2CKA003116A0669 | 3120 EUCB-866 | Active | 4011395229859 | 219.1 | 1 | 1 | stuk | Residual current detector (RCD) | BE31210 | TG (Electronic Security) | stuk | FI-Schukomat 30MA kv pure rvs | 3120 EUCB-866 FI-SCHUKOMAT, Prise de courant SCHUKO (RCD), acier inoxydable, prises de courant | FI-SCHUKOMAT, SCHUKO socket outlet (RCD) | 3120 EUCB-866 FI-SCHUKOMAT, SCHUKO® socket outlet (RCD) with earth leakage circuit breaker |  | 5.14
2CKA003116A0670 | 3120 EUCB-884 | Active | 4011395229866 | 204.11 | 1 | 1 | stuk | Residual current detector (RCD) | BE31210 | TG (Electronic Security) | stuk | FI-Schukomat 30MA kv f-matwit | 3120 EUCB-884 FI-SCHUKOMAT, Prise de courant SCHUKO (RCD), blanc studio, prises de courant | FI-SCHUKOMAT, SCHUKO socket outlet (RCD) | 3120 EUCB-884 FI-SCHUKOMAT, SCHUKO® socket outlet (RCD) with earth leakage circuit breaker |  | 5.14
2CKA003116A0671 | 3120 EUCB-885 | Active | 4011395229873 | 204.11 | 1 | 1 | stuk | Residual current detector (RCD) | BE31210 | TG (Electronic Security) | stuk | FI-Schukomat 30MA kv f-matzw | 3120 EUCB-885 FI-SCHUKOMAT, Prise de courant SCHUKO (RCD), noir mat, prises de courant | FI-SCHUKOMAT, SCHUKO socket outlet (RCD) | 3120 EUCB-885 FI-SCHUKOMAT, SCHUKO® socket outlet (RCD) with earth leakage circuit breaker |  | 5.14
2CKA006400A0034 | 6406 U | Active | 4011395189153 | 145.3 | 1 | 1 | stuk | Flush-mounted inserts | BE31210 | TH (Electronic Basic ran) | stuk | Naderingsschak.3-draads 2300 W/VA | Mécanisme proximité 3-fils, 2300 W/VA | Proximity Switch | 6406 U Proximity switch |  | 5.14
2CKA006400A0038 | 6473 U | Active | 4011395224519 | 56.51 | 1 | 1 | stuk | USB charging station | BE31210 | TH (Electronic Basic ran) | stuk | powerdock sokkel inb | Insert FM Busch-powerDock | Busch-powerDock FM Insert | 6473 U Busch-powerDock Insert |  | 5.14
2CKA006400A0039 | 6473 U-500 | Active | 4011395224526 | 109.01 | 1 | 1 | stuk | USB charging station | BE31210 | TA (Mech Stnd WA & SSM) | stuk | 6473 U-500 BJ-powerDock Insert | 6473 U-500 Busch-powerDock Insert | 6473 U-500 Busch-powerDock Insert | 6473 U-500 Busch-powerDock Insert |  | 5.14
2CKA006400A0044 | 6480-84 | Active | 4011395224588 | 110.7 | 1 | 1 | stuk | USB charging station | BE31210 | TH (Electronic Basic ran) | stuk | powerdock set USB-C s-studiowit | Ensemble Busch-powerDock, LC | Busch-powerDock Set, LC | 6480-84 Busch-powerDock complete set with lightning connector |  | 5.14
2CKA006400A0046 | 6480/11-84 | Active | 4011395224625 | 98.83 | 1 | 1 | stuk | USB charging station | BE31210 | TH (Electronic Basic ran) | stuk | powerdock set LC s-studiowit | Ensemble Busch-powerDock, USB-C | Busch-powerDock Set, USB-C | 6480/11-84 Busch-powerDock Complete set with USB-C connection |  | 5.14
2CKA006400A0051 | 6477-914 | Active | 4011395224687 | 14.12 | 1 | 1 | stuk | USB charging station | BE31210 | TH (Electronic Basic ran) | stuk | cpl powerdock SI-B | Couvercle powerDock | Cover powerDock | 6477-914 Cover plate for Busch-PowerDock
2CKA006400A0056 | 6477-81 | Active | 4011395224755 | 18.4 | 1 | 1 | stuk | USB charging station | BE31210 | TH (Electronic Basic ran) | stuk | cpl powerdock f-antraciet | Couvercle powerDock | Cover powerDock | 6477-81 Cover plate for Busch-PowerDock
2CKA006400A0057 | 6477-82 | Active | 4011395224762 | 16.09 | 1 | 1 | stuk | USB charging station | BE31210 | TH (Electronic Basic ran) | stuk | cpl powerdock s-ivoor | Couvercle powerDock | Cover powerDock | 6477-82 Cover plate for Busch-PowerDock
2CKA006400A0058 | 6477-83 | Active | 4011395224779 | 19.78 | 1 | 1 | stuk | USB charging station | BE31210 | TH (Electronic Basic ran) | stuk | cpl powerdock f-aluzilver | Couvercle powerDock | Cover powerDock | 6477-83 Cover plate for Busch-PowerDock
2CKA006400A0059 | 6477-84 | Active | 4011395224786 | 16.09 | 1 | 1 | stuk | USB charging station | BE31210 | TH (Electronic Basic ran) | stuk | cpl powerdock s-studiowit | Couvercle powerDock | Cover powerDock | 6477-84 Cover plate for Busch-PowerDock
2CKA006400A0060 | 6477-803 | Active | 4011395224793 | 19.78 | 1 | 1 | stuk | USB charging station | BE31210 | TH (Electronic Basic ran) | stuk | cpl powerdock s-grijs | Couvercle powerDock | Cover powerDock | 6477-803 Cover plate for Busch-PowerDock
2CKA006400A0062 | 6477-884 | Active | 4011395224823 | 19.78 | 1 | 1 | stuk | USB charging station | BE31210 | TH (Electronic Basic ran) | stuk | cpl powerdock f-matwit | Couvercle powerDock | Cover powerDock | 6477-884 Cover plate for Busch-PowerDock
2CKA006400A0063 | 6477-885 | Active | 4011395224830 | 19.78 | 1 | 1 | stuk | USB charging station | BE31210 | TH (Electronic Basic ran) | stuk | cpl powerdock f-matzw | Couvercle powerDock | Cover powerDock | 6477-885 Cover plate for Busch-PowerDock
2CKA006400A0064 | 6477-866 | Active | 4011395224847 | 25.7 | 1 | 1 | stuk | USB charging station | BE31210 | TH (Electronic Basic ran) | stuk | cpl powerdock pure-rvs | Couvercle powerDock | Cover powerDock | 6477-866 Cover plate for Busch-PowerDock
2CKA006400A0080 | 6473 | Active | 4011395252963 | 34.6 | 1 | 1 | stuk | USB charging station | BE31210 | TH (Electronic Basic ran) | stuk | powerdock laadschaal LC | Socle de recharge Busch-powerDock LC | Busch-powerDock charging cradle LC | 6473 Busch-powerDock Charging cradle with Apple lightning connection |  | 5.14
2CKA006400A0081 | 6473-500 | Active | 4011395252970 | 66.77 | 1 | 1 | stuk | USB charging station | BE31210 | TA (Mech Stnd WA & SSM) | stuk | 6473-500 BJ-powerDock Charging cradle | 6473-500 Busch-powerDock Charging cradle | 6473-500 Busch-powerDock Charging cradle | 6473-500 Busch-powerDock Charging cradle with Apple lightning connection |  | 5.14
2CKA006400A0082 | 6473/11 | Active | 4011395252987 | 22.2 | 1 | 1 | stuk | USB charging station | BE31210 | TH (Electronic Basic ran) | stuk | powerdock laadschaal USB-C | Socle de recharge Busch-powerDock USB-C | Busch-powerDock, charging cradle USB-C | 6473/11 Busch-powerDock Charging cradle with USB-C connection |  | 5.14
2CKA006400A0083 | 6473/11-500 | Active | 4011395252994 | 42.84 | 1 | 1 | stuk | USB charging station | BE31210 | TA (Mech Stnd WA & SSM) | stuk | 6473/11-500 BJ-powerDock Charging cra | 6473/11-500 Busch-powerDock Charging cra | 6473/11-500 Busch-powerDock Charging cra | 6473/11-500 Busch-powerDock Charging cradle with USB-C connection |  | 5.14
2CKA006400A0084 | 6440/01 U | Limited | 4011395274033 | 68.62 | 1 | 1 | stuk | Flush-mounted inserts | BE31210 | TH (Electronic Basic ran) | stuk | Comfortschak.universeel relais inb | 6440/01 U Busch-Universal relay switch insert | Busch Confort Switch Universal Relay insert | 6440/01 U Busch-Universal relay switch insert |  | 5.14
2CKA006400A0088 | 6440/04 U-500 | Limited | 4011395274071 | 68.62 | 1 | 1 | stuk | Flush-mounted inserts | BE31210 | TH (Electronic Basic ran) | stuk | Comfortschak.universeel e-kontakt inb | 6440/04 U-500 Universal e-contact insert | Busch Comfort Switch Universal e-contact insert | 6440/04 U-500 Universal e-contact insert |  | 5.14
2CKA006400A0099 | 64711-500 | Active | 4011395293010 | 35.6 | 1 | 1 | stuk | Busch-free@home® flex | BE31210 | TH (Electronic Basic ran) | stuk | Control element flex, 1 vdg | Control element flex, simple | Control element flex, simple | Control element flex, simple
2CKA006400A0101 | 64721-500 | Active | 4011395293027 | 46.1 | 1 | 1 | stuk | Busch-free@home® flex | BE31210 | TH (Electronic Basic ran) | stuk | Control element flex, 2 vdg | Control element flex, double | Control element flex, double | Control element flex, double
2CKA006401A0048 | 6401 U-102 | Active | 4011395991299 | 113.7 | 1 | 1 | stuk | Flush-mounted inserts | BE31210 | TH (Electronic Basic ran) | stuk | BJ universeel relaismech. | Mécanisme relais Busch-Universel | Univers. Relay Insert | 6401 U-102 Busch-Universal relay switch insert |  | 5.14
2CKA006401A0049 | 6401 U-102-500 | Active | 4011395991312 | 113.7 | 1 | 1 | stuk | Flush-mounted inserts | BE31210 | TH (Electronic Basic ran) | stuk | universeel relaisMechnisme | RELAIS UNIVERSEL 2300W/VA RELAIS UNIVERSEL 2300W/VA POUR DETECTEUR | Universal Relay Insert, FM | 6401 U-102-500 Busch-Universal relay switch insert |  | 5.14
2CKA006401A0055 | 6404 U | Active | 4011395093832 | 114.27 | 1 | 1 | stuk | Window and universal sensors and inserts including displays | BE31210 | TG (Electronic Security) | stuk | Univer.relaissokkel 2300 W/VA | Socle relais universele 2300 2300 W/VA | Universal Relay Insert 2300 W/VA | 6404 U Busch-Universal relay switch insert |  | 5.14
2CKA006410A0203 | 6482 | Active | 4011395636909 | 116.47 | 1 | 1 | stuk | Accessories | BE31210 | TH (Electronic Basic ran) | stuk | 6482 Sun sensor | 6482 Sun sensor | SUN SENSOR | 6482 Sun sensor |  | 5.14
2CKA006410A0302 | 6415 | Active | 4011395896907 | 93.85 | 1 | 1 | stuk | Built-in devices | BE31210 | TH (Electronic Basic ran) | stuk | BJ-jaloeziectrle II scheidings- | Relais de séparation Busch-commande de | SHUT. CONTR. CUT-OFF REL. | 6415 Busch-Blind control II cut-off relay 2gang |  | 5.14
2CKA006410A0341 | 6413 | Active | 4011395988695 | 103.44 | 1 | 1 | stuk | Accessories | BE31210 | TH (Electronic Basic ran) | stuk | 6413 Burglar alert sensor | Détecteur de bris de vitre | Broken Glass Sensor | 6413 Burglar alert sensor |  | 5.14
2CKA006410A0363 | 6415/24 | Active | 4011395019672 | 97.09 | 1 | 1 | stuk | Built-in devices | BE31210 | TH (Electronic Basic ran) | stuk | BJ-jaloeziectrle II scheidings- | Relais de séparation Busch-commande de | Cut-Off Relay 24V | 6415/24 Busch-Blind control II cut-off relay DC drives 2gang |  | 5.14
2CKA006410A0375 | 6418 U | Active | 4011395075753 | 54.78 | 1 | 1 | stuk | Flush-mounted inserts High runner | BE31210 | TH (Electronic Basic ran) | stuk | BJ-Jalousiectrl® II basissokkel | Commande de stores Busch® II mécanisme de base | Blind control basis insert | 6418 U Basic blind insert 2-wire blind insert |  | 5.14
2CKA006410A0376 | 6418 U-500 | Active | 4011395075760 | 111.31 | 1 | 1 | stuk | Flush-mounted inserts High runner | BE31210 | TH (Electronic Basic ran) | stuk | 6418 U-500 Basic blind insert 2-wire bli | 6418 U-500 Basic blind insert 2-wire bli | 6418 U-500 Basic blind insert 2-wire bli | 6418 U-500 Basic blind insert 2-wire blind insert |  | 5.14
2CKA006410A0377 | 6411 U-101 | Active | 4011395076484 | 171.82 | 1 | 1 | stuk | Flush-mounted inserts | BE31210 | TH (Electronic Basic ran) | stuk | BJ-Jalousiectrl® II 6411 U-101 | Commande de stores Busch® II 6411 U-101 | Blind control switch insert | 6411 U-101 Busch-Blind control II switch insert |  | 5.14
2CKA006410A0378 | 6411 U-500-101 | Active | 4011395076491 | 171.82 | 1 | 1 | stuk | Flush-mounted inserts | BE31210 | TH (Electronic Basic ran) | stuk | jaloezie ctrl sokkel | 6411 U-500-101 Busch-Blind control II switch insert | Blind Control Switch Insert, F | 6411 U-500-101 Busch-Blind control II switch insert |  | 5.14
2CKA006410A0379 | 6411 U/S-101 | Active | 4011395076514 | 191.43 | 1 | 1 | stuk | Flush-mounted inserts | BE31210 | TH (Electronic Basic ran) | stuk | BJ-Jalousiectrl® II 6411 U/S-101 | Commande de stores Busch® II 6411 U/S-101 | Blind control switch insert 6411 U/S-101 | 6411 U/S-101 Busch-Blind control II switch insert |  | 5.14
2CKA006410A0383 | 6498 | Active | 4011395085103 | 38.17 | 1 | 1 | stuk | Flush-mounted inserts and Timer control elements | BE31210 | TH (Electronic Basic ran) | stuk | 6498 Capacitor set | Set de condensateurs | Condensator set | 6498 Capacitor set |  | 5.14
2CKA006410A0389 | 6414-101 | Active | 4011395122327 | 61.34 | 1 | 1 | stuk | Accessories | BE31210 | TH (Electronic Basic ran) | stuk | 6414-101 Brightness sensor | Senseur pour 6411u/s-101 15-5 lux | Light Sensor | 6414-101 Brightness sensor |  | 5.14
2CKA006410A0390 | 6419 U | Active | 4011395126226 | 133.76 | 1 | 1 | stuk | Flush-mounted inserts High runner | BE31210 | TH (Electronic Basic ran) | stuk | Comfort Blind insert | Comfort Blind insert | Comfort Blind insert | 6419 U Comfort blind insert with memory and positioning function |  | 5.14
2CKA006410A0391 | 6465 U-101 | Active | 4011395164914 | 119.93 | 1 | 1 | stuk | Flush-mounted inserts and Timer control elements | BE31210 | TH (Electronic Basic ran) | stuk | timer count-down 10uur 10A inb | 6465 U-101 Insert minuterie court terme Busch, inserts pour boîtiers de commande/minuterie stores vénitiens | Countdown timer | 6465 U-101 Busch-Short-time timer insert countdown timer |  | 5.14
2CKA006410A0393 | 6465 U-101-500 | Active | 4011395168912 | 119.93 | 1 | 1 | stuk | Flush-mounted inserts and Timer control elements | BE31210 | TH (Electronic Basic ran) | stuk | Flush inserts,Timer control 6465 U-101-500 | Temporisateur de courte durée | Timer Insert, FM | 6465 U-101-500 Busch-Short-time timer insert countdown timer |  | 5.14
2CKA006410A0397 | 6455-101 | Active | 4011395186619 | 130.29 | 1 | 1 | stuk | Flush-mounted inserts and Timer control elements | BE31210 | TH (Electronic Basic ran) | stuk | comfort timer bedienelem v 6401+6411U/US | 6455-101 Élément de commande minuterie confort, minuterie Busch | Busch-Timer Control Cover | 6455-101 Comfort timer control element | B106020960 | 5.14
2CKA006410A0398 | 6456-101 | Active | 4011395186640 | 121.09 | 1 | 1 | stuk | Flush-mounted inserts and Timer control elements High runner | BE31210 | TH (Electronic Basic ran) | stuk | st,.timer bedienelem v 6418 U | Busch-Timer? élément de comman | standaard timer bedienelem v 6418 U | 6456-101 Standard timer control element | B106020960 | 5.14
2CKA006410A0399 | 6455-101-500 | Active | 4011395186657 | 130.29 | 1 | 1 | stuk | Flush-mounted inserts and Timer control elements | BE31210 | TH (Electronic Basic ran) | stuk | BJ-Timer® Bedien.comfort | Busch-Timer® élément de commande komfort | Busch-Timer® control cover | 6455-101-500 Comfort timer control element | B106020960 | 5.14
2CKA006430A0144 | 6430-74 | Active | 4011395639405 | 41.62 | 1 | 1 | stuk | Control elements / cover plates | BE31210 | TH (Electronic Basic ran) | stuk | 6430-74neon lamp | Elément de commande | CONTROL ELEMENT | 6430-74 Control element with neon lamp |  | 5.14
2CKA006430A0177 | 6430-79 | Active | 4011395639702 | 51.31 | 1 | 1 | stuk | Control elements / cover plates | BE31210 | TH (Electronic Basic ran) | stuk | 6430-79neon lamp | Elément de commande | CONTROL ELEMENT | 6430-79 Control element with neon lamp |  | 5.14
2CKA006430A0289 | 6435-260 | Active | 4011395071687 | 24.92 | 1 | 1 | stuk | Control elements / cover plates | BE31210 | TH (Electronic Basic ran) | stuk | Centr.Plaat BJ-Timer® Bedien. | Plaque centrale pour élément de commande Busch-Timer® | Cover Plate | 6435-260 Cover plate
2CKA006430A0290 | 6435-266 | Active | 4011395071694 | 24.92 | 1 | 1 | stuk | Control elements / cover plates | BE31210 | TH (Electronic Basic ran) | stuk | Centr.Plaat BJ-Timer® Bedien. | Plaque centrale pour élément de commande Busch-Timer® | Cover Plate | 6435-266 Cover plate
2CKA006430A0291 | 6435-20 | Active | 4011395071700 | 24.92 | 1 | 1 | stuk | Control elements / cover plates | BE31210 | TH (Electronic Basic ran) | stuk | Centr.Plaat BJ-Timer® Bedien. | Plaque centrale pour élément de commande Busch-Timer® | Cover Plate | 6435-20 Cover plate
2CKA006430A0292 | 6435-21 | Active | 4011395071717 | 24.92 | 1 | 1 | stuk | Control elements / cover plates | BE31210 | TH (Electronic Basic ran) | stuk | Centr.Plaat BJ-Timer® Bedien. | Plaque centrale pour élément de commande Busch-Timer® | Cover Plate | 6435-21 Cover plate
2CKA006430A0293 | 6435-22G | Active | 4011395071724 | 17.14 | 1 | 1 | stuk | Control elements / cover plates | BE31210 | TH (Electronic Basic ran) | stuk | Centr.Plaat BJ-Timer® Bedien. | Plaque centrale pour élément de commande Busch-Timer® | Cover Plate | 6435-22G Cover plate
2CKA006430A0295 | 6435-24G | Active | 4011395071748 | 17.14 | 1 | 1 | stuk | Control elements / cover plates | BE31210 | TH (Electronic Basic ran) | stuk | Centr.Plaat BJ-Timer® Bedien. | Plaque centrale pour élément de commande Busch-Timer® | Cover Plate | 6435-24G Cover plate
2CKA006430A0300 | 6435-74 | Active | 4011395071793 | 22.95 | 1 | 1 | stuk | Control elements / cover plates | BE31210 | TH (Electronic Basic ran) | stuk | Centr.Plaat BJ-Timer® Bedien. | Plaque centrale pour élément de commande Busch-Timer® | Cover Plate | 6435-74 Cover plate
2CKA006430A0302 | 6435-79 | Active | 4011395071816 | 28.26 | 1 | 1 | stuk | Control elements / cover plates | BE31210 | TH (Electronic Basic ran) | stuk | Centr.Plaat BJ-Timer® Bedien. | Plaque centrale pour élément de commande Busch-Timer® | Cover Plate | 6435-79 Cover plate
2CKA006430A0303 | 6435-81 | Active | 4011395071823 | 16.65 | 1 | 1 | stuk | Control elements / cover plates | BE31210 | TH (Electronic Basic ran) | stuk | Centr.Plaat BJ-Timer® Bedien. | Plaque centrale pour élément de commande Busch-Timer® | Cover Plate | 6435-81 Cover plate
2CKA006430A0304 | 6435-82 | Active | 4011395071830 | 10.54 | 1 | 1 | stuk | Control elements / cover plates | BE31210 | TH (Electronic Basic ran) | stuk | Centr.Plaat BJ-Timer® Bedien. | Plaque centrale pour élément de commande Busch-Timer® | Cover Plate | 6435-82 Cover plate
2CKA006430A0305 | 6435-83 | Active | 4011395071922 | 17.35 | 1 | 1 | stuk | Control elements / cover plates | BE31210 | TH (Electronic Basic ran) | stuk | Centr.Plaat BJ-Timer® Bedien. | Plaque centrale pour élément de commande Busch-Timer® | Cover Plate | 6435-83 Cover plate
2CKA006430A0306 | 6435-84 | Active | 4011395071854 | 10.54 | 1 | 1 | stuk | Control elements / cover plates | BE31210 | TH (Electronic Basic ran) | stuk | Centr.Plaat BJ-Timer® Bedien. | Plaque centrale pour élément de commande Busch-Timer® | Cover Plate | 6435-84 Cover plate
2CKA006430A0313 | 6430-212-102 | Active | 4011395076545 | 24.92 | 1 | 1 | stuk | Control elements / cover plates | BE31210 | TH (Electronic Basic ran) | stuk | Bedien.BJ jaloeziesokkel | Elément de commande, mécanisme de stores Busch | Control Cover | 6430-212-102 Control element |  | 5.14
2CKA006430A0314 | 6430-214-102 | Active | 4011395076552 | 24.8 | 1 | 1 | stuk | Control elements / cover plates | BE31210 | TH (Electronic Basic ran) | stuk | Bedien.BJ jaloeziesokkel | Elément de commande, mécanisme de stores Busch | Control Cover | 6430-214-102 Control element
2CKA006430A0317 | 6430-260-102 | Active | 4011395076583 | 45.9 | 1 | 1 | stuk | Control elements / cover plates | BE31210 | TH (Electronic Basic ran) | stuk | Bedien.BJ jaloeziesokkel | Elément de commande, mécanisme de stores Busch | Control Cover | 6430-260-102 Control element |  | 5.14
2CKA006430A0318 | 6430-266-102 | Active | 4011395076590 | 45.9 | 1 | 1 | stuk | Control elements / cover plates | BE31210 | TH (Electronic Basic ran) | stuk | Bedien.BJ jaloeziesokkel | Elément de commande, mécanisme de stores Busch | Control Cover | 6430-266-102 Control element |  | 5.14
2CKA006430A0319 | 6430-20-102 | Active | 4011395076613 | 45.9 | 1 | 1 | stuk | Control elements / cover plates | BE31210 | TH (Electronic Basic ran) | stuk | Bedien.BJ jaloeziesokkel | Elément de commande, mécanisme de stores Busch | Control Cover | 6430-20-102 Control element |  | 5.14
2CKA006430A0320 | 6430-21-102 | Active | 4011395076620 | 45.9 | 1 | 1 | stuk | Control elements / cover plates | BE31210 | TH (Electronic Basic ran) | stuk | Bedien.BJ jaloeziesokkel | Elément de commande, mécanisme de stores Busch | Control Cover | 6430-21-102 Control element |  | 5.14
2CKA006430A0321 | 6430-22G-102 | Active | 4011395076637 | 36.55 | 1 | 1 | stuk | Control elements / cover plates | BE31210 | TH (Electronic Basic ran) | stuk | Bedien.BJ jaloeziesokkel | Elément de commande, mécanisme de stores Busch | Control Cover | 6430-22G-102 Control element |  | 5.14
2CKA006430A0323 | 6430-24G-102 | Active | 4011395076651 | 36.55 | 1 | 1 | stuk | Control elements / cover plates | BE31210 | TH (Electronic Basic ran) | stuk | Bedien.BJ jaloeziesokkel | Elément de commande, mécanisme de stores Busch | Control Cover | 6430-24G-102 Control element |  | 5.14
2CKA006430A0326 | 6430-81-102 | Active | 4011395076682 | 39.43 | 1 | 1 | stuk | Control elements / cover plates | BE31210 | TH (Electronic Basic ran) | stuk | Bedien.BJ jaloeziesokkel | Elément de commande, mécanisme de stores Busch | Control Cover | 6430-81-102 Control element |  | 5.14
2CKA006430A0327 | 6430-82-102 | Active | 4011395076699 | 32.4 | 1 | 1 | stuk | Control elements / cover plates | BE31210 | TH (Electronic Basic ran) | stuk | Bedien.BJ jaloeziesokkel | Elément de commande, mécanisme de stores Busch | Control Cover | 6430-82-102 Control element |  | 5.14
2CKA006430A0328 | 6430-83-102 | Active | 4011395076712 | 43.83 | 1 | 1 | stuk | Control elements / cover plates | BE31210 | TH (Electronic Basic ran) | stuk | Bedien.BJ jaloeziesokkel | Elément de commande, mécanisme de stores Busch | Control Cover | 6430-83-102 Control element |  | 5.14
2CKA006430A0329 | 6430-84-102 | Active | 4011395076729 | 32.4 | 1 | 1 | stuk | Control elements / cover plates | BE31210 | TH (Electronic Basic ran) | stuk | Bedien.BJ jaloeziesokkel | Elément de commande, mécanisme de stores Busch | Control Cover | 6430-84-102 Control element |  | 5.14
2CKA006430A0337 | 6430-72 | Active | 4011395082775 | 41.62 | 1 | 1 | stuk | Control elements / cover plates | BE31210 | TH (Electronic Basic ran) | stuk | Bedien.BJ- jaloeziectrle II | Elément de commande, Busch-commande de stores | Control Element imp. | 6430-72 Control element with neon lamp
2CKA006430A0338 | 6430-783 | Active | 4011395083444 | 51.31 | 1 | 1 | stuk | Control elements / cover plates | BE31210 | TH (Electronic Basic ran) | stuk | Bedien.BJ- jaloeziectrle II | Elément de commande, Busch-commande de stores | Control Element imp. | 6430-783 Control element with neon lamp
2CKA006430A0341 | 6435-72 | Active | 4011395084038 | 22.95 | 1 | 1 | stuk | Control elements / cover plates | BE31210 | TH (Electronic Basic ran) | stuk | Centr.Plaat BJ-Timer® Bedien. | Plaque centrale pour élément de commande Busch-Timer® | Cover Plate | 6435-72 Cover plate
2CKA006430A0342 | 6435-783 | Active | 4011395084045 | 28.26 | 1 | 1 | stuk | Control elements / cover plates | BE31210 | TH (Electronic Basic ran) | stuk | Centr.Plaat BJ-Timer® Bedien. | Plaque centrale pour élément de commande Busch-Timer® | Cover Plate | 6435-783 Cover plate
2CKA006430A0343 | 6430-866-102 | Active | 4011395086872 | 47.39 | 1 | 1 | stuk | Control elements / cover plates | BE31210 | TH (Electronic Basic ran) | stuk | Bedien.BJ jaloeziesokkel | Elément de commande, mécanisme de stores Busch | Control Cover | 6430-866-102 Control element |  | 5.14
2CKA006430A0344 | 6435-866 | Active | 4011395086919 | 29.28 | 1 | 1 | stuk | Control elements / cover plates | BE31210 | TH (Electronic Basic ran) | stuk | Centr.Plaat BJ-Timer® Bedien. | Plaque centrale pour élément de commande Busch-Timer® | Control Cover | 6435-866 Cover plate
2CKA006430A0350 | 6430-803-102 | Active | 4011395111086 | 43.83 | 1 | 1 | stuk | Control elements / cover plates | BE31210 | TH (Electronic Basic ran) | stuk | 6430-803-102 | Plaque de recouvrement meteor/grijsmetallic jalousie, tip controle | Cover Plate meteor/grey metallic Blind-Control, tip control | 6430-803-102 Control element |  | 5.14
2CKA006430A0351 | 6435-803 | Active | 4011395111093 | 17.35 | 1 | 1 | stuk | Control elements / cover plates | BE31210 | TH (Electronic Basic ran) | stuk | Plate 6435-803 | Cover Plate 6435-803 | Cover Plate 6435-803 | 6435-803 Cover plate
2CKA006430A0379 | 6430-774 | Active | 4011395130377 | 51.31 | 1 | 1 | stuk | Control elements / cover plates | BE31210 | TH (Electronic Basic ran) | stuk | 6430-774neon lamp | 6430-774 Control element with neon lamp | Blind Plate | 6430-774 Control element with neon lamp
2CKA006430A0380 | 6435-774 | Active | 4011395130384 | 28.26 | 1 | 1 | stuk | Control elements / cover plates | BE31210 | TH (Electronic Basic ran) | stuk | 6435-774 Cover plate | 6435-774 Cover plate | Cover Frame | 6435-774 Cover plate
2CKA006430A0381 | 6430-775 | Active | 4011395136874 | 51.31 | 1 | 1 | stuk | Control elements / cover plates | BE31210 | TH (Electronic Basic ran) | stuk | 6430-775neon lamp | 6430-775 Control element with neon lamp | Blind Plate | 6430-775 Control element with neon lamp
2CKA006430A0382 | 6435-775 | Active | 4011395136898 | 28.26 | 1 | 1 | stuk | Control elements / cover plates | BE31210 | TH (Electronic Basic ran) | stuk | 6435-775 Cover plate | 6435-775 Cover plate | Cover Frame | 6435-775 Cover plate
2CKA006430A0385 | 6430-884-102 | Active | 4011395137697 | 43.83 | 1 | 1 | stuk | Control elements / cover plates | BE31210 | TH (Electronic Basic ran) | stuk | 6430-884-102 | 6430-884-102 Control element | Blind Plate | 6430-884-102 Control element |  | 5.14
2CKA006430A0386 | 6430-885-102 | Active | 4011395137819 | 43.83 | 1 | 1 | stuk | Control elements / cover plates | BE31210 | TH (Electronic Basic ran) | stuk | 6430-885-102 | 6430-885-102 Control element | Blind Plate | 6430-885-102 Control element |  | 5.14
2CKA006430A0388 | 6435-884 | Active | 4011395148013 | 17.35 | 1 | 1 | stuk | Control elements / cover plates | BE31210 | TH (Electronic Basic ran) | stuk | cpl v timer/CO2/thermo. f-matwit | 6435-884 Plaque couvercle, blanc studio, mat, éléments de commande pour les contrôleurs de température de la pièce | Cover Plate | 6435-884 Cover plate
2CKA006430A0389 | 6435-885 | Active | 4011395148020 | 17.35 | 1 | 1 | stuk | Control elements / cover plates | BE31210 | TH (Electronic Basic ran) | stuk | cpl v timer 6455-56 therm 1098U(F) zwMat | Plaque de recouvrement noir matt | Cover Plate black matt | 6435-885 Cover plate
2CKA006430A0400 | 6430-84-102-500 | Active | 4011395175774 | 62.49 | 1 | 1 | stuk | Control elements / cover plates | BE31210 | TH (Electronic Basic ran) | stuk | 6430-84-102-500 | 6430-84-102-500 Control element | 6430-84-102-500 Control element | 6430-84-102-500 Control element |  | 5.14
2CKA006430A0402 | 6435-914 | Active | 4011395190661 | 8.19 | 1 | 1 | stuk | Control elements / cover plates | BE31210 | TH (Electronic Basic ran) | stuk | cpl v timer/CO2/thermo. SI-B | 6435-914 Plaque couvercle, blanc alpin, éléments pour boîtier de commande/minuterie de stores vénitiens | c-plate timer | 6435-914 Cover plate
2CKA006430A0403 | 6430-914-102 | Active | 4011395191958 | 24.8 | 1 | 1 | stuk | Control elements / cover plates | BE31210 | TH (Electronic Basic ran) | stuk | toets v jal contr sokkel SI-B | 6430-914-102 Plaque couvercle, blanc alpin, éléments pour boîtier de commande/minuterie de stores vénitiens | cont.-element blinds | 6430-914-102 Control element
2CKA006470A0003 | 6476-82 | Active | 4011395189184 | 9.23 | 1 | 1 | stuk | Control elements / cover plates | BE31210 | TH (Electronic Basic ran) | stuk | cpl v benaderingsschak s-ivoor | 6476-82 Plaque couvercle, blanc ivoire, interrupteur de proximité | C-Plate, Proximity switch | 6476-82 Cover plate Proximity switch |  | 5.14
2CKA006470A0004 | 6476-84 | Active | 4011395189191 | 9.23 | 1 | 1 | stuk | Control elements / cover plates | BE31210 | TH (Electronic Basic ran) | stuk | cpl v benaderingsschak s-studiowit | 6476-84 Plaque couvercle, blanc studio, interrupteur de proximité | C-Plate, Proximity switch | 6476-84 Cover plate Proximity switch |  | 5.14
2CKA006470A0005 | 6476-914 | Active | 4011395228326 | 6.92 | 1 | 1 | stuk | Control elements / cover plates | BE31210 | TH (Electronic Basic ran) | stuk | cpl v benaderingsschak SI-B | 6476-914 Plaque couvercle, blanc alpin, interrupteur de proximité | Cover plate for proximity switch | 6476-914 Cover plate
2CKA006470A0006 | 6476-803 | Active | 4011395229972 | 17.41 | 1 | 1 | stuk | Control elements / cover plates | BE31210 | TA (Mech Stnd WA & SSM) | stuk | cpl v benaderingsschak s-grijs | 6476-803 Plaque couvercle, gris métallique, éléments de commande pour les interrupteurs de confort/détecteurs de mouvement | Face plate proximity | 6476-803 Cover plate Proximity switch
2CKA006470A0007 | 6476-81 | Active | 4011395229989 | 16.72 | 1 | 1 | stuk | Control elements / cover plates | BE31210 | TA (Mech Stnd WA & SSM) | stuk | cpl v benaderingsschak s-studiowit | 6476-81 Plaque couvercle, anthracite, éléments de commande pour les interrupteurs de confort/détecteurs de mouvement | Face plate proximity | 6476-81 Cover plate Proximity switch
2CKA006470A0008 | 6476-83 | Active | 4011395229996 | 17.41 | 1 | 1 | stuk | Control elements / cover plates | BE31210 | TA (Mech Stnd WA & SSM) | stuk | cpl v benaderingsschak f-aluzilver | 6476-83 Plaque couvercle, gris métallique, éléments de commande pour les interrupteurs de confort/détecteurs de mouvement | Face plate proximity | 6476-83 Cover plate Proximity switch
2CKA006470A0009 | 6476-866 | Active | 4011395230008 | 29.42 | 1 | 1 | stuk | Control elements / cover plates | BE31210 | TA (Mech Stnd WA & SSM) | stuk | cpl v benaderingsschak pure-rvs | 6476-866 Plaque couvercle, acier inoxydable, éléments de commande pour les interrupteurs de confort/détecteurs de mouvement | Face plate proximity | 6476-866 Cover plate
2CKA006470A0010 | 6476-884 | Active | 4011395230015 | 17.41 | 1 | 1 | stuk | Control elements / cover plates | BE31210 | TA (Mech Stnd WA & SSM) | stuk | cpl v benaderingsschak f-matwit | 6476-884 Plaque couvercle, blanc studio, éléments de commande pour les interrupteurs de confort/détecteurs de mouvement | Face plate proximity | 6476-884 Cover plate Proximity switch
2CKA006470A0011 | 6476-885 | Active | 4011395230022 | 17.41 | 1 | 1 | stuk | Control elements / cover plates | BE31210 | TA (Mech Stnd WA & SSM) | stuk | cpl v benaderingsschak f-matzw | 6476-885 Plaque couvercle, noir mat, éléments de commande pour les interrupteurs de confort/détecteurs de mouvement | Face plate proximity | 6476-885 Cover plate Proximity switch
2CKA006499A0001 | 6494 | Active | 4011395232026 | 23.4 | 1 | 1 | stuk | Flush-mounted inserts | BE31210 | TH (Electronic Basic ran) | stuk | BWPResent nevenpostaankoppeling | 6494 raccord unité d#extension Busch, détecteur de présence | Presence switch interface | 6494 Busch extension unit coupling |  | 5.14
2CKA006500A0013 | 64851 U-500 | Active | 4011395294208 | 159.6 | 1 | 1 | stuk | Busch-free@home® flex | BE31210 | TH (Electronic Basic ran) | stuk | LED dimmer insert flex, 1vdg | LED dimmer insert flex, simple | LED dimmer insert flex, simple | LED dimmer insert flex, simple
2CKA006500A0791 | 2240 W-53 | Active | 4011395020135 | 116.46 | 1 | 1 | stuk | Alarm- and control devices | BE31210 | TH (Electronic Basic ran) | stuk | Schemerschak. | Interrupteur crépusculaire | Twilight Switch oc | 2240 W-53 Twilight switch |  | 5.14
2CKA006500A0792 | 2240 W-54 | Active | 4011395079744 | 121.02 | 1 | 1 | stuk | Alarm- and control devices | BE31210 | TH (Electronic Basic ran) | stuk | BJ-schermschak.hoog vermogen | Interrupteur crépusculaire Busch haute performance | Twilight Switch | 2240 W-54 Twilight switch |  | 5.14
2CKA006512A0057 | 2247 U | Active | 4011395360200 | 97.57 | 1 | 1 | stuk | Flush-mounted inserts High runner | BE31210 | TH (Electronic Basic ran) | stuk | BJ-DimmerMech. | Mécanisme Busch-Dimmer? | DIMMER INSERT | 2247 U Busch-rotary dimmer flush mounted, RL, 20-500 W |  | 5.14
2CKA006512A0302 | 2247 U-500 | Active | 4011395037195 | 97.57 | 1 | 1 | stuk | Flush-mounted inserts High runner | BE31210 | TH (Electronic Basic ran) | stuk | Flush inserts High runner 2247 U-500 | 2247 U-500 Busch-rotary dimmer flush mounted, RL, 20-500 W | Dimmer, FM | 2247 U-500 Busch-rotary dimmer flush mounted, RL, 20-500 W |  | 5.14
2CKA006512A0322 | 6526 U | Limited | 4011395196038 | 174.12 | 1 | 1 | stuk | Flush-mounted inserts | BE31210 | TH (Electronic Basic ran) | stuk | Tiptoets dimmer 2-100W/VA 3 draads Aansl. | commande poussoir 2-100W/VA connection 3 fils | Touch dimmer 2-100W/VA 3 wire connection | 6526 U Busch-touch dimmer Flush-mounted, LED, 2-100 W |  | 5.14
2CKA006512A0323 | 6526 U-500 | Limited | 4011395196045 | 336.26 | 1 | 1 | stuk | Flush-mounted inserts | BE31210 | TH (Electronic Basic ran) | stuk | 6526 U-500 BJ-touch dimmer Flush-moun | 6526 U-500 Busch-touch dimmer Flush-moun | 6526 U-500 Busch-touch dimmer Flush-moun | 6526 U-500 Busch-touch dimmer Flush-mounted, LED, 2-100 W |  | 5.14
2CKA006512A0334 | 6523 U-102 | Active | 4011395212677 | 114.74 | 1 | 1 | stuk | Flush-mounted inserts | BE31210 | TH (Electronic Basic ran) | stuk | LED dimmer 2-100W inb Draaidimmer | Variateur LED 2-100W Rotative | LED-Dim. 2-100W Roratrycontrol | 6523 U-102 Busch-rotary dimmer Flush-mounted, LED, 2-100 W |  | 5.14
2CKA006512A0335 | 6523 U-102-500 | Active | 4011395212684 | 90.76 | 1 | 1 | stuk | Flush-mounted inserts | BE31210 | TH (Electronic Basic ran) | stuk | LED dimmer 2-100W inb Draaidimmer | Variateur LED 2-100W Rotative | LED-Dim. 2-100W Roratrycontrol | 6523 U-102-500 Busch-rotary dimmer Flush-mounted, LED, 2-100 W |  | 5.14
2CKA006512A0339 | 6523-102 | Active | 4011395212738 | 205.26 | 1 | 1 | stuk | MDRC devices | BE31210 | TH (Electronic Basic ran) | stuk | raildimmer 100VA led inb | 6523-102 Variateur rotatif Busch, variateur MDRC, conventionnel | LED-Dimmer, MDRC | 6523-102 Busch-rotary dimmer MDRC, LED, 2-100 W |  | 5.14
2CKA006512A0344 | 6523 UR-103 | Active | 4011395231890 | 113.47 | 1 | 1 | stuk | Flush-mounted inserts | BE31210 | TA (Mech Stnd WA & SSM) | stuk | dimmer 100VA led 400 W/VA inb | 6523 UR-103 Variateur rotatif Busch, variateur rotatif encastrable | LED-Dim. 2W LE 100/400 VA | 6523 UR-103 Busch-rotary dimmer UP, LED, 2-400 W |  | 5.14
2CKA006512A0345 | 6523 UR-103-500 | Active | 4011395232101 | 219.16 | 1 | 1 | stuk | Flush-mounted inserts | BE31210 | TH (Electronic Basic ran) | stuk | 6523 UR-103-500 BJ-rotary dimmer UP | 6523 UR-103-500 Busch-rotary dimmer UP, | 6523 UR-103-500 Busch-rotary dimmer UP, | 6523 UR-103-500 Busch-rotary dimmer UP, LED, 2-400 W |  | 5.14
2CKA006513A0543 | 6513-102-500 | Active | 4016779033008 | 197.19 | 1 | 1 | stuk | MDRC devices | BE31210 | TH (Electronic Basic ran) | stuk | 6513-102-500 Dimmer Insert FM | 6513-102-500 Dimmer Insert, FM | STD 50-4 Dimmer, Phasenabschnitt 40-420VA | 6513-102-500 Busch-rotary dimmer MDRC, RC, 40-420 W |  | 5.14
2CKA006513A0568 | 6513 U-102 | Active | 4011395631003 | 118.77 | 1 | 1 | stuk | Flush-mounted inserts High runner | BE31210 | TH (Electronic Basic ran) | stuk | BJ-DimmerMech. | Mécanisme Busch-Dimmer? | DIMMER INSERT | 6513 U-102 Busch-rotary dimmer flush mounted, RC, 40-420 W |  | 5.14
2CKA006513A0576 | 6513-102 | Active | 4011395631102 | 197.19 | 1 | 1 | stuk | MDRC devices | BE31210 | TH (Electronic Basic ran) | stuk | 6513-102 BJ-rotary dimmerMDRC RC 40-420 W | 6513-102 Busch-rotary dimmer MDRC, RC, 40-420 W | Dimmer Phase Control 420W | 6513-102 Busch-rotary dimmer MDRC, RC, 40-420 W |  | 5.14
2CKA006513A0586 | 6513 U-102-500 | Active | 4011395037256 | 250.44 | 1 | 1 | stuk | Flush-mounted inserts High runner | BE31210 | TH (Electronic Basic ran) | stuk | 6513 U-102-500 BJ-rotary dimmer flush | 6513 U-102-500 Busch-rotary dimmer flush | 6513 U-102-500 Busch-rotary dimmer flush | 6513 U-102-500 Busch-rotary dimmer flush mounted, RC, 40-420 W |  | 5.14
2CKA006513A0587 | 6591 U-101 | Active | 4011395039854 | 171.82 | 1 | 1 | stuk | Flush-mounted inserts | BE31210 | TH (Electronic Basic ran) | stuk | BJ-Universal-Drehdimmer®Mech. | Mécanisme Busch-Universal-Drehdimmer® | DIMMER INSERT | 6591 U-101 Busch-rotary dimmer flush mounted, RLC, 60-420 W |  | 5.14
2CKA006513A0588 | 6591 U-101-500 | Active | 4011395039861 | 171.82 | 1 | 1 | stuk | Flush-mounted inserts | BE31210 | TH (Electronic Basic ran) | stuk | Flush inserts 6591 U-101-500 | 6591 U-101-500 Busch-rotary dimmer flush mounted, RLC, 60-420 W | Dimmer Insert, FM | 6591 U-101-500 Busch-rotary dimmer flush mounted, RLC, 60-420 W |  | 5.14
2CKA006513A0589 | 6592 U | Active | 4011395039878 | 78.18 | 1 | 1 | stuk | Flush-mounted inserts | BE31210 | TH (Electronic Basic ran) | stuk | BJ-Universal-Drehdimmer® XTerne | Poste auxiliaire pour Busch-Universal- | Univ. Dimmer | 6592 U Busch-rotary dimmer, extension flush mounted |  | 5.14
2CKA006513A0590 | 6592 U-500 | Active | 4011395039885 | 78.18 | 1 | 1 | stuk | Flush-mounted inserts | BE31210 | TH (Electronic Basic ran) | stuk | nevenpost increment draaiBedien. | variateur extension | Dimmer Insert, FM | 6592 U-500 Busch-rotary dimmer, extension flush mounted |  | 5.14
2CKA006515A0704 | 2250 U | Active | 4011395365205 | 83.02 | 1 | 1 | stuk | Flush-mounted inserts High runner | BE31210 | TH (Electronic Basic ran) | stuk | BJ-DimmerMech. | Mécanisme Busch-Dimmer? | DIMMER INSERT | 2250 U Busch-rotary dimmer flush mounted, R, 60-600 W |  | 5.14
2CKA006515A0848 | 2250 U-500 | Active | 4011395175422 | 174.52 | 1 | 1 | stuk | Flush-mounted inserts High runner | BE31210 | TH (Electronic Basic ran) | stuk | 2250 U-500 BJ-rotary dimmer flushMou | 2250 U-500 Busch-rotary dimmer flush mou | 2250 U-500 Busch-rotary dimmer flush mou | 2250 U-500 Busch-rotary dimmer flush mounted, R, 60-600 W |  | 5.14
2CKA006520A0226 | 6520 U | Active | 4011395014257 | 249.08 | 1 | 1 | stuk | Flush-mounted inserts | BE31210 | TH (Electronic Basic ran) | stuk | BJ-DimmerMech. | Mécanisme Busch-Dimmer | Dimmer 700 W/VA | 6520 U Busch-rotary dimmer UP, RL, 200-700 W |  | 5.14
2CKA006520A0227 | 6520 U-500 | Active | 4011395014271 | 249.08 | 1 | 1 | stuk | Flush-mounted inserts | BE31210 | TH (Electronic Basic ran) | stuk | 6520 U-500 BJ-rotary dimmer UP RL 200-700 W | 6520 U-500 Busch-rotary dimmer UP, RL, 200-700 W | Dimmer Insert, FM | 6520 U-500 Busch-rotary dimmer UP, RL, 200-700 W |  | 5.14
2CKA006531A0032 | 2250 KB | Active | 4011395369005 | 167.21 | 1 | 1 | stuk | MDRC devices | BE31210 | TH (Electronic Basic ran) | stuk | 2250 KB BJ-rotary dimmerMDRC 60-600 W | 2250 KB Busch-rotary dimmer MDRC, 60-600 W | DIMMER 60-600 W | 2250 KB Busch-rotary dimmer MDRC, 60-600 W |  | 5.14
2CKA006550A0016 | 6550 | Active | 4011395599204 | 242.16 | 1 | 1 | stuk | MDRC devices | BE31210 | TH (Electronic Basic ran) | stuk | BJ-Memory-tipstuurapparaat | Appareil de commande à touche à mémoire | MEMORY CONTROL UNIT | 6550 Busch-Dimmer® MDRC, 1-10V |  | 5.14
2CKA006550A0041 | 6550 U-101 | Limited | 4011395991336 | 204.11 | 1 | 1 | stuk | Flush-mounted inserts | BE31210 | TH (Electronic Basic ran) | stuk | BJ universeel tipstuurapparaat | Appareil de commande à touche Busch- | Univ. Controller Insert | 6550 U-101 Busch-touch dimmer flush mounted, 1-10V |  | 5.14
2CKA006550A0042 | 6550 U-101-500 | Limited | 4011395991343 | 204.11 | 1 | 1 | stuk | Flush-mounted inserts | BE31210 | TH (Electronic Basic ran) | stuk | 6550 U-101-500 BJ-touch dimmer flushMounted 1-10V | 6550 U-101-500 Busch-touch dimmer flush mounted, 1-10V | Dimmer Insert, FM | 6550 U-101-500 Busch-touch dimmer flush mounted, 1-10V |  | 5.14
2CKA006560A1205 | 6560 U-101 | Active | 4011395039939 | 122.23 | 1 | 1 | stuk | Flush-mounted inserts | BE31210 | TH (Electronic Basic ran) | stuk | BJ-Memory-Tastdimmer®Mech. | Mécanisme Busch-Memory-Tastdimmer® | DIMMER INSERT | 6560 U-101 Busch-touch dimmer flush mounted, RL, 25-500 W |  | 5.14
2CKA006560A1207 | 6560 U-101-500 | Active | 4011395175149 | 236.57 | 1 | 1 | stuk | Flush-mounted inserts | BE31210 | TH (Electronic Basic ran) | stuk | 6560 U-101-500 BJ-touch dimmer flush | 6560 U-101-500 Busch-touch dimmer flush | 6560 U-101-500 Busch-touch dimmer flush | 6560 U-101-500 Busch-touch dimmer flush mounted, RL, 25-500 W |  | 5.14
2CKA006565A0056 | 6565 U | Active | 4011395075845 | 169.51 | 1 | 1 | stuk | Flush-mounted inserts | BE31210 | TH (Electronic Basic ran) | stuk | dimmerMin.2x40 W/VAMax.2x315 W/VA | Variateur série, min. 2x40 W/VA, max. 2x315 W/VA | Busch dual circuit dimmer | 6565 U Busch touch-dimmer range flush mounted, RC, 45-315 W |  | 5.14
2CKA006565A0057 | 6565 U-500 | Active | 4011395096017 | 327.88 | 1 | 1 | stuk | Flush-mounted inserts | BE31210 | TH (Electronic Basic ran) | stuk | 6565 U-500 BJ touch-dimmer flus | 6565 U-500 Busch touch-dimmer range flus | 6565 U-500 Busch touch-dimmer range flus | 6565 U-500 Busch touch-dimmer range flush mounted, RC, 45-315 W |  | 5.14
2CKA006590A0169 | 6593 U | Active | 4011395022825 | 174.12 | 1 | 1 | stuk | Flush-mounted inserts | BE31210 | TH (Electronic Basic ran) | stuk | BJ-Universal-Zentraldimmer® | Mécanisme Busch-Universal-Zentraldimmer® | Flush-m. Univ.dimmer 420W/VA | 6593 U Busch-touch dimmer flush mounted, RLC, 60-420 W |  | 5.14
2CKA006590A0170 | 6594 U | Limited | 4011395022627 | 114.86 | 1 | 1 | stuk | Flush-mounted inserts | BE31210 | TH (Electronic Basic ran) | stuk | BJ-Universal-Zentraldimmer® | Module de puissance Busch-Universal- | Power Module 315 W/VA | 6594 U Busch-Dimmer®, capacity booster flush mounted, RLC, 200-315 W |  | 5.14
2CKA006590A0171 | 6593 U-500 | Active | 4011395030998 | 174.12 | 1 | 1 | stuk | Flush-mounted inserts | BE31210 | TH (Electronic Basic ran) | stuk | Univer.tipdimmerMaster 60-420VA inb | 6593 U-500 Busch-touch dimmer flush mounted, RLC, 60-420 W | Dimmer Insert FM | 6593 U-500 Busch-touch dimmer flush mounted, RLC, 60-420 W |  | 5.14
2CKA006590A0172 | 6594 U-500 | Limited | 4011395031018 | 114.86 | 1 | 1 | stuk | Flush-mounted inserts | BE31210 | TH (Electronic Basic ran) | stuk | Flush inserts 6594 U-500 | 6594 U-500 Variateur Busch, amplificateur de capacité, minuterie Busch pour commande d#éclairage | Power Module 315W/VA, FM | 6594 U-500 Busch-Dimmer®, capacity booster flush mounted, RLC, 200-315 W |  | 5.14
2CKA006590A0178 | 6583-500 | Limited | 4011395066928 | 242.16 | 1 | 1 | stuk | MDRC devices | BE31210 | TH (Electronic Basic ran) | stuk | DimmerMin.60 W/VAMax.500 W/VA | Variateur 60 W/VA min., 500 W/VA max. | Universal-central dimmer min. 60 W/VA, max. 500 W/VA | 6583-500 Busch-Dimmer® MDRC, RLC, 60-500 W |  | 5.14
2CKA006590A0179 | 6584-500 | Limited | 4011395066935 | 152.22 | 1 | 1 | stuk | MDRC devices | BE31210 | TH (Electronic Basic ran) | stuk | DimmerMin.200 W/VAMax.420 W/VA | Variateur 200 W/VA min., 420 W/VA max. | Power Module min. 200 W/VA, max. 420 W/VA | 6584-500 Busch-Dimmer®, capacity booster MDRC, RLC, 200-420 W |  | 5.14
2CKA006590A0181 | 6543/10-500 | Limited | 4011395066959 | 23.52 | 1 | 1 | stuk | MDRC devices | BE31210 | TH (Electronic Basic ran) | stuk | Bedien.dimmer 6583-500 drukknop | Elément de commande pour dimmer 6583-500 boutton poussoir | STD-OCP Bedienelement Tasten für Dimmer STD-500 U | 6543/10-500 Push button cover |  | 5.14
2CKA006590A0185 | 6543/12-500 | Limited | 4011395070567 | 114.86 | 1 | 1 | stuk | MDRC devices | BE31210 | TH (Electronic Basic ran) | stuk | Bedien.dimmer 6583-500 BJ-timer | Elément de commande pour dimmer 6583-500 Busch-timer | STD-OCT Bedienelement Timer für Dimmer STD-500 U | 6543/12-500 Timer control cover |  | 5.14
2CKA006590A0191 | 6586-500 | Active | 4011395208519 | 100.94 | 1 | 1 | stuk | MDRC devices | BE31210 | TV (Promo Dimmer) | stuk | dimmer led 100W/VA basic DIN-rail | dimmer led 100W/VA basic DIN-rail | LED-Dimmer, MDRC, Basic | 6586-500 Busch-Dimmer® MDRC, LED, 2-100 W |  | 5.14
2CKA006590A0193 | STD 6586/14 | Active | 4011395251775 | 361.11 | 1 | 1 | stuk | MDRC devices | BE31210 | TH (Electronic Basic ran) | stuk | dimmer led 800W/VA basic DIN-rail | Variateur LED 800W/VA | LED-Dimmer, MDRC, Basic | STD 6586/14 Busch-Dimmer® MDRC, LED, 20-800 W |  | 5.14
2CKA006599A0518 | 3855 | Active | 4011395376607 | 7.56 | 1 | 1 | stuk | Neon lamps / incandescent lamps | BE31210 | TA (Mech Stnd WA & SSM) | stuk | 3855 Neon lamp Dimmer (spare part) | 3855 Neon lamp for Dimmer (spare part) | LAMP | 3855 Neon lamp for Dimmer (spare part) |  | 5.14
2CKA006599A1458 | 6540-20 | Active | 4011395380901 | 35.86 | 1 | 1 | stuk | Control elements / cover plates | BE31210 | TH (Electronic Basic ran) | stuk | 6540-20 deksel rotary knobind.lamp | 6540-20 Cover plate with rotary knob, with indication lamp | CENTER PLATE | 6540-20 Cover plate with rotary knob, with indication lamp |  | 5.14
2CKA006599A1466 | 6541-20 | Active | 4011395381007 | 21.79 | 1 | 1 | stuk | Control elements / cover plates | BE31210 | TH (Electronic Basic ran) | stuk | 6541-20 dekselcooling | 6541-20 Cover plate for cooling element | CENTER PLATE | 6541-20 Cover plate for cooling element
2CKA006599A1490 | 6540-21 | Active | 4011395381304 | 35.86 | 1 | 1 | stuk | Control elements / cover plates | BE31210 | TH (Electronic Basic ran) | stuk | 6540-21 deksel rotary knobind.lamp | 6540-21 Cover plate with rotary knob, with indication lamp | CENTER PLATE | 6540-21 Cover plate with rotary knob, with indication lamp |  | 5.14
2CKA006599A1524 | 6541-21 | Active | 4011395381502 | 21.79 | 1 | 1 | stuk | Control elements / cover plates | BE31210 | TH (Electronic Basic ran) | stuk | 6541-21 dekselcooling | 6541-21 Cover plate for cooling element | CENTER PLATE | 6541-21 Cover plate for cooling element
2CKA006599A2035 | 2112 U-101 | Active | 4011395463802 | 54.09 | 1 | 1 | stuk | Flush-mounted inserts | BE31210 | TH (Electronic Basic ran) | stuk | BJ elektronische potentiometer- | Mécanisme pour potentiomètre | EL. POTENTIOMETER INSERT | 2112 U-101 Busch-rotary dimmer flush mounted, 1-10V |  | 5.14
2CKA006599A2076 | 6541-74 | Active | 4011395541807 | 16.6 | 1 | 1 | stuk | Control elements / cover plates | BE31210 | TH (Electronic Basic ran) | stuk | 6541-74 dekselcooling | 6541-74 Cover plate for cooling element | CENTER PLATE | 6541-74 Cover plate for cooling element
2CKA006599A2084 | 6540-74 | Active | 4011395542002 | 32.3 | 1 | 1 | stuk | Control elements / cover plates | BE31210 | TH (Electronic Basic ran) | stuk | 6540-74 deksel rotary knobind.lamp | 6540-74 Cover plate with rotary knob, with indication lamp | CENTER PLATE | 6540-74 Cover plate with rotary knob, with indication lamp |  | 5.14
2CKA006599A2142 | 6541-79 | Active | 4011395558102 | 22.56 | 1 | 1 | stuk | Control elements / cover plates | BE31210 | TH (Electronic Basic ran) | stuk | 6541-79 dekselcooling | 6541-79 Cover plate for cooling element | CENTER PLATE | 6541-79 Cover plate for cooling element
2CKA006599A2159 | 6540-79 | Active | 4011395558201 | 38.06 | 1 | 1 | stuk | Control elements / cover plates | BE31210 | TH (Electronic Basic ran) | stuk | 6540-79 deksel rotary knobind.lamp | 6540-79 Cover plate with rotary knob, with indication lamp | CENTER PLATE | 6540-79 Cover plate with rotary knob, with indication lamp |  | 5.14
2CKA006599A2266 | 2112-101 | Active | 4011395631201 | 110.7 | 1 | 1 | stuk | MDRC devices | BE31210 | TH (Electronic Basic ran) | stuk | BJ elektronische potentiometer | Potentiomètre électronique Busch | ELECTRONIC POTENTIOMETER | 2112-101 Busch-rotary dimmer MDRC, 1-10V |  | 5.14
2CKA006599A2274 | 3856 | Active | 4011395628706 | 6.35 | 1 | 1 | stuk | Neon lamps / incandescent lamps | BE31210 | TA (Mech Stnd WA & SSM) | stuk | 3856 Neon lamp Dimmer (spare part) | 3856 Neon lamp for Dimmer (spare part) | LAMP | 3856 Neon lamp for Dimmer (spare part) |  | 5.14
2CKA006599A2282 | 3857 | Active | 4011395628805 | 6.35 | 1 | 1 | stuk | Neon lamps / incandescent lamps | BE31210 | TA (Mech Stnd WA & SSM) | stuk | 3857 Neon lamp Dimmer (spare part) | 3857 Neon lamp for Dimmer (spare part) | LAMP | 3857 Neon lamp for Dimmer (spare part) |  | 5.14
2CKA006599A2290 | 6596 | Active | 4011395638507 | 22.67 | 1 | 1 | stuk | Flush-mounted inserts | BE31210 | TH (Electronic Basic ran) | stuk | 6596 Compensator | 6596 Compensator | Compensator 6596 | 6596 Compensator |  | 5.14
2CKA006599A2316 | 3858 | Active | 4011395648704 | 6.35 | 1 | 1 | stuk | Neon lamps / incandescent lamps | BE31210 | TA (Mech Stnd WA & SSM) | stuk | 3858 Glow lamp blind ctrl I (spare part) | 3858 Glow lamp for blind control I (spare part) | LAMP | 3858 Glow lamp for blind control I (spare part) |  | 5.14
2CKA006599A2324 | 6540-24G | Active | 4011395690802 | 26.87 | 1 | 1 | stuk | Control elements / cover plates | BE31210 | TH (Electronic Basic ran) | stuk | 6540-24G deksel rotary knobind.lamp | 6540-24G Cover plate with rotary knob, with indication lamp | CENTER PLATE | 6540-24G Cover plate with rotary knob, with indication lamp |  | 5.14
2CKA006599A2332 | 6541-24G | Active | 4011395708606 | 13.38 | 1 | 1 | stuk | Control elements / cover plates | BE31210 | TH (Electronic Basic ran) | stuk | 6541-24G cooling | Cache pour thermostat commercial blanc studio brilliant | Center Plate for Cooling Element | 6541-24G Cover plate for cooling element
2CKA006599A2563 | 2112-101-500 | Active | 4016779270502 | 110.7 | 1 | 1 | stuk | MDRC devices | BE31210 | TH (Electronic Basic ran) | stuk | MDRC 2112-101-500 | Electronic Potentiometer,MDRC 2112-101-500 | STD-EP Elektronik-Potentiometer für elektronische Vorschaltgeräte | 2112-101-500 Busch-rotary dimmer MDRC, 1-10V |  | 5.14
2CKA006599A2597 | 6543-74-101 | Active | 4011395809303 | 43.48 | 1 | 1 | stuk | Control elements / cover plates | BE31210 | TH (Electronic Basic ran) | stuk | 6543-74-101neon lamp | Elément de commande | Control Element imp Mem-D. | 6543-74-101 Control element with neon lamp |  | 5.14
2CKA006599A2621 | 6543-79-101 | Active | 4011395809600 | 51.31 | 1 | 1 | stuk | Control elements / cover plates | BE31210 | TH (Electronic Basic ran) | stuk | 6543-79-101neon lamp | Elément de commande | Control Element imp Mem-D. | 6543-79-101 Control element with neon lamp |  | 5.14
2CKA006599A2795 | 6541-22G | Active | 4011395917305 | 13.38 | 1 | 1 | stuk | Control elements / cover plates | BE31210 | TH (Electronic Basic ran) | stuk | Afdekplaat thermo. commercieel | Cache pour thermostat commercial | Center Plate for Cooling Element | 6541-22G Cover plate for cooling element
2CKA006599A2803 | 6540-22G | Active | 4011395917404 | 26.87 | 1 | 1 | stuk | Control elements / cover plates | BE31210 | TH (Electronic Basic ran) | stuk | 6540-22G deksel rotary knobind.lamp | 6540-22G Cover plate with rotary knob, with indication lamp | Center Pl./Rotary A-nea | 6540-22G Cover plate with rotary knob, with indication lamp |  | 5.14
2CKA006599A2815 | 6543-212-102 | Active | 4011395993668 | 22.37 | 1 | 1 | stuk | Control elements / cover plates | BE31210 | TH (Electronic Basic ran) | stuk | 6543-212-102neon lamp | Elément de commande | Mem-Dimmer Element SI | 6543-212-102 Control element with neon lamp |  | 5.14
2CKA006599A2816 | 6543-214-102 | Active | 4011395993682 | 22.31 | 1 | 1 | stuk | Control elements / cover plates | BE31210 | TH (Electronic Basic ran) | stuk | 6543-214-102neon lamp | Elément de commande | Mem-Dimmer Element R-SI | 6543-214-102 Control element with neon lamp |  | 5.14
2CKA006599A2820 | 6543-20-102 | Active | 4011395993767 | 48.43 | 1 | 1 | stuk | Control elements / cover plates | BE31210 | TH (Electronic Basic ran) | stuk | 6543-20-102neon lamp | Elément de commande | Mem-Dimmer Element A-nea | 6543-20-102 Control element with neon lamp |  | 5.14
2CKA006599A2821 | 6543-21-102 | Active | 4011395993798 | 48.43 | 1 | 1 | stuk | Control elements / cover plates | BE31210 | TH (Electronic Basic ran) | stuk | 6543-21-102neon lamp | Elément de commande | Mem-Dimmer Element A-nea | 6543-21-102 Control element with neon lamp |  | 5.14
2CKA006599A2822 | 6543-22G-102 | Active | 4011395993811 | 38.75 | 1 | 1 | stuk | Control elements / cover plates | BE31210 | TH (Electronic Basic ran) | stuk | 6543-22G-102neon lamp | Elément de commande | Mem-Dimmer Element A-nea | 6543-22G-102 Control element with neon lamp |  | 5.14
2CKA006599A2824 | 6543-24G-102 | Active | 4011395993859 | 38.75 | 1 | 1 | stuk | Control elements / cover plates | BE31210 | TH (Electronic Basic ran) | stuk | 6543-24G-102neon lamp | Elément de commande, appareil Avec ampoule néon alabaster/blanc studio | Mem-Dimmer Element A-nea | 6543-24G-102 Control element with neon lamp |  | 5.14
2CKA006599A2831 | 6543-82-101 | Active | 4011395995365 | 34.71 | 1 | 1 | stuk | Control elements / cover plates | BE31210 | TH (Electronic Basic ran) | stuk | 6543-82-101neon lamp | Elément de commande | Mem-Dimmer Element SF | 6543-82-101 Control element with neon lamp |  | 5.14
2CKA006599A2832 | 6541-82 | Active | 4011395995693 | 8.95 | 1 | 1 | stuk | Control elements / cover plates | BE31210 | TH (Electronic Basic ran) | stuk | 6541-82 dekselcooling | 6541-82 Cover plate for cooling element | Center Pl. SF Cooling | 6541-82 Cover plate for cooling element
2CKA006599A2834 | 6543-84-101 | Active | 4011395996317 | 34.71 | 1 | 1 | stuk | Control elements / cover plates | BE31210 | TH (Electronic Basic ran) | stuk | 6543-84-101neon lamp | Elément de commande | Mem-Dimmer Element SF | 6543-84-101 Control element with neon lamp |  | 5.14
2CKA006599A2835 | 6541-84 | Active | 4011395996638 | 8.65 | 1 | 1 | stuk | Control elements / cover plates | BE31210 | TH (Electronic Basic ran) | stuk | 6541-84 dekselcooling | 6541-84 Cover plate for cooling element | Center Pl. SF Cooling | 6541-84 Cover plate for cooling element
2CKA006599A2852 | 6540-260 | Active | 4011395005460 | 35.86 | 1 | 1 | stuk | Control elements / cover plates | BE31210 | TH (Electronic Basic ran) | stuk | 6540-260 deksel rotary knobind.lamp | 6540-260 Cover plate with rotary knob, with indication lamp | Center Pl. A-E Dimmer | 6540-260 Cover plate with rotary knob, with indication lamp |  | 5.14
2CKA006599A2853 | 6541-260 | Active | 4011395005484 | 21.79 | 1 | 1 | stuk | Control elements / cover plates | BE31210 | TH (Electronic Basic ran) | stuk | 6541-260 dekselcooling | 6541-260 Cover plate for cooling element | Center Pl. A-E Cooling | 6541-260 Cover plate for cooling element
2CKA006599A2855 | 6540-266 | Active | 4011395006337 | 35.86 | 1 | 1 | stuk | Control elements / cover plates | BE31210 | TH (Electronic Basic ran) | stuk | 6540-266 deksel rotary knobind.lamp | 6540-266 Cover plate with rotary knob, with indication lamp | Center Pl. A-E Dimmer | 6540-266 Cover plate with rotary knob, with indication lamp |  | 5.14
2CKA006599A2856 | 6541-266 | Active | 4011395006344 | 21.79 | 1 | 1 | stuk | Control elements / cover plates | BE31210 | TH (Electronic Basic ran) | stuk | 6541-266 dekselcooling | 6541-266 Cover plate for cooling element | Center Pl. A-E Cooling | 6541-266 Cover plate for cooling element
2CKA006599A2869 | 6543-260-102 | Active | 4011395029954 | 48.43 | 1 | 1 | stuk | Control elements / cover plates | BE31210 | TH (Electronic Basic ran) | stuk | 6543-260-102neon lamp | Elément de commande | Mem-Dimmer Element A-E | 6543-260-102 Control element with neon lamp |  | 5.14
2CKA006599A2870 | 6543-266-102 | Active | 4011395029978 | 48.43 | 1 | 1 | stuk | Control elements / cover plates | BE31210 | TH (Electronic Basic ran) | stuk | 6543-266-102neon lamp | Elément de commande | Mem-Dimmer Element A-E | 6543-266-102 Control element with neon lamp |  | 5.14
2CKA006599A2871 | 2CKA006599A2871 | Active | 4011395035702 | 1.29 | 1 | 1 | stuk | Flush-mounted inserts | BE31210 | TH (Electronic Basic ran) | stuk | Flush inserts 2CKA006599A2871 | 2198 T315H Spare fuse For rotary dimmer 2247, 2250.., 6517.. and 6560 | Fuse T 3,15 H | 2198 T315H Spare fuse For rotary dimmer 2247, 2250.., 6517.. and 6560 |  | 5.14
2CKA006599A2873 | 2112 U-101-500 | Active | 4011395037188 | 104.34 | 1 | 1 | stuk | Flush-mounted inserts | BE31210 | TH (Electronic Basic ran) | stuk | 2112 U-101-500 BJ-rotary dimmer flush | 2112 U-101-500 Busch-rotary dimmer flush | 2112 U-101-500 Busch-rotary dimmer flush | 2112 U-101-500 Busch-rotary dimmer flush mounted, 1-10V |  | 5.14
2CKA006599A2881 | 6543-81-101 | Active | 4011395056240 | 39.43 | 1 | 1 | stuk | Control elements / cover plates | BE31210 | TH (Electronic Basic ran) | stuk | 6543-81-101neon lamp | Elément de commande | Mem-Dimmer Element solo | 6543-81-101 Control element with neon lamp |  | 5.14
2CKA006599A2882 | 6541-81 | Active | 4011395056424 | 11.14 | 1 | 1 | stuk | Control elements / cover plates | BE31210 | TH (Electronic Basic ran) | stuk | 6541-81 dekselcooling | 6541-81 Cover plate for cooling element | Dimmer elem. solo cooling | 6541-81 Cover plate for cooling element
2CKA006599A2885 | 6541-83 | Active | 4011395074459 | 11.98 | 1 | 1 | stuk | Control elements / cover plates | BE31210 | TH (Electronic Basic ran) | stuk | cpl v koel f-aluzilver | Enjoliveur argent aluminium Pour zone froide | cpl v koelelement f-aluzilver | 6541-83 Cover plate for cooling element
2CKA006599A2887 | 6543-83-101 | Active | 4011395074466 | 40.95 | 1 | 1 | stuk | Control elements / cover plates | BE31210 | TH (Electronic Basic ran) | stuk | toets v tipdim+relaissokkels f-alu | Elément de commande, appareil de commande à touche à mémoire Busch | toets v tipdim+relaissokkels f-alu | 6543-83-101 Control element with neon lamp |  | 5.14
2CKA006599A2890 | 6545-20 | Active | 4011395075876 | 54.78 | 1 | 1 | stuk | Control elements / cover plates | BE31210 | TH (Electronic Basic ran) | stuk | 6545-20neon lamp | Elément de commande pour variateur série | Control element with illumin. | 6545-20 Control element with neon lamp |  | 5.14
2CKA006599A2891 | 6545-21 | Active | 4011395075883 | 54.78 | 1 | 1 | stuk | Control elements / cover plates | BE31210 | TH (Electronic Basic ran) | stuk | 6545-21neon lamp | Elément de commande pour variateur série | Control element with illumin. | 6545-21 Control element with neon lamp |  | 5.14
2CKA006599A2892 | 6545-22G | Active | 4011395075890 | 44.4 | 1 | 1 | stuk | Control elements / cover plates | BE31210 | TH (Electronic Basic ran) | stuk | 6545-22Gneon lamp | Elément de commande pour variateur série | Control element with illumin. | 6545-22G Control element with neon lamp |  | 5.14
2CKA006599A2894 | 6545-24G | Active | 4011395075920 | 44.4 | 1 | 1 | stuk | Control elements / cover plates | BE31210 | TH (Electronic Basic ran) | stuk | 6545-24Gneon lamp | Elément de commande pour variateur série | Control element with illumin. | 6545-24G Control element with neon lamp |  | 5.14
2CKA006599A2899 | 6545-260 | Active | 4011395075975 | 54.78 | 1 | 1 | stuk | Control elements / cover plates | BE31210 | TH (Electronic Basic ran) | stuk | 6545-260neon lamp | Elément de commande pour variateur série | Control element with illumin. | 6545-260 Control element with neon lamp |  | 5.14
2CKA006599A2900 | 6545-266 | Active | 4011395075982 | 54.78 | 1 | 1 | stuk | Control elements / cover plates | BE31210 | TH (Electronic Basic ran) | stuk | 6545-266neon lamp | Elément de commande pour variateur série | Control element with illumin. | 6545-266 Control element with neon lamp |  | 5.14
2CKA006599A2903 | 6545-74 | Active | 4011395076026 | 49.7 | 1 | 1 | stuk | Control elements / cover plates | BE31210 | TH (Electronic Basic ran) | stuk | 6545-74neon lamp | Elément de commande pour variateur série | Control element with illumin. | 6545-74 Control element with neon lamp |  | 5.14
2CKA006599A2905 | 6545-79 | Active | 4011395076040 | 54.89 | 1 | 1 | stuk | Control elements / cover plates | BE31210 | TH (Electronic Basic ran) | stuk | 6545-79neon lamp | Elément de commande pour variateur série | Control element with illumin. | 6545-79 Control element with neon lamp |  | 5.14
2CKA006599A2906 | 6545-81 | Active | 4011395076057 | 44.64 | 1 | 1 | stuk | Control elements / cover plates | BE31210 | TH (Electronic Basic ran) | stuk | 6545-81neon lamp | Elément de commande pour variateur série | Control element with illumin. | 6545-81 Control element with neon lamp |  | 5.14
2CKA006599A2907 | 6545-82 | Active | 4011395076064 | 43.48 | 1 | 1 | stuk | Control elements / cover plates | BE31210 | TH (Electronic Basic ran) | stuk | 6545-82neon lamp | Elément de commande pour variateur série | Control element with illumin. | 6545-82 Control element with neon lamp |  | 5.14
2CKA006599A2908 | 6545-84 | Active | 4011395076071 | 43.48 | 1 | 1 | stuk | Control elements / cover plates | BE31210 | TH (Electronic Basic ran) | stuk | 6545-84neon lamp | Elément de commande pour variateur série | Control element with illumin. | 6545-84 Control element with neon lamp |  | 5.14
2CKA006599A2914 | 6545-83 | Active | 4011395076149 | 45.9 | 1 | 1 | stuk | Control elements / cover plates | BE31210 | TH (Electronic Basic ran) | stuk | 6545-83neon lamp | Elément de commande pour variateur série | Control element with illumin. | 6545-83 Control element with neon lamp |  | 5.14
2CKA006599A2916 | 6540-72 | Active | 4011395082829 | 32.3 | 1 | 1 | stuk | Control elements / cover plates | BE31210 | TH (Electronic Basic ran) | stuk | Bedien.draadimmer | Elément de commande, variateur rotatif | Center Plate imp. | 6540-72 Cover plate with rotary knob, with indication lamp |  | 5.14
2CKA006599A2917 | 6540-783 | Active | 4011395083451 | 38.06 | 1 | 1 | stuk | Control elements / cover plates | BE31210 | TH (Electronic Basic ran) | stuk | Bedien.draadimmer | Elément de commande, variateur rotatif | Center Plate imp. | 6540-783 Cover plate with rotary knob, with indication lamp |  | 5.14
2CKA006599A2918 | 6541-72 | Active | 4011395082812 | 16.6 | 1 | 1 | stuk | Control elements / cover plates | BE31210 | TH (Electronic Basic ran) | stuk | Centr.Plaat koeldeel | Plaque centrale pour zone froide | Center Plate imp. | 6541-72 Cover plate for cooling element
2CKA006599A2919 | 6541-783 | Active | 4011395083468 | 22.56 | 1 | 1 | stuk | Control elements / cover plates | BE31210 | TH (Electronic Basic ran) | stuk | Centr.Plaat koeldeel | Plaque centrale pour zone froide | Center Pl. for cool-hurry imp. | 6541-783 Cover plate for cooling element
2CKA006599A2920 | 6543-72-101 | Active | 4011395082751 | 43.48 | 1 | 1 | stuk | Control elements / cover plates | BE31210 | TH (Electronic Basic ran) | stuk | Bedien.BJ-memory- tipstuurapparaat | Elément de commande, appareil de commande à touche à mémoire Busch | Control Element imp. | 6543-72-101 Control element with neon lamp |  | 5.14
2CKA006599A2921 | 6543-783-101 | Active | 4011395083475 | 51.31 | 1 | 1 | stuk | Control elements / cover plates | BE31210 | TH (Electronic Basic ran) | stuk | Bedien.BJ-memory- tipstuurapparaat | Elément de commande, appareil de commande à touche à mémoire Busch | Control Element imp Mem-D. | 6543-783-101 Control element with neon lamp |  | 5.14
2CKA006599A2922 | 6545-72 | Active | 4011395084724 | 49.7 | 1 | 1 | stuk | Control elements / cover plates | BE31210 | TH (Electronic Basic ran) | stuk | 6545-72neon lamp | Elément de commande pour variateur série | Control element with illumin. | 6545-72 Control element with neon lamp |  | 5.14
2CKA006599A2923 | 6545-783 | Active | 4011395084731 | 54.89 | 1 | 1 | stuk | Control elements / cover plates | BE31210 | TH (Electronic Basic ran) | stuk | 6545-783neon lamp | Elément de commande pour variateur série | Control element with illumin. | 6545-783 Control element with neon lamp |  | 5.14
2CKA006599A2924 | 6541-866 | Active | 4011395088159 | 23.88 | 1 | 1 | stuk | Control elements / cover plates | BE31210 | TH (Electronic Basic ran) | stuk | Centr.Plaat koeldeel | Plaque centrale pour zone froide | Central disk | 6541-866 Cover plate for cooling element
2CKA006599A2926 | 6543-866-101 | Active | 4011395087473 | 44.64 | 1 | 1 | stuk | Control elements / cover plates | BE31210 | TH (Electronic Basic ran) | stuk | Bedien.BJ-memory- tipstuurapparaat | Elément de commande, appareil de commande à touche à mémoire Busch | Control Element | 6543-866-101 Control element with neon lamp |  | 5.14
2CKA006599A2927 | 6545-866 | Active | 4011395087275 | 58.35 | 1 | 1 | stuk | Control elements / cover plates | BE31210 | TH (Electronic Basic ran) | stuk | 6545-866neon lamp | Elément de commande pour variateur série | Control Cover | 6545-866 Control element with neon lamp |  | 5.14
2CKA006599A2940 | 6541-803 | Active | 4011395111154 | 11.98 | 1 | 1 | stuk | Control elements / cover plates | BE31210 | TH (Electronic Basic ran) | stuk | Centr.PlaatMeteor/grijsMET koeldeel | Enjoliveur meteor/grijsmetallic Pour zone froide | Cover plate meteor/grey metallic For cooling element | 6541-803 Cover plate for cooling element
2CKA006599A2942 | 6543-803-101 | Active | 4011395111178 | 40.95 | 1 | 1 | stuk | Control elements / cover plates | BE31210 | TH (Electronic Basic ran) | stuk | Centr.PlaatMeteor/grijsMET Dimmerglim | Plaque de recouvrement meteor/grijsmetallic Variateur, avec ampoule néon | Cover Plate meteor/grey metallic Dimmer, with neon lamp | 6543-803-101 Control element with neon lamp |  | 5.14
2CKA006599A2943 | 6545-803 | Active | 4011395111185 | 45.9 | 1 | 1 | stuk | Control elements / cover plates | BE31210 | TH (Electronic Basic ran) | stuk | 6545-803neon lamp | Elément de commande meteor/grijsmetallic Double, variateur, avec ampoule néon | Dimmer Control Cover meteor/grey metallic 2 gang, dimmer, with neon lamp | 6545-803 Control element with neon lamp |  | 5.14
2CKA006599A2950 | 6540-81-102 | Active | 4011395125403 | 20.48 | 1 | 1 | stuk | Control elements / cover plates | BE31210 | TH (Electronic Basic ran) | stuk | 6540-81-102 deksel rotary knobind.lamp | 6540-81-102 Cover plate with rotary knob, with indication lamp | Cover Frame | 6540-81-102 Cover plate with rotary knob, with indication lamp |  | 5.14
2CKA006599A2951 | 6540-82-102 | Active | 4011395125410 | 18.4 | 1 | 1 | stuk | Control elements / cover plates | BE31210 | TH (Electronic Basic ran) | stuk | 6540-82-102 deksel rotary knobind.lamp | 6540-82-102 Cover plate with rotary knob, with indication lamp | Cover Frame | 6540-82-102 Cover plate with rotary knob, with indication lamp |  | 5.14
2CKA006599A2952 | 6540-83-102 | Active | 4011395125427 | 27.1 | 1 | 1 | stuk | Control elements / cover plates | BE31210 | TH (Electronic Basic ran) | stuk | 6540-83-102 deksel rotary knobind.lamp | 6540-83-102 Cover plate with rotary knob, with indication lamp | Cover Frame | 6540-83-102 Cover plate with rotary knob, with indication lamp |  | 5.14
2CKA006599A2953 | 6540-84-102 | Active | 4011395125434 | 18.4 | 1 | 1 | stuk | Control elements / cover plates | BE31210 | TH (Electronic Basic ran) | stuk | 6540-84-102 deksel rotary knobind.lamp | 6540-84-102 Cover plate with rotary knob, with indication lamp | Cover Frame | 6540-84-102 Cover plate with rotary knob, with indication lamp |  | 5.14
2CKA006599A2959 | 6540-866-102 | Active | 4011395125496 | 38.98 | 1 | 1 | stuk | Control elements / cover plates | BE31210 | TH (Electronic Basic ran) | stuk | 6540-866-102 deksel rotary knobind.lamp | 6540-866-102 Cover plate with rotary knob, with indication lamp | Cover Frame | 6540-866-102 Cover plate with rotary knob, with indication lamp |  | 5.14
2CKA006599A2961 | 6540-884-102 | Active | 4011395129425 | 27.1 | 1 | 1 | stuk | Control elements / cover plates | BE31210 | TH (Electronic Basic ran) | stuk | 6540-884-102 deksel rotary knobind.lamp | 6540-884-102 Cover plate with rotary knob, with indication lamp | Cover Frame | 6540-884-102 Cover plate with rotary knob, with indication lamp |  | 5.14
2CKA006599A2962 | 6541-884 | Active | 4011395129647 | 11.98 | 1 | 1 | stuk | Control elements / cover plates | BE31210 | TH (Electronic Basic ran) | stuk | 6541-884 dekselcooling | 6541-884 Cover plate for cooling element | Cover Frame | 6541-884 Cover plate for cooling element
2CKA006599A2963 | 6543-884-101 | Active | 4011395129449 | 40.95 | 1 | 1 | stuk | Control elements / cover plates | BE31210 | TH (Electronic Basic ran) | stuk | 6543-884-101neon lamp | 6543-884-101 Control element with neon lamp | Blind Plate | 6543-884-101 Control element with neon lamp |  | 5.14
2CKA006599A2964 | 6545-884 | Active | 4011395129463 | 45.9 | 1 | 1 | stuk | Control elements / cover plates | BE31210 | TH (Electronic Basic ran) | stuk | 6545-884neon lamp | 6545-884 Control element with neon lamp | Blind Plate | 6545-884 Control element with neon lamp |  | 5.14
2CKA006599A2966 | 6540-885-102 | Active | 4011395129487 | 27.1 | 1 | 1 | stuk | Control elements / cover plates | BE31210 | TH (Electronic Basic ran) | stuk | 6540-885-102 deksel rotary knobind.lamp | 6540-885-102 Cover plate with rotary knob, with indication lamp | Cover Frame | 6540-885-102 Cover plate with rotary knob, with indication lamp |  | 5.14
2CKA006599A2967 | 6541-885 | Active | 4011395129654 | 11.98 | 1 | 1 | stuk | Control elements / cover plates | BE31210 | TH (Electronic Basic ran) | stuk | 6541-885 dekselcooling | 6541-885 Cover plate for cooling element | Cover Frame | 6541-885 Cover plate for cooling element
2CKA006599A2968 | 6543-885-101 | Active | 4011395129517 | 40.95 | 1 | 1 | stuk | Control elements / cover plates | BE31210 | TH (Electronic Basic ran) | stuk | 6543-885-101neon lamp | 6543-885-101 Control element with neon lamp | Blind Plate | 6543-885-101 Control element with neon lamp |  | 5.14
2CKA006599A2969 | 6545-885 | Active | 4011395129524 | 45.9 | 1 | 1 | stuk | Control elements / cover plates | BE31210 | TH (Electronic Basic ran) | stuk | 6545-885neon lamp | 6545-885 Control element with neon lamp | Blind Plate | 6545-885 Control element with neon lamp |  | 5.14
2CKA006599A2970 | 6540-774 | Active | 4011395129548 | 38.06 | 1 | 1 | stuk | Control elements / cover plates | BE31210 | TH (Electronic Basic ran) | stuk | 6540-774 deksel rotary knobind.lamp | 6540-774 Cover plate with rotary knob, with indication lamp | Cover Frame | 6540-774 Cover plate with rotary knob, with indication lamp |  | 5.14
2CKA006599A2971 | 6541-774 | Active | 4011395129562 | 22.56 | 1 | 1 | stuk | Control elements / cover plates | BE31210 | TH (Electronic Basic ran) | stuk | 6541-774 dekselcooling | 6541-774 Cover plate for cooling element | Cover Frame | 6541-774 Cover plate for cooling element
2CKA006599A2972 | 6543-774-101 | Active | 4011395129579 | 51.31 | 1 | 1 | stuk | Control elements / cover plates | BE31210 | TH (Electronic Basic ran) | stuk | 6543-774-101neon lamp | 6543-774-101 Control element with neon lamp | Blind Plate | 6543-774-101 Control element with neon lamp |  | 5.14
2CKA006599A2973 | 6545-774 | Active | 4011395129586 | 54.89 | 1 | 1 | stuk | Control elements / cover plates | BE31210 | TH (Electronic Basic ran) | stuk | 6545-774neon lamp | 6545-774 Control element with neon lamp | Blind Plate | 6545-774 Control element with neon lamp |  | 5.14
2CKA006599A2974 | 6540-775 | Active | 4011395136911 | 38.06 | 1 | 1 | stuk | Control elements / cover plates | BE31210 | TH (Electronic Basic ran) | stuk | 6540-775 deksel rotary knobind.lamp | 6540-775 Cover plate with rotary knob, with indication lamp | Cover Frame | 6540-775 Cover plate with rotary knob, with indication lamp |  | 5.14
2CKA006599A2975 | 6541-775 | Active | 4011395136928 | 22.56 | 1 | 1 | stuk | Control elements / cover plates | BE31210 | TH (Electronic Basic ran) | stuk | 6541-775 dekselcooling | 6541-775 Cover plate for cooling element | Cover Frame | 6541-775 Cover plate for cooling element
2CKA006599A2976 | 6543-775-101 | Active | 4011395136935 | 51.31 | 1 | 1 | stuk | Control elements / cover plates | BE31210 | TH (Electronic Basic ran) | stuk | 6543-775-101neon lamp | 6543-775-101 Control element with neon lamp | Blind Plate | 6543-775-101 Control element with neon lamp |  | 5.14
2CKA006599A2977 | 6545-775 | Active | 4011395136942 | 54.89 | 1 | 1 | stuk | Control elements / cover plates | BE31210 | TH (Electronic Basic ran) | stuk | 6545-775neon lamp | 6545-775 Control element with neon lamp | Cover Frame | 6545-775 Control element with neon lamp |  | 5.14
2CKA006599A2980 | 6540-803-102 | Active | 4011395137314 | 27.1 | 1 | 1 | stuk | Control elements / cover plates | BE31210 | TH (Electronic Basic ran) | stuk | 6540-803-102 deksel rotary knobind.lamp | 6540-803-102 Cover plate with rotary knob, with indication lamp | Cover Frame | 6540-803-102 Cover plate with rotary knob, with indication lamp |  | 5.14
2CKA006599A2985 | 2117 U | Active | 4011395152188 | 60.19 | 1 | 1 | stuk | Flush-mounted inserts | BE31210 | TH (Electronic Basic ran) | stuk | Dimmer DALI potentiometer | Variateur potentiomètre DALI | Dimmer DALI potentiometer insert | 2117 U Busch-rotary dimmer flush mounted, DALI |  | 5.14
2CKA006599A2986 | 2117/11 U | Active | 4011395152195 | 152.22 | 1 | 1 | stuk | Flush-mounted inserts | BE31210 | TH (Electronic Basic ran) | stuk | Dimmer DALI power-potentiometer | Variateur DALI power-potentiomètre | Dimmer DALI power-potentiometer insert | 2117/11 U Busch-rotary dimmer flush mounted, DALI, with internal power supply |  | 5.14
2CKA006599A2988 | 2117/11 U-500 | Active | 4011395152225 | 152.22 | 1 | 1 | stuk | Flush-mounted inserts | BE31210 | TH (Electronic Basic ran) | stuk | Dimmer DALI power-potentiometer | Variateur DALI power-potentiomètre | Dimmer DALI power-potentiometer insert | 2117/11 U-500 Busch-rotary dimmer flush mounted, DALI, with internal power supply |  | 5.14
2CKA006599A3008 | 2114-214-500 | Active | 4011395175170 | 12.63 | 1 | 1 | stuk | Control elements / cover plates | BE31210 | TL (KNX BJE (non DIN)) | stuk | 2114-214-500 cooling ele | 2114-214-500 Cover plate for cooling ele | 2114-214-500 Cover plate for cooling ele | 2114-214-500 Cover plate for cooling element
2CKA006599A3009 | 6540-84-102-500 | Active | 4011395175187 | 35.49 | 1 | 1 | stuk | Control elements / cover plates | BE31210 | TH (Electronic Basic ran) | stuk | 6540-84-102-500rotary | 6540-84-102-500 Cover plate with rotary | 6540-84-102-500 Cover plate with rotary | 6540-84-102-500 Cover plate with rotary knob, with indication lamp |  | 5.14
2CKA006599A3010 | 6543-84-101-500 | Active | 4011395175651 | 66.82 | 1 | 1 | stuk | Control elements / cover plates | BE31210 | TH (Electronic Basic ran) | stuk | 6543-84-101-500neo | 6543-84-101-500 Control element with neo | 6543-84-101-500 Control element with neo | 6543-84-101-500 Control element with neon lamp |  | 5.14
2CKA006599A3017 | 2115-914 | Active | 4011395190678 | 11.63 | 1 | 1 | stuk | Control elements / cover plates | BE31210 | TH (Electronic Basic ran) | stuk | cpl+knop v draaidimmer SI-B | 2115-914 Plaque couvercle, blanc alpin, éléments de commande pour variateurs | c-plate rotary dimmer | 2115-914 Cover plate with rotary knob, with indication lamp |  | 5.14
2CKA006599A3018 | 6543-914-102 | Active | 4011395191835 | 22.31 | 1 | 1 | stuk | Control elements / cover plates | BE31210 | TA (Mech Stnd WA & SSM) | stuk | toets v tipdim+relaissokkels SI-B | 6543-914-102 Élément de commande, blanc alpin, éléments de commande pour variateurs | Dimmer Control Cover | 6543-914-102 Control element with neon lamp |  | 5.14
2CKA006599A3019 | 6545-914 | Active | 4011395191842 | 32.63 | 1 | 1 | stuk | Control elements / cover plates | BE31210 | TH (Electronic Basic ran) | stuk | toets v dimmer 6565U SI-B | 6545-914 Élément de commande, blanc alpin, éléments de commande pour variateurs | cont.-element 2g dimmer | 6545-914 Control element with neon lamp |  | 5.14
2CKA006599A3021 | 2114-914 | Active | 4011395191996 | 6.86 | 1 | 1 | stuk | Control elements / cover plates | BE31210 | TH (Electronic Basic ran) | stuk | cpl v koel SI-B | 2114-914 Plaque couvercle, blanc alpin, éléments de commande pour variateurs | c-plate cooling element | 2114-914 Cover plate for cooling element
2CKA006599A3025 | 2116 U | Active | 4011395211403 | 69.99 | 1 | 1 | stuk | Flush-mounted inserts | BE31210 | TH (Electronic Basic ran) | stuk | Dali pot.meter TW broadcast inb | 2116 U Variateur rotatif Busch, variateur rotatif encastrable | DALI-Poti TW BC | 2116 U Busch-rotary dimmer Flush-mounted, DALI, tunable white |  | 5.14
2CKA006599A3026 | 2116/11 U | Active | 4011395211410 | 167.02 | 1 | 1 | stuk | Flush-mounted inserts | BE31210 | TH (Electronic Basic ran) | stuk | Dali power pot.meter TW broadcast inb | 2116/11 U Variateur rotatif Busch, variateur rotatif encastrable | DALI-Power-Poti TW BC PS | 2116/11 U Busch-rotary dimmer Flush-mounted, DALI, with internal power supply, tunable white |  | 5.14
2CKA006700A0025 | 6704-500 | Active | 4011395134375 | 227.17 | 1 | 1 | stuk | Built-in receivers and pills | BE31210 | TG (Electronic Security) | stuk | 6704-500 Universal dimm Act.WaveLINE | 6704-500 Universal dimm actuator WaveLINE | RF-Dimmer Actuator | 6704-500 Universal dimm actuator WaveLINE |  | 5.14
2CKA006700A0027 | 6702 | Active | 4011395150115 | 155.68 | 1 | 1 | stuk | Built-in receivers and pills | BE31210 | TH (Electronic Basic ran) | stuk | 6702 Switch Act.WaveLINE | 6702 Actionneur d#interrupteur WaveLINE, blanc studio, actionneurs WaveLINE, convertisseurs de médias RF/KNX | RF-Actuator 1-fold | 6702 Switch actuator WaveLINE |  | 5.14
2CKA006700A0028 | 6703 | Active | 4011395150122 | 179.89 | 1 | 1 | stuk | Built-in receivers and pills | BE31210 | TH (Electronic Basic ran) | stuk | 6703 2gang switch Act.WaveLINE | 6703 Actionneur d#interrupteur 2 Interr WaveLINE, blanc studio, actionneurs WaveLINE, convertisseurs de médias RF/KNX | RF-Actuator 2-fold | 6703 2gang switch actuator WaveLINE |  | 5.14
2CKA006700A0029 | 6704 | Active | 4011395150139 | 227.17 | 1 | 1 | stuk | Built-in receivers and pills | BE31210 | TH (Electronic Basic ran) | stuk | 6704 Universal dimm Act.WaveLINE | 6704 Actionneur de variateur universel WaveLINE, blanc studio, variateur de commande radio | RF-Dimmer Actuator | 6704 Universal dimm actuator WaveLINE |  | 5.14
2CKA006700A0031 | 6747 AGM-204 | Active | 4011395175835 | 212.36 | 1 | 1 | stuk | Surface-mounted devices | BE31210 | TM (Electronic Watchdog) | stuk | BJ-Wächter 220 WaveLine wit | Busch-Guard 220 WaveLine blanc | Busch-Watchdog 220 WaveLine white | 6747 AGM-204 Busch-Watchdog 220 WaveLINE | B106020960 | 5.14
2CKA006700A0032 | 6747 AGM-208 | Active | 4011395175842 | 218.07 | 1 | 1 | stuk | Surface-mounted devices | BE31210 | TM (Electronic Watchdog) | stuk | BJ-Wächter 220 WaveLine zilver | Busch-Guard 220 WaveLine argent | Busch-Watchdog 220 WaveLine silver | 6747 AGM-208 Busch-Watchdog 220 WaveLINE | B106020960 | 5.14
2CKA006700A0033 | 6747 AGM-35 | Active | 4011395175859 | 212.36 | 1 | 1 | stuk | Surface-mounted devices | BE31210 | TM (Electronic Watchdog) | stuk | BJ-Wächter 220 WaveLine antraciet | Busch-Guard 220 WaveLine anthracite | Busch-Watchdog 220 WaveLine anthracite | 6747 AGM-35 Busch-Watchdog 220 WaveLINE | B106020960 | 5.14
2CKA006700A0034 | 6747 AGM-201 | Active | 4011395175873 | 212.36 | 1 | 1 | stuk | Surface-mounted devices | BE31210 | TM (Electronic Watchdog) | stuk | BJ-Wächter 220 WaveLine bruin | Busch-Guard 220 WaveLine marron | Busch-Watchdog 220 WaveLine brown | 6747 AGM-201 Busch-Watchdog 220 WaveLINE | B106020960 | 5.14
2CKA006700A0039 | 6701-101 | Active | 4011395182628 | 161.45 | 1 | 1 | stuk | Built-in receivers and pills | BE31210 | TH (Electronic Basic ran) | stuk | WavelLINE schakelaktorM ingang | 6701-101 Actionneur d#interrupteur WaveLINE, 1gang, avec unité d#extension, blanc studio, chien de garde Busch, monté en surface | RF-Actuator 1-fold | 6701-101 WaveLINE switch actuator, 1gang, with extension unit |  | 5.14
2CKA006700A0041 | 6705-101 | Active | 4011395182659 | 190.27 | 1 | 1 | stuk | Built-in receivers and pills | BE31210 | TH (Electronic Basic ran) | stuk | -/jaloezieaktorM ingang WaveLINE | serie-/ jaloezieaktor avec entree WaveLINE | RF Actor WaveLINE | 6705-101 WaveLINE series/blind actuator with extension unit |  | 5.14
2CKA006700A0042 | 6705-101-500 | Active | 4011395182666 | 399.65 | 1 | 1 | stuk | Built-in receivers and pills | BE31210 | TG (Electronic Security) | stuk | 6705-101-500 WaveLINE /blind actua | 6705-101-500 WaveLINE series/blind actua | 6705-101-500 WaveLINE series/blind actua | 6705-101-500 WaveLINE series/blind actuator with extension unit |  | 5.14
2CKA006710A0001 | 6710 U | Limited | 4011395189207 | 61.34 | 1 | 1 | stuk | Remote control ZLL | BE31210 | TH (Electronic Basic ran) | stuk | ZLL netvoedingssokkel inb.zigbee | 6710 U Insert d#alimentation ZigBee Light Link, inserts encastrables ZigBee Light Link/prise adaptateur | ZLL-Power supply insert | 6710 U ZigBee Light Link power supply insert For the power supply of ZigBee Light Link control elements. |  | 5.14
2CKA006710A0002 | 6711 U | Limited | 4011395189214 | 81.76 | 1 | 1 | stuk | Remote control ZLL | BE31210 | TH (Electronic Basic ran) | stuk | ZLL relaissokkel inb.zigbee | 6711 U Insert de relais universel ZigBee Light Link, inserts encastrables ZigBee Light Link/prise adaptateur | ZLL-Relay insert | 6711 U ZigBee Light Link universal relay insert For switching of electrical loads via radio control. |  | 5.14
2CKA006710A0003 | 6715 U | Limited | 4011395189221 | 172.98 | 1 | 1 | stuk | Remote control ZLL | BE31210 | TH (Electronic Basic ran) | stuk | ZLL dimmersokkel inb.zigbee | 6715 U Insert de variateur LED ZigBee Light Link, inserts encastrables ZigBee Light Link/prise adaptateur | ZLL-Dimmer insert | 6715 U ZigBee Light Link LED-dimmer insert For switching and dimming electric loads via radio control. |  | 5.14
2CKA006710A0004 | 6717-84 | Limited | 4011395200322 | 159.14 | 1 | 1 | stuk | Remote control ZLL | BE31210 | TH (Electronic Basic ran) | stuk | ZLL tussensteker schak.s-studiowit zigbee | 6717-84 U Prise adaptateur, Interrupteur ZigBee Light Link, blanc studio, inserts encastrables ZigBee Light Link/prise adaptateur | ZLL-Plug-in unit Switch | 6717-84 Adaptor plug, ZigBee Light Link switch For switching of electrical loads via radio control. |  | 5.14
2CKA006720A0007 | 6725 | Active | 4011395182680 | 113.7 | 1 | 1 | stuk | Transmitters | BE31210 | TH (Electronic Basic ran) | stuk | WaveLINE bin. ingang 2-v 230V | 6725 Entrée binaire WaveLINE, 2gang, 230 V~, blanc studio, transmetteur WaveLINE | RF Binary In. 2-fold | 6725 WaveLINE binary input, 2gang, 230 V~ |  | 5.14
2CKA006720A0008 | 6725-500 | Active | 4011395182710 | 239.03 | 1 | 1 | stuk | Transmitters | BE31210 | TG (Electronic Security) | stuk | 6725-500 WaveLINE binary input 2gang 2 | 6725-500 WaveLINE binary input, 2gang, 2 | 6725-500 WaveLINE binary input, 2gang, 2 | 6725-500 WaveLINE binary input, 2gang, 230 V~ |  | 5.14
2CKA006730A0032 | 6731-82-500 | Active | 4011395134085 | 399.65 | 1 | 1 | stuk | Surface- / wall-mounted transmitters | BE31210 | TG (Electronic Security) | stuk | 6731-82-500 wall-mount. transmitter Wav | 6731-82-500 Wall-mounted transmitter Wav | 6731-82-500 Wall-mounted transmitter Wav | 6731-82-500 Wall-mounted transmitter WaveLINE 1-channel | B106020960 | 5.14
2CKA006730A0033 | 6732-82-500 | Active | 4011395134092 | 414.88 | 1 | 1 | stuk | Surface- / wall-mounted transmitters | BE31210 | TG (Electronic Security) | stuk | 6732-82-500 wall-mount. transmitter Wav | 6732-82-500 Wall-mounted transmitter Wav | 6732-82-500 Wall-mounted transmitter Wav | 6732-82-500 Wall-mounted transmitter WaveLINE 2-channel | B106020960 | 5.14
2CKA006730A0034 | 6733-82-500 | Active | 4011395134214 | 420.28 | 1 | 1 | stuk | Surface- / wall-mounted transmitters | BE31210 | TG (Electronic Security) | stuk | 6733-82-500 wall-mount. transmitter Wav | 6733-82-500 Wall-mounted transmitter Wav | 6733-82-500 Wall-mounted transmitter Wav | 6733-82-500 Wall-mounted transmitter WaveLINE 4-channel | B106020960 | 5.14
2CKA006730A0035 | 6731-83-500 | Active | 4011395134221 | 452.78 | 1 | 1 | stuk | Surface- / wall-mounted transmitters | BE31210 | TG (Electronic Security) | stuk | 6731-83-500 wall-mount. transmitter Wav | 6731-83-500 Wall-mounted transmitter Wav | 6731-83-500 Wall-mounted transmitter Wav | 6731-83-500 Wall-mounted transmitter WaveLINE 1-channel | B106020960 | 5.14
2CKA006730A0036 | 6732-83-500 | Active | 4011395134238 | 462.89 | 1 | 1 | stuk | Surface- / wall-mounted transmitters | BE31210 | TG (Electronic Security) | stuk | 6732-83-500 wall-mount. transmitter Wav | 6732-83-500 Wall-mounted transmitter Wav | 6732-83-500 Wall-mounted transmitter Wav | 6732-83-500 Wall-mounted transmitter WaveLINE 2-channel | B106020960 | 5.14
2CKA006730A0037 | 6733-83-500 | Active | 4011395134245 | 467.94 | 1 | 1 | stuk | Surface- / wall-mounted transmitters | BE31210 | TG (Electronic Security) | stuk | 6733-83-500 wall-mount. transmitter Wav | 6733-83-500 Wall-mounted transmitter Wav | 6733-83-500 Wall-mounted transmitter Wav | 6733-83-500 Wall-mounted transmitter WaveLINE 4-channel | B106020960 | 5.14
2CKA006730A0038 | 6731-84-500 | Active | 4011395134252 | 190.27 | 1 | 1 | stuk | Surface- / wall-mounted transmitters | BE31210 | TG (Electronic Security) | stuk | WaveLINE sensor 1v s-studiowit | Elément de commande RF WaveLine simple | RF-Switch Sensor 1-fold | 6731-84-500 Wall-mounted transmitter WaveLINE 1-channel | B106020960 | 5.14
2CKA006730A0039 | 6732-84-500 | Active | 4011395134276 | 414.88 | 1 | 1 | stuk | Surface- / wall-mounted transmitters | BE31210 | TG (Electronic Security) | stuk | 6732-84-500 wall-mount. transmitter Wav | 6732-84-500 Wall-mounted transmitter Wav | 6732-84-500 Wall-mounted transmitter Wav | 6732-84-500 Wall-mounted transmitter WaveLINE 2-channel | B106020960 | 5.14
2CKA006730A0040 | 6733-84-500 | Active | 4011395134283 | 199.49 | 1 | 1 | stuk | Surface- / wall-mounted transmitters | BE31210 | TG (Electronic Security) | stuk | RF-Bedien.davos/studiowit WaveLine 4 | Elément de commande RF davos/blanc studio WaveLine, quadruple | RF-Switch Sensor davos/studio white WaveLine, 4-fold | 6733-84-500 Wall-mounted transmitter WaveLINE 4-channel | B106020960 | 5.14
2CKA006730A0041 | 6731-866-500 | Active | 4011395134290 | 467.94 | 1 | 1 | stuk | Surface- / wall-mounted transmitters | BE31210 | TG (Electronic Security) | stuk | 6731-866-500 wall-mount. transmitter Wa | 6731-866-500 Wall-mounted transmitter Wa | 6731-866-500 Wall-mounted transmitter Wa | 6731-866-500 Wall-mounted transmitter WaveLINE 1-channel | B106020960 | 5.14
2CKA006730A0042 | 6732-866-500 | Active | 4011395134313 | 480.61 | 1 | 1 | stuk | Surface- / wall-mounted transmitters | BE31210 | TG (Electronic Security) | stuk | 6732-866-500 wall-mount. transmitter Wa | 6732-866-500 Wall-mounted transmitter Wa | 6732-866-500 Wall-mounted transmitter Wa | 6732-866-500 Wall-mounted transmitter WaveLINE 2-channel | B106020960 | 5.14
2CKA006730A0043 | 6733-866-500 | Active | 4011395134320 | 485.69 | 1 | 1 | stuk | Surface- / wall-mounted transmitters | BE31210 | TG (Electronic Security) | stuk | 6733-866-500 wall-mount. transmitter Wa | 6733-866-500 Wall-mounted transmitter Wa | 6733-866-500 Wall-mounted transmitter Wa | 6733-866-500 Wall-mounted transmitter WaveLINE 4-channel | B106020960 | 5.14
2CKA006730A0048 | 6731-82 | Active | 4011395149881 | 190.27 | 1 | 1 | stuk | Surface- / wall-mounted transmitters | BE31210 | TH (Electronic Basic ran) | stuk | Surface-/wall-mounted transmitters 6731-82 | 6731-82 Transmetteur monté au mur WaveLINE, blanc ivoire, éléments de commande WaveLINE | RF-Switch Sensor 1-fold | 6731-82 Wall-mounted transmitter WaveLINE 1-channel | B106020960 | 5.14
2CKA006730A0049 | 6732-82 | Active | 4011395149898 | 197.19 | 1 | 1 | stuk | Surface- / wall-mounted transmitters | BE31210 | TH (Electronic Basic ran) | stuk | Surface-/wall-mounted transmitters 6732-82 | 6732-82 Transmetteur monté au mur WaveLINE, blanc ivoire, éléments de commande WaveLINE | RF-Switch Sensor 2-fold | 6732-82 Wall-mounted transmitter WaveLINE 2-channel | B106020960 | 5.14
2CKA006730A0050 | 6733-82 | Active | 4011395149911 | 199.49 | 1 | 1 | stuk | Surface- / wall-mounted transmitters | BE31210 | TH (Electronic Basic ran) | stuk | Surface-/wall-mounted transmitters 6733-82 | 6733-82 Transmetteur monté au mur WaveLINE, blanc ivoire, éléments de commande WaveLINE | RF-Switch Sensor 4-fold | 6733-82 Wall-mounted transmitter WaveLINE 4-channel | B106020960 | 5.14
2CKA006730A0051 | 6731-83 | Active | 4011395149935 | 215.64 | 1 | 1 | stuk | Surface- / wall-mounted transmitters | BE31210 | TH (Electronic Basic ran) | stuk | Surface-/wall-mounted transmitters 6731-83 | 6731-83 Transmetteur monté au mur WaveLINE, argent aluminium, éléments de commande WaveLINE | RF-Switch Sensor 1-fold | 6731-83 Wall-mounted transmitter WaveLINE 1-channel | B106020960 | 5.14
2CKA006730A0052 | 6732-83 | Active | 4011395149942 | 220.26 | 1 | 1 | stuk | Surface- / wall-mounted transmitters | BE31210 | TH (Electronic Basic ran) | stuk | Surface-/wall-mounted transmitters 6732-83 | 6732-83 Transmetteur monté au mur WaveLINE, argent aluminium, éléments de commande WaveLINE | RF-Switch Sensor 2-fold | 6732-83 Wall-mounted transmitter WaveLINE 2-channel | B106020960 | 5.14
2CKA006730A0053 | 6733-83 | Active | 4011395149959 | 222.56 | 1 | 1 | stuk | Surface- / wall-mounted transmitters | BE31210 | TH (Electronic Basic ran) | stuk | Surface-/wall-mounted transmitters 6733-83 | 6733-83 Transmetteur monté au mur WaveLINE, argent aluminium, éléments de commande WaveLINE | RF-Switch Sensor 4-fold | 6733-83 Wall-mounted transmitter WaveLINE 4-channel | B106020960 | 5.14
2CKA006730A0054 | 6731-84 | Active | 4011395149966 | 190.27 | 1 | 1 | stuk | Surface- / wall-mounted transmitters | BE31210 | TH (Electronic Basic ran) | stuk | Surface-/wall-mounted transmitters 6731-84 | 6731-84 Transmetteur monté au mur WaveLINE, blanc studio, éléments de commande WaveLINE | RF-Switch Sensor 1-fold | 6731-84 Wall-mounted transmitter WaveLINE 1-channel | B106020960 | 5.14
2CKA006730A0055 | 6732-84 | Active | 4011395149973 | 197.19 | 1 | 1 | stuk | Surface- / wall-mounted transmitters | BE31210 | TH (Electronic Basic ran) | stuk | Surface-/wall-mounted transmitters 6732-84 | 6732-84 Transmetteur monté au mur WaveLINE, blanc studio, éléments de commande WaveLINE | RF-Switch Sensor 2-fold | 6732-84 Wall-mounted transmitter WaveLINE 2-channel | B106020960 | 5.14
2CKA006730A0056 | 6733-84 | Active | 4011395149980 | 199.49 | 1 | 1 | stuk | Surface- / wall-mounted transmitters | BE31210 | TH (Electronic Basic ran) | stuk | Surface-/wall-mounted transmitters 6733-84 | 6733-84 Transmetteur monté au mur WaveLINE, blanc studio, éléments de commande WaveLINE | RF-Switch Sensor 4-fold | 6733-84 Wall-mounted transmitter WaveLINE 4-channel | B106020960 | 5.14
2CKA006730A0057 | 6731-866 | Active | 4011395149997 | 222.56 | 1 | 1 | stuk | Surface- / wall-mounted transmitters | BE31210 | TH (Electronic Basic ran) | stuk | Surface-/wall-mounted transmitters 6731-866 | 6731-866 Transmetteur monté au mur WaveLINE, acier inoxydable, éléments de commande WaveLINE | RF-Switch Sensor 1-fold | 6731-866 Wall-mounted transmitter WaveLINE 1-channel | B106020960 | 5.14
2CKA006730A0058 | 6732-866 | Active | 4011395150016 | 228.32 | 1 | 1 | stuk | Surface- / wall-mounted transmitters | BE31210 | TH (Electronic Basic ran) | stuk | Surface-/wall-mounted transmitters 6732-866 | 6732-866 Transmetteur monté au mur WaveLINE, acier inoxydable, éléments de commande WaveLINE | RF-Switch Sensor 2-fold | 6732-866 Wall-mounted transmitter WaveLINE 2-channel | B106020960 | 5.14
2CKA006730A0059 | 6733-866 | Active | 4011395150023 | 230.63 | 1 | 1 | stuk | Surface- / wall-mounted transmitters | BE31210 | TH (Electronic Basic ran) | stuk | Surface-/wall-mounted transmitters 6733-866 | 6733-866 Transmetteur monté au mur WaveLINE, acier inoxydable, éléments de commande WaveLINE | RF-Switch Sensor 4-fold | 6733-866 Wall-mounted transmitter WaveLINE 4-channel | B106020960 | 5.14
2CKA006730A0067 | 6735-81 | Limited | 4011395189238 | 90.76 | 1 | 1 | stuk | Remote control ZLL | BE31210 | TH (Electronic Basic ran) | stuk | ZLL sensor 1v f-antraciet zigbee | 6735-81 Élément de commande ZigBee Light Link, anthracite, éléments de commande ZigBee Light Link | ZLL control elem. 1gang | 6735-81 ZigBee Light Link control element 1gang |  | 5.14
2CKA006730A0068 | 6735-82 | Limited | 4011395189245 | 89.38 | 1 | 1 | stuk | Remote control ZLL | BE31210 | TH (Electronic Basic ran) | stuk | ZLL sensor 1v f-ivoor zigbee | 6735-82 Élément de commande ZigBee Light Link, blanc ivoire, éléments de commande ZigBee Light Link | ZLL control elem. 1gang | 6735-82 ZigBee Light Link control element 1gang |  | 5.14
2CKA006730A0069 | 6735-83 | Limited | 4011395189252 | 91.44 | 1 | 1 | stuk | Remote control ZLL | BE31210 | TH (Electronic Basic ran) | stuk | ZLL sensor 1v f-aluzilver zigbee | 6735-83 Élément de commande ZigBee Light Link, argent aluminium, éléments de commande ZigBee Light Link | ZLL control elem. 1gang | 6735-83 ZigBee Light Link control element 1gang |  | 5.14
2CKA006730A0070 | 6735-84 | Limited | 4011395189269 | 89.38 | 1 | 1 | stuk | Remote control ZLL | BE31210 | TH (Electronic Basic ran) | stuk | ZLL sensor 1v s-studiowit zigbee | 6735-84 Élément de commande ZigBee Light Link, blanc ivoire, éléments de commande ZigBee Light Link | ZLL control elem. 1gang | 6735-84 ZigBee Light Link control element 1gang |  | 5.14
2CKA006730A0071 | 6736-81 | Limited | 4011395189276 | 110.7 | 1 | 1 | stuk | Remote control ZLL | BE31210 | TH (Electronic Basic ran) | stuk | ZLL sensor 2v f-antraciet zigbee | 6736-81 Élément de commande ZigBee Light Link, anthracite, éléments de commande ZigBee Light Link | ZLL control elem. 2gang | 6736-81 ZigBee Light Link control element 2gang |  | 5.14
2CKA006730A0072 | 6736-82 | Limited | 4011395189283 | 110.7 | 1 | 1 | stuk | Remote control ZLL | BE31210 | TH (Electronic Basic ran) | stuk | ZLL sensor 2v f-ivoor zigbee | 6736-82 Élément de commande ZigBee Light Link, blanc ivoire, éléments de commande ZigBee Light Link | ZLL control elem. 2gang | 6736-82 ZigBee Light Link control element 2gang |  | 5.14
2CKA006730A0073 | 6736-83 | Limited | 4011395189290 | 111.86 | 1 | 1 | stuk | Remote control ZLL | BE31210 | TH (Electronic Basic ran) | stuk | ZLL sensor 2v f-aluzilver zigbee | 6736-83 Élément de commande ZigBee Light Link, argent aluminium, éléments de commande ZigBee Light Link | ZLL control elem. 2gang | 6736-83 ZigBee Light Link control element 2gang |  | 5.14
2CKA006730A0074 | 6736-84 | Limited | 4011395189306 | 110.7 | 1 | 1 | stuk | Remote control ZLL | BE31210 | TH (Electronic Basic ran) | stuk | ZLL sensor 2v s-studiowit zigbee | 6736-84 Élément de commande ZigBee Light Link, blanc studio, éléments de commande ZigBee Light Link | ZLL control elem. 2gang | 6736-84 ZigBee Light Link control element 2gang |  | 5.14
2CKA006730A0075 | 6737-81 | Limited | 4011395189313 | 148.76 | 1 | 1 | stuk | Remote control ZLL | BE31210 | TH (Electronic Basic ran) | stuk | ZLL sensor 4v f-antraciet zigbee | 6737-81 Élément de commande ZigBee Light Link, anthracite, éléments de commande ZigBee Light Link | ZLL control elem. 4gang | 6737-81 ZigBee Light Link control element 4gang |  | 5.14
2CKA006730A0076 | 6737-82 | Limited | 4011395189320 | 147.61 | 1 | 1 | stuk | Remote control ZLL | BE31210 | TH (Electronic Basic ran) | stuk | ZLL sensor 4v f-ivoor zigbee | 6737-82 Élément de commande ZigBee Light Link, blanc ivoire, éléments de commande ZigBee Light Link | ZLL control elem. 4gang | 6737-82 ZigBee Light Link control element 4gang |  | 5.14
2CKA006730A0077 | 6737-83 | Limited | 4011395189337 | 148.76 | 1 | 1 | stuk | Remote control ZLL | BE31210 | TH (Electronic Basic ran) | stuk | ZLL sensor 4v f-aluzilver zigbee | 6737-83 Élément de commande ZigBee Light Link, argent aluminium, éléments de commande ZigBee Light Link | ZLL control elem. 4gang | 6737-83 ZigBee Light Link control element 4gang |  | 5.14
2CKA006730A0078 | 6737-84 | Limited | 4011395189344 | 147.61 | 1 | 1 | stuk | Remote control ZLL | BE31210 | TH (Electronic Basic ran) | stuk | ZLL sensor 4v s-studiowit zigbee | 6737-84 Élément de commande ZigBee Light Link, blanc studio, éléments de commande ZigBee Light Link | ZLL control elem. 4gang | 6737-84 ZigBee Light Link control element 4gang |  | 5.14
2CKA006730A0079 | 6735/01-81 | Limited | 4011395189351 | 107.02 | 1 | 1 | stuk | Remote control ZLL | BE31210 | TH (Electronic Basic ran) | stuk | ZLL sensor 1v batt.f-antraciet zigbee | 6735/01-81 Transmetteur monté au mur ZigBee Light Link, anthracite, transmetteur monté au mur ZigBee Light Link | ZLL control el.1g. Batt. | 6735/01-81 ZigBee Light Link wall-mounted transmitter 1-channel | B106020960 | 5.14
2CKA006730A0080 | 6735/01-82 | Limited | 4011395189368 | 105.86 | 1 | 1 | stuk | Remote control ZLL | BE31210 | TH (Electronic Basic ran) | stuk | ZLL sensor 1v batt.f-ivoor zigbee | 6735/01-82 Transmetteur monté au mur ZigBee Light Link, blanc ivoire, transmetteur monté au mur ZigBee Light Link | ZLL control el.1g. Batt. | 6735/01-82 ZigBee Light Link wall-mounted transmitter 1-channel | B106020960 | 5.14
2CKA006730A0081 | 6735/01-83 | Limited | 4011395189375 | 108.29 | 1 | 1 | stuk | Remote control ZLL | BE31210 | TH (Electronic Basic ran) | stuk | ZLL sensor 1v batt.f-aluzilver zigbee | 6735/01-83 Transmetteur monté au mur ZigBee Light Link, argent aluminium, transmetteur monté au mur ZigBee Light Link | ZLL control el.1g. Batt. | 6735/01-83 ZigBee Light Link wall-mounted transmitter 1-channel | B106020960 | 5.14
2CKA006730A0082 | 6735/01-84 | Limited | 4011395189382 | 105.86 | 1 | 1 | stuk | Remote control ZLL | BE31210 | TH (Electronic Basic ran) | stuk | ZLL sensor 1v batt.s-studiowit zigbee | 6735/01-84 Transmetteur monté au mur ZigBee Light Link, blanc studio, transmetteur monté au mur ZigBee Light Link | ZLL control el.1g. Batt. | 6735/01-84 ZigBee Light Link wall-mounted transmitter 1-channel | B106020960 | 5.14
2CKA006730A0083 | 6736/01-81 | Limited | 4011395189399 | 126.85 | 1 | 1 | stuk | Remote control ZLL | BE31210 | TH (Electronic Basic ran) | stuk | ZLL sensor 2v batt.f-antraciet zigbee | 6736/01-81 Transmetteur monté au mur ZigBee Light Link, anthracite, transmetteur monté au mur ZigBee Light Link | ZLL control el.2g. Batt. | 6736/01-81 ZigBee Light Link wall-mounted transmitter 2-channel | B106020960 | 5.14
2CKA006730A0084 | 6736/01-82 | Limited | 4011395189405 | 126.85 | 1 | 1 | stuk | Remote control ZLL | BE31210 | TH (Electronic Basic ran) | stuk | ZLL sensor 2v batt.f-ivoor zigbee | 6736/01-82 Transmetteur monté au mur ZigBee Light Link, blanc ivoire, transmetteur monté au mur ZigBee Light Link | ZLL control el.2g. Batt. | 6736/01-82 ZigBee Light Link wall-mounted transmitter 2-channel | B106020960 | 5.14
2CKA006730A0085 | 6736/01-83 | Limited | 4011395189412 | 128 | 1 | 1 | stuk | Remote control ZLL | BE31210 | TH (Electronic Basic ran) | stuk | ZLL sensor 2v batt.f-aluzilver zigbee | 6736/01-83 Transmetteur monté au mur ZigBee Light Link, argent aluminium, transmetteur monté au mur ZigBee Light Link | ZLL control el.2g. Batt. | 6736/01-83 ZigBee Light Link wall-mounted transmitter 2-channel | B106020960 | 5.14
2CKA006730A0086 | 6736/01-84 | Limited | 4011395189429 | 126.85 | 1 | 1 | stuk | Remote control ZLL | BE31210 | TH (Electronic Basic ran) | stuk | ZLL sensor 2v batt.s-studiowit zigbee | 6736/01-84 Transmetteur monté au mur ZigBee Light Link, blanc studio, transmetteur monté au mur ZigBee Light Link | ZLL control el.2g. Batt. | 6736/01-84 ZigBee Light Link wall-mounted transmitter 2-channel | B106020960 | 5.14
2CKA006730A0087 | 6737/01-81 | Limited | 4011395189436 | 164.9 | 1 | 1 | stuk | Remote control ZLL | BE31210 | TH (Electronic Basic ran) | stuk | ZLL sensor 4v batt.f-antraciet zigbee | 6737/01-81 Transmetteur monté au mur ZigBee Light Link, anthracite, transmetteur monté au mur ZigBee Light Link | ZLL control el.4g. Batt. | 6737/01-81 ZigBee Light Link wall-mounted transmitter 4-channel | B106020960 | 5.14
2CKA006730A0088 | 6737/01-82 | Limited | 4011395189443 | 164.9 | 1 | 1 | stuk | Remote control ZLL | BE31210 | TH (Electronic Basic ran) | stuk | ZLL sensor 4v batt.f-ivoor zigbee | 6737/01-82 Transmetteur monté au mur ZigBee Light Link, blanc ivoire, transmetteur monté au mur ZigBee Light Link | ZLL control el.4g. Batt. | 6737/01-82 ZigBee Light Link wall-mounted transmitter 4-channel | B106020960 | 5.14
2CKA006730A0089 | 6737/01-83 | Limited | 4011395189450 | 164.9 | 1 | 1 | stuk | Remote control ZLL | BE31210 | TH (Electronic Basic ran) | stuk | ZLL sensor 4v batt.f-aluzilver zigbee | 6737/01-83 Transmetteur monté au mur ZigBee Light Link, argent aluminium, transmetteur monté au mur ZigBee Light Link | ZLL control el.4g. Batt. | 6737/01-83 ZigBee Light Link wall-mounted transmitter 4-channel | B106020960 | 5.14
2CKA006730A0090 | 6737/01-84 | Limited | 4011395189467 | 164.9 | 1 | 1 | stuk | Remote control ZLL | BE31210 | TH (Electronic Basic ran) | stuk | ZLL sensor 4v batt.s-studiowit zigbee | 6737/01-84 Transmetteur monté au mur ZigBee Light Link, blanc studio, transmetteur monté au mur ZigBee Light Link | ZLL control el.4g. Batt. | 6737/01-84 ZigBee Light Link wall-mounted transmitter 4-channel | B106020960 | 5.14
2CKA006730A0092 | 6731-914 | Active | 4011395192610 | 179.89 | 1 | 1 | stuk | Surface- / wall-mounted transmitters | BE31210 | TH (Electronic Basic ran) | stuk | WaveLINE sensor 1v SI-B | 6731-914 Transmetteur monté au mur WaveLINE, blanc alpin, éléments de commande WaveLINE | cont.-element WaveL 1g | 6731-914 Wall-mounted transmitter WaveLINE 1-channel | B106020960 | 5.14
2CKA006730A0093 | 6732-914 | Active | 4011395192627 | 189.12 | 1 | 1 | stuk | Surface- / wall-mounted transmitters | BE31210 | TH (Electronic Basic ran) | stuk | WaveLINE sensor 2v SI-B | 6732-914 Transmetteur monté au mur WaveLINE, blanc alpin, éléments de commande WaveLINE | cont.-element WaveL 2g | 6732-914 Wall-mounted transmitter WaveLINE 2-channel | B106020960 | 5.14
2CKA006730A0094 | 6731-840-500 | Active | 4011395195864 | 430.82 | 1 | 1 | stuk | Surface- / wall-mounted transmitters | BE31210 | TG (Electronic Security) | stuk | 6731-840-500 wall-mount. transmitter Wa | 6731-840-500 Wall-mounted transmitter Wa | 6731-840-500 Wall-mounted transmitter Wa | 6731-840-500 Wall-mounted transmitter WaveLINE, antique brass, WaveLINE control elements | B106020960 | 5.14
2CKA006730A0095 | 6732-840-500 | Active | 4011395195888 | 447.55 | 1 | 1 | stuk | Surface- / wall-mounted transmitters | BE31210 | TG (Electronic Security) | stuk | 6732-840-500 wall-mount. transmitter Wa | 6732-840-500 Wall-mounted transmitter Wa | 6732-840-500 Wall-mounted transmitter Wa | 6732-840-500 Wall-mounted transmitter WaveLINE, antique brass, WaveLINE control elements | B106020960 | 5.14
2CKA006730A0098 | 6735-866 | Limited | 4011395200353 | 91.44 | 1 | 1 | stuk | Remote control ZLL | BE31210 | TH (Electronic Basic ran) | stuk | ZLL sensor 1v pure-rvs zigbee | 6735-866 Élément de commande ZigBee Light Link, acier inoxydable, éléments de commande ZigBee Light Link | ZLL control elem. 1gang | 6735-866 ZigBee Light Link control element 1gang |  | 5.14
2CKA006730A0099 | 6735-803 | Limited | 4011395200735 | 91.44 | 1 | 1 | stuk | Remote control ZLL | BE31210 | TH (Electronic Basic ran) | stuk | ZLL sensor 1v s-grijsMET zigbee | 6735-803 Élément de commande ZigBee Light Link, gris métallique, éléments de commande ZigBee Light Link | ZLL control elem. 1gang | 6735-803 ZigBee Light Link control element 1gang |  | 5.14
2CKA006730A0100 | 6735-884 | Limited | 4011395200797 | 91.44 | 1 | 1 | stuk | Remote control ZLL | BE31210 | TH (Electronic Basic ran) | stuk | ZLL sensor 1v f-matwit zigbee | 6735-884 Élément de commande ZigBee Light Link, blanc ivoire, éléments de commande ZigBee Light Link | ZLL control elem. 1gang | 6735-884 ZigBee Light Link control element 1gang |  | 5.14
2CKA006730A0101 | 6735-885 | Limited | 4011395200865 | 91.44 | 1 | 1 | stuk | Remote control ZLL | BE31210 | TH (Electronic Basic ran) | stuk | ZLL sensor 1v f-matzw zigbee | 6735-885 Élément de commande ZigBee Light Link, noir mat, éléments de commande ZigBee Light Link | ZLL control elem. 1gang | 6735-885 ZigBee Light Link control element 1gang |  | 5.14
2CKA006730A0104 | 6736-866 | Limited | 4011395200360 | 111.86 | 1 | 1 | stuk | Remote control ZLL | BE31210 | TH (Electronic Basic ran) | stuk | ZLL sensor 2v pure-rvs | 6736-866 Élément de commande ZigBee Light Link, acier inoxydable, éléments de commande ZigBee Light Link | ZLL control elem. 2gang | 6736-866 ZigBee Light Link control element 2gang |  | 5.14
2CKA006730A0105 | 6736-803 | Limited | 4011395200742 | 111.86 | 1 | 1 | stuk | Remote control ZLL | BE31210 | TH (Electronic Basic ran) | stuk | ZLL sensor 2v s-grijsMET zigbee | 6736-803 Élément de commande ZigBee Light Link, gris métallique, éléments de commande ZigBee Light Link | ZLL control elem. 2gang | 6736-803 ZigBee Light Link control element 2gang |  | 5.14
2CKA006730A0106 | 6736-884 | Limited | 4011395200810 | 111.86 | 1 | 1 | stuk | Remote control ZLL | BE31210 | TH (Electronic Basic ran) | stuk | ZLL sensor 2v f-matwit zigbee | 6736-884 Élément de commande ZigBee Light Link, blanc ivoire, éléments de commande ZigBee Light Link | ZLL control elem. 2gang | 6736-884 ZigBee Light Link control element 2gang |  | 5.14
2CKA006730A0107 | 6736-885 | Limited | 4011395200872 | 111.86 | 1 | 1 | stuk | Remote control ZLL | BE31210 | TH (Electronic Basic ran) | stuk | ZLL sensor 2v f-matzw zigbee | 6736-885 Élément de commande ZigBee Light Link, noir mat, éléments de commande ZigBee Light Link | ZLL control elem. 2gang | 6736-885 ZigBee Light Link control element 2gang |  | 5.14
2CKA006730A0110 | 6737-866 | Limited | 4011395200377 | 149.92 | 1 | 1 | stuk | Remote control ZLL | BE31210 | TH (Electronic Basic ran) | stuk | ZLL sensor 4v pure-rvs zigbee | 6737-866 Élément de commande ZigBee Light Link, acier inoxydable, éléments de commande ZigBee Light Link | ZLL control elem. 4gang | 6737-866 ZigBee Light Link control element 4gang |  | 5.14
2CKA006730A0111 | 6737-803 | Limited | 4011395200759 | 148.76 | 1 | 1 | stuk | Remote control ZLL | BE31210 | TH (Electronic Basic ran) | stuk | ZLL sensor 4v s-grijsMET zigbee | 6737-803 Élément de commande ZigBee Light Link, gris métallique, éléments de commande ZigBee Light Link | ZLL control elem. 4gang | 6737-803 ZigBee Light Link control element 4gang |  | 5.14
2CKA006730A0112 | 6737-884 | Limited | 4011395200827 | 148.76 | 1 | 1 | stuk | Remote control ZLL | BE31210 | TH (Electronic Basic ran) | stuk | ZLL sensor 4v f-matwit zigbee | 6737-884 Élément de commande ZigBee Light Link, blanc studio, éléments de commande ZigBee Light Link | ZLL control elem. 4gang | 6737-884 ZigBee Light Link control element 4gang |  | 5.14
2CKA006730A0113 | 6737-885 | Limited | 4011395200889 | 148.76 | 1 | 1 | stuk | Remote control ZLL | BE31210 | TH (Electronic Basic ran) | stuk | ZLL sensor 4v f-matzw zigbee | 6737-885 Élément de commande ZigBee Light Link, noir mat, éléments de commande ZigBee Light Link | ZLL control elem. 4gang | 6737-885 ZigBee Light Link control element 4gang |  | 5.14
2CKA006730A0116 | 6735/01-866 | Limited | 4011395200384 | 108.29 | 1 | 1 | stuk | Remote control ZLL | BE31210 | TH (Electronic Basic ran) | stuk | ZLL sensor 1v batt.pure-rvs zigbee | 6735/01-866 Transmetteur monté au mur ZigBee Light Link, acier inoxydable, transmetteur monté au mur ZigBee Light Link | ZLL control el.1g. Batt. | 6735/01-866 ZigBee Light Link wall-mounted transmitter 1-channel | B106020960 | 5.14
2CKA006730A0117 | 6735/01-803 | Limited | 4011395200766 | 108.29 | 1 | 1 | stuk | Remote control ZLL | BE31210 | TH (Electronic Basic ran) | stuk | ZLL sensor 1v batt.s-grijsMET zigbee | 6735/01-803 Transmetteur monté au mur ZigBee Light Link, gris métallique, transmetteur monté au mur ZigBee Light Link | ZLL control el.1g. Batt. | 6735/01-803 ZigBee Light Link wall-mounted transmitter 1-channel | B106020960 | 5.14
2CKA006730A0118 | 6735/01-884 | Limited | 4011395200834 | 108.29 | 1 | 1 | stuk | Remote control ZLL | BE31210 | TH (Electronic Basic ran) | stuk | ZLL sensor 1v batt.f-matwit zigbee | 6735/01-884 Transmetteur monté au mur ZigBee Light Link, blanc studio, transmetteur monté au mur ZigBee Light Link | ZLL control el.1g. Batt. | 6735/01-884 ZigBee Light Link wall-mounted transmitter 1-channel | B106020960 | 5.14
2CKA006730A0119 | 6735/01-885 | Limited | 4011395200896 | 108.29 | 1 | 1 | stuk | Remote control ZLL | BE31210 | TH (Electronic Basic ran) | stuk | ZLL sensor 1v batt.f-matzw zigbee | 6735/01-885 Transmetteur monté au mur ZigBee Light Link, noir mat, transmetteur monté au mur ZigBee Light Link | ZLL control el.1g. Batt. | 6735/01-885 ZigBee Light Link wall-mounted transmitter 1-channel | B106020960 | 5.14
2CKA006730A0121 | 6736/01-803 | Limited | 4011395200773 | 128 | 1 | 1 | stuk | Remote control ZLL | BE31210 | TH (Electronic Basic ran) | stuk | ZLL sensor 2v batt.s-grijsMET zigbee | 6736/01-803 Transmetteur monté au mur ZigBee Light Link, gris métallique, transmetteur monté au mur ZigBee Light Link | ZLL control el.2g. Batt. | 6736/01-803 ZigBee Light Link wall-mounted transmitter 2-channel | B106020960 | 5.14
2CKA006730A0122 | 6736/01-866 | Limited | 4011395200391 | 128 | 1 | 1 | stuk | Remote control ZLL | BE31210 | TH (Electronic Basic ran) | stuk | ZLL sensor 2v batt.pure-rvs zigbee | 6736/01-866 Transmetteur monté au mur ZigBee Light Link, acier inoxydable, transmetteur monté au mur ZigBee Light Link | ZLL control el.2g. Batt. | 6736/01-866 ZigBee Light Link wall-mounted transmitter 2-channel | B106020960 | 5.14
2CKA006730A0124 | 6736/01-884 | Limited | 4011395200841 | 128 | 1 | 1 | stuk | Remote control ZLL | BE31210 | TH (Electronic Basic ran) | stuk | ZLL sensor 2v batt.f-matwit zigbee | 6736/01-884 Transmetteur monté au mur ZigBee Light Link, blanc studio, transmetteur monté au mur ZigBee Light Link | ZLL control el.2g. Batt. | 6736/01-884 ZigBee Light Link wall-mounted transmitter 2-channel | B106020960 | 5.14
2CKA006730A0125 | 6736/01-885 | Limited | 4011395200919 | 128 | 1 | 1 | stuk | Remote control ZLL | BE31210 | TH (Electronic Basic ran) | stuk | ZLL sensor 2v batt.f-matzw zigbee | 6736/01-885 Transmetteur monté au mur ZigBee Light Link, noir mat, transmetteur monté au mur ZigBee Light Link | ZLL control el.2g. Batt. | 6736/01-885 ZigBee Light Link wall-mounted transmitter 2-channel | B106020960 | 5.14
2CKA006730A0127 | 6737/01-803 | Limited | 4011395200780 | 164.9 | 1 | 1 | stuk | Remote control ZLL | BE31210 | TH (Electronic Basic ran) | stuk | ZLL sensor 4v batt.s-grijsMET zigbee | 6737/01-803 Transmetteur monté au mur ZigBee Light Link, gris métallique, transmetteur monté au mur ZigBee Light Link | ZLL control el.4g. Batt. | 6737/01-803 ZigBee Light Link wall-mounted transmitter 4-channel | B106020960 | 5.14
2CKA006730A0128 | 6737/01-866 | Limited | 4011395200407 | 166.06 | 1 | 1 | stuk | Remote control ZLL | BE31210 | TH (Electronic Basic ran) | stuk | ZLL sensor 4v batt.pure-rvs zigbee | 6737/01-866 Transmetteur monté au mur ZigBee Light Link, acier inoxydable, transmetteur monté au mur ZigBee Light Link | ZLL control el.4g. Batt. | 6737/01-866 ZigBee Light Link wall-mounted transmitter 4-channel | B106020960 | 5.14
2CKA006730A0130 | 6737/01-884 | Limited | 4011395200858 | 164.9 | 1 | 1 | stuk | Remote control ZLL | BE31210 | TH (Electronic Basic ran) | stuk | ZLL sensor 4v batt.f-matwit zigbee | 6737/01-884 Transmetteur monté au mur ZigBee Light Link, blanc studio, mat, transmetteur monté au mur ZigBee Light Link | ZLL control el.4g. Batt. | 6737/01-884 ZigBee Light Link wall-mounted transmitter 4-channel | B106020960 | 5.14
2CKA006730A0131 | 6737/01-885 | Limited | 4011395200926 | 164.9 | 1 | 1 | stuk | Remote control ZLL | BE31210 | TH (Electronic Basic ran) | stuk | ZLL sensor 4v batt.f-matzw zigbee | 6737/01-885 Transmetteur monté au mur ZigBee Light Link, noir mat, transmetteur monté au mur ZigBee Light Link | ZLL control el.4g. Batt. | 6737/01-885 ZigBee Light Link wall-mounted transmitter 4-channel | B106020960 | 5.14
2CKA006780A0001 | 6780-500 | Active | 4011395134337 | 145.3 | 1 | 1 | stuk | Transmitters | BE31210 | TG (Electronic Security) | stuk | RF-h,zender WaveLine | RF-télécommande WaveLine | RF-Remote Controller WaveLine | 6780-500 Handsender WaveLINE | B106020960 | 5.14
2CKA006780A0002 | 6780 | Active | 4011395150092 | 145.3 | 1 | 1 | stuk | Transmitters | BE31210 | TH (Electronic Basic ran) | stuk | Transmitters 6780 | 6780 Télécommande WaveLINE, noir, Transmetteur WaveLINE | RF-Remote Controller | 6780 Handsender WaveLINE | B106020960 | 5.14
2CKA006800A1674 | 6800-34-102C | Active | 4011395836705 | 165.55 | 1 | 1 | stuk | Flush-mounted movement sensors | BE31210 | TH (Electronic Basic ran) | stuk | BJ-Wächter 180 sensor voor | Capteur encastré Busch-Guard 180 pour | PIR MOVEMENT DETECTOR | 6800-34-102C Busch-Watchdog 180 flush-mounted comfort sensor II for All Weather 44 with combi-lens |  | 5.14
2CKA006800A1740 | 6800-35-102C | Active | 4011395891209 | 170.12 | 1 | 1 | stuk | Flush-mounted movement sensors | BE31210 | TH (Electronic Basic ran) | stuk | BJ-Wächter 180 sensor voor | Capteur encastré Busch-Guard 180 pour | PIR MOVEMENT DETECTOR | 6800-35-102C Busch-Watchdog 180 flush-mounted comfort sensor II for All Weather 44 with combi-lens |  | 5.14
2CKA006800A1898 | 6800-32-102C | Active | 4011395914304 | 165.55 | 1 | 1 | stuk | Flush-mounted movement sensors | BE31210 | TH (Electronic Basic ran) | stuk | BJ-Wächter 180 sensor voor | Capteur encastré Busch-Guard 180 pour | PIR MOVEMENT DETECTOR | 6800-32-102C Busch-Watchdog 180 flush-mounted comfort sensor II for All Weather 44 with combi-lens |  | 5.14
2CKA006800A2081 | 6800-79-104 | Limited | 4011395990889 | 176.97 | 1 | 1 | stuk | Flush-mounted movement sensors | BE31210 | TH (Electronic Basic ran) | stuk | BJ-Wächter 180 sensor | Capteur encastré Busch-Guard 180 | Comf. Sensor 180 | 6800-79-104 Busch-Watchdog 180 flush-mounted comfort sensor II with select-lens |  | 5.14
2CKA006800A2321 | 6853 AGM-204-500 | Active | 4011395064337 | 88.03 | 1 | 1 | stuk | Surface-mounted devices | BE31210 | TM (Electronic Watchdog) | stuk | BJ-Wächter 90ProfLINE wit | Busch-Guard 90 ProfessionalLINE blanc | Busch-Watchdog 90 ProfessionalLINE | 6853 AGM-204-500 Busch-Watchdog 90 ProfessionalLINE |  | 5.14
2CKA006800A2334 | 6845/11AGM-204-500 | Active | 4011395079041 | 221.28 | 1 | 1 | stuk | Movement & Presence devices | BE31210 | TU (Promo BW) | stuk | Busch-Wächter 220 Prof. Line wit | Busch-Wächter 220 Prof. Line blanc | Busch-Wächter 220 Prof. Line Alpinweiss | Busch-Watchdog 220 Prof. Line white |  | 5.14
2CKA006800A2335 | 6845/11AGM-201-500 | Active | 4011395079058 | 221.28 | 1 | 1 | stuk | Movement & Presence devices | BE31210 | TU (Promo BW) | stuk | Busch-Wächter 220 Prof. Line bruin | Busch-Wächter 220 Prof. Line brun | Busch-Wächter 220 Prof. Line Braun | Busch-Watchdog 220 Prof. Line brown |  | 5.14
2CKA006800A2336 | 6845/11 AGM-35-500 | Active | 4011395079065 | 221.28 | 1 | 1 | stuk | Movement & Presence devices | BE31210 | TU (Promo BW) | stuk | Busch-Wächter 220 Prof. Line antraciet | Busch-Wächter 220 Prof. Line anthracite | Busch-Wächter 220 Prof. Line Anthrazit | Busch-Watchdog 220 Prof. Line anthracite |  | 5.14
2CKA006800A2353 | 6800-31-102C | Active | 4011395103531 | 175.83 | 1 | 1 | stuk | Flush-mounted movement sensors | BE31210 | TH (Electronic Basic ran) | stuk | BW sensor combi v 6401U IP44 A-w bruin | Watchdog Comfort Sensor 1 | Watchdog Comfort Sensor 180 | 6800-31-102C Busch-Watchdog 180 flush-mounted comfort sensor II for All Weather 44 with combi-lens |  | 5.14
2CKA006800A2354 | 6800-33-102C | Active | 4011395103524 | 170.12 | 1 | 1 | stuk | Flush-mounted movement sensors | BE31210 | TH (Electronic Basic ran) | stuk | 6800-33-102C Watchdog Comfort Sensor 1 | 6800-33-102C Watchdog Comfort Sensor 1 | Watchdog Comfort Sensor 1 | 6800-33-102C Busch-Watchdog 180 flush-mounted comfort sensor II for All Weather 44 with combi-lens |  | 5.14
2CKA006800A2507 | 6844 AGM-204-500 | Active | 4011395130414 | 89.89 | 1 | 1 | stuk | Surface-mounted devices | BE31210 | TM (Electronic Watchdog) | stuk | Busch-Watchdog, inbouwuitvoering | DETECTEUR BASICLINE 240 DETECTEUR SAILLIE BASICLINE 240 IP55 | Watchdog BasicLINE | 6844 AGM-204-500 Busch-Watchdog Presence tech BasicLINE |  | 5.14
2CKA006800A2508 | 6811 EB | Active | 4011395133323 | 142.72 | 1 | 1 | stuk | Presence detector | BE31210 | TM (Electronic Watchdog) | stuk | BJ-WatchdogPResence tech BasicLINEMini | Busch-Watchdog Presence tech BasicLINE mini | Busch-Watchdog Presence tech BasicLINE mini | 6811 EB Busch-Watchdog Presence tech BasicLINE mini |  | 5.14
2CKA006800A2509 | 6814 U | Active | 4011395133330 | 140.44 | 1 | 1 | stuk | Presence detector | BE31210 | TM (Electronic Watchdog) | stuk | BJ-WatchdogPResence tech BasicLINE | Busch-Watchdog Presence tech BasicLINE | Busch-Watchdog Presence tech BasicLINE | 6814 U Busch-Watchdog Presence tech BasicLINE |  | 5.14
2CKA006800A2510 | 6818 U | Active | 4011395133347 | 196.38 | 1 | 1 | stuk | Presence detector | BE31210 | TM (Electronic Watchdog) | stuk | BJ-WatchdogPResence tech BasicLINE Corridor | Busch-Watchdog Presence tech BasicLINE Corridor | Busch-Watchdog Presence tech BasicLINE Corridor | 6818 U Busch-Watchdog Presence tech BasicLINE Corridor |  | 5.14
2CKA006800A2511 | 6843 | Active | 4011395133354 | 36.76 | 1 | 1 | stuk | Movement and presence detection | BE31210 | TM (Electronic Watchdog) | stuk | IR Service rem.ctrl | IR Service remote control | IR Service remote control | 6843 IR service remote control | B106020960 | 5.14
2CKA006800A2514 | 6828 | Active | 4011395137451 | 78.58 | 1 | 1 | stuk | Detector | BE31210 | TG (Electronic Security) | stuk | BJ-Smoke alarm RF | Busch-Smoke alarm detector RF | Busch-Smoke alarm detector RF | 6828 Busch-Smoke alarm detector RF | B106020960 | 5.10
2CKA006800A2515 | 6829-84 | Active | 4011395137468 | 109.44 | 1 | 1 | stuk | Detector | BE31210 | TG (Electronic Security) | stuk | BJ-Smoke alarm relay | Busch-Smoke alarm detector relay | Busch-Smoke alarm detector relay | 6829-84 Busch-Smoke alarm detector relay | B106020960 | 5.14
2CKA006800A2517 | 6811 EB-500 | Active | 4011395148037 | 233.1 | 1 | 1 | stuk | Presence detector | BE31210 | TM (Electronic Watchdog) | stuk | 6811 EB-500 BJ-WatchdogPResence tech | 6811 EB-500 Busch-Watchdog Presence tech | 6811 EB-500 Busch-Watchdog Presence tech | 6811 EB-500 Busch-Watchdog Presence tech BasicLINE mini |  | 5.14
2CKA006800A2518 | 6814 U-500 | Active | 4011395148044 | 229.25 | 1 | 1 | stuk | Presence detector | BE31210 | TM (Electronic Watchdog) | stuk | 6814 U-500 BJ-WatchdogPResence tech | 6814 U-500 Busch-Watchdog Presence tech | 6814 U-500 Busch-Watchdog Presence tech | 6814 U-500 Busch-Watchdog Presence tech BasicLINE |  | 5.14
2CKA006800A2519 | 6818 U-500 | Active | 4011395148051 | 196.38 | 1 | 1 | stuk | Presence detector | BE31210 | TM (Electronic Watchdog) | stuk | Aanwezigheidsmelder Basic Line Corridor | Détecteur de présence Basic Line Corridor | Presence detector corridor | 6818 U-500 Busch-Watchdog Presence tech BasicLINE Corridor |  | 5.14
2CKA006800A2532 | 6847 AGM-204-500 | Active | 4011395150641 | 251.56 | 1 | 1 | stuk | Busch-Wächter | BE31210 | TU (Promo BW) | stuk | Busch-Wächter 220 MasterLine wit, met IR handzender | Busch-Guard 220 MasterLine blanc, avec Télécommande IR | Busch-Watchdog 220 MasterLine white, with IR remote control | Busch-Watchdog 220 MasterLine white, with IR remote control | B106020960 | 5.14
2CKA006800A2533 | 6847 AGM-208-500 | Active | 4011395150658 | 251.56 | 1 | 1 | stuk | Busch-Wächter | BE31210 | TU (Promo BW) | stuk | Busch-Wächter 220 MasterLine zilver, met IR handzender | Busch-Guard 220 MasterLine argent métallique, avec Télécommande IR | Busch-Watchdog 220 MasterLine silver metallic, with IR remote control | Busch-Watchdog 220 MasterLine silver metallic, with IR remote control | B106020960 | 5.14
2CKA006800A2534 | 6847 AGM-35-500 | Active | 4011395150665 | 251.56 | 1 | 1 | stuk | Busch-Wächter | BE31210 | TU (Promo BW) | stuk | Busch-Wächter 220 MasterLine antraciet, met IR handzender | Busch-Guard 220 MasterLine anthracite, avec Télécommande IR | Busch-Watchdog 220 MasterLine anthracite, with IR remote control | Busch-Watchdog 220 MasterLine anthracite, with IR remote control | B106020960 | 5.14
2CKA006800A2535 | 6847 AGM-201-500 | Active | 4011395150672 | 251.56 | 1 | 1 | stuk | Busch-Wächter | BE31210 | TU (Promo BW) | stuk | Busch-Wächter 220 MasterLine bruin, met IR handzender | Busch-Guard 220 MasterLine marron, avec Télécommande IR | Busch-Watchdog 220 MasterLine brown, with IR remote control | Busch-Watchdog 220 MasterLine brown, with IR remote control | B106020960 | 5.14
2CKA006800A2537 | 6847 AGS-204-500 | Active | 4011395150696 | 251.56 | 1 | 1 | stuk | Busch-Wächter | BE31210 | TM (Electronic Watchdog) | stuk | Busch-Wächter 220 MasterLine select wit | Busch-Guard 220 MasterLine select blanc | Busch-Watchdog 220 MasterLine select white | Busch-Watchdog 220 MasterLine select white |  | 5.14
2CKA006800A2546 | 6854 AGM-204-500 | Active | 4011395150795 | 88.03 | 1 | 1 | stuk | Busch-Wächter | BE31210 | TM (Electronic Watchdog) | stuk | Busch-Wächter 70 MasterLine wit | Busch-Guard 70 MasterLine blanc | Busch-Watchdog 70 MasterLine white | Busch-Watchdog 70 MasterLine white |  | 5.14
2CKA006800A2547 | 6854 AGM-208-500 | Active | 4011395150818 | 94.1 | 1 | 1 | stuk | Busch-Wächter | BE31210 | TM (Electronic Watchdog) | stuk | Busch-Wächter 70 MasterLine zilver | Busch-Guard 70 MasterLine argent | Busch-Watchdog 70 MasterLine silver | Busch-Watchdog 70 MasterLine silver |  | 5.14
2CKA006800A2548 | 6854 AGM-35-500 | Active | 4011395150825 | 88.03 | 1 | 1 | stuk | Busch-Wächter | BE31210 | TM (Electronic Watchdog) | stuk | Busch-Wächter 70 MasterLine antraciet | Busch-Guard 70 MasterLine anthracite | Busch-Watchdog 70 MasterLine anthracite | Busch-Watchdog 70 MasterLine anthracite |  | 5.14
2CKA006800A2549 | 6854 AGM-201-500 | Active | 4011395150832 | 88.03 | 1 | 1 | stuk | Busch-Wächter | BE31210 | TM (Electronic Watchdog) | stuk | Busch-Wächter 70 MasterLine bruin | Busch-Guard 70 MasterLine marron | Busch-Watchdog 70 MasterLine brown | Busch-Watchdog 70 MasterLine brown |  | 5.14
2CKA006800A2554 | 6867 AGM-204-500 | Active | 4011395150887 | 221.28 | 1 | 1 | stuk | Busch-Wächter | BE31210 | TM (Electronic Watchdog) | stuk | Busch-Wächter 280 MasterLine wit, met IR handzender | Busch-Guard 280 MasterLine blanc, avec Télécommande IR | Busch-Watchdog 280 MasterLine white, with IR remote control | Busch-Watchdog 280 MasterLine white, with IR remote control | B106020960 | 5.14
2CKA006800A2555 | 6867 AGM-208-500 | Active | 4011395150894 | 228.26 | 1 | 1 | stuk | Busch-Wächter | BE31210 | TM (Electronic Watchdog) | stuk | Busch-Wächter 280 MasterLine zilver, met IR handzender | Busch-Guard 280 MasterLine argent métallique, avec Télécommande IR | Busch-Watchdog 280 MasterLine silver metallic, with IR remote control | Busch-Watchdog 280 MasterLine silver metallic, with IR remote control | B106020960 | 5.14
2CKA006800A2556 | 6867 AGM-35-500 | Active | 4011395150917 | 221.28 | 1 | 1 | stuk | Busch-Wächter | BE31210 | TM (Electronic Watchdog) | stuk | Busch-Wächter 280 MasterLine antraciet, met IR handzender | Busch-Guard 280 MasterLine anthracite, avec Télécommande IR | Busch-Watchdog 280 MasterLine anthracite, with IR remote control | Busch-Watchdog 280 MasterLine anthracite, with IR remote control | B106020960 | 5.14
2CKA006800A2557 | 6867 AGM-201-500 | Active | 4011395150924 | 221.28 | 1 | 1 | stuk | Busch-Wächter | BE31210 | TM (Electronic Watchdog) | stuk | Busch-Wächter 280 MasterLine bruin, met IR handzender | Busch-Guard 280 MasterLine marron, avec Télécommande IR | Busch-Watchdog 280 MasterLine brown, with IR remote control | Busch-Watchdog 280 MasterLine brown, with IR remote control | B106020960 | 5.14
2CKA006800A2562 | 6868-204-500 | Active | 4011395150979 | 18.44 | 1 | 1 | stuk | Busch-Wächter | BE31210 | TM (Electronic Watchdog) | stuk | Busch-Wächter Plafond/hoek adapter wit | Adaptateur plafond/angulaire blanc, pour Busch-Guard | Ceiling/Corner adapter white, for Busch-Watchdog | Ceiling/Corner adapter white, for Busch-Watchdog
2CKA006800A2563 | 6868-208-500 | Active | 4011395150986 | 20.04 | 1 | 1 | stuk | Busch-Wächter | BE31210 | TM (Electronic Watchdog) | stuk | Busch-Wächter Plafond/hoek adapter zilver | Adaptateur plafond/angulaire argent, pour Busch-Guard | Ceiling/Corner adapter silver, for Busch-Watchdog | Ceiling/Corner adapter silver, for Busch-Watchdog
2CKA006800A2564 | 6868-35-500 | Active | 4011395150993 | 18.44 | 1 | 1 | stuk | Busch-Wächter | BE31210 | TM (Electronic Watchdog) | stuk | Busch-Wächter Plafond/hoek adapter antraciet | Adaptateur plafond/angulaire anthracite, pour Busch-Guard | Ceiling/Corner adapter anthracite, for Busch-Watchdog | Ceiling/Corner adapter anthracite, for Busch-Watchdog
2CKA006800A2565 | 6868-201-500 | Active | 4011395151013 | 18.44 | 1 | 1 | stuk | Busch-Wächter | BE31210 | TM (Electronic Watchdog) | stuk | Busch-Wächter Plafond/hoek adapter bruin | Adaptateur plafond/angulaire marron, pour Busch-Guard | Ceiling/Corner adapter brown, for Busch-Watchdog | Ceiling/Corner adapter brown, for Busch-Watchdog
2CKA006800A2578 | 6848 AGM-204-500 | Active | 4011395151167 | 221.28 | 1 | 1 | stuk | Busch-Wächter | BE31210 | TM (Electronic Watchdog) | stuk | Busch-Wächter 220 MasterLine premium wit, met IR handzender | Busch-Guard 220 MasterLine premium blanc, avec Télécommande IR | Busch-Watchdog 220 MasterLine premium white, with IR remote control | Busch-Watchdog 220 MasterLine premium white, with IR remote control | B106020960 | 5.14
2CKA006800A2579 | 6848 AGM-208-500 | Active | 4011395151174 | 228.26 | 1 | 1 | stuk | Busch-Wächter | BE31210 | TM (Electronic Watchdog) | stuk | Busch-Wächter 220 MasterLine premium zilver, met IR handzender | Busch-Guard 220 MasterLine premium argent métallique, avec Télécommande IR | Busch-Watchdog 220 MasterLine premium silver metallic, with IR remote control | Busch-Watchdog 220 MasterLine premium silver metallic, with IR remote control | B106020960 | 5.14
2CKA006800A2580 | 6848 AGM-35-500 | Active | 4011395151181 | 221.28 | 1 | 1 | stuk | Busch-Wächter | BE31210 | TM (Electronic Watchdog) | stuk | Busch-Wächter 220 MasterLine premium antraciet, met IR handzender | Busch-Guard 220 MasterLine premium anthracite, avec Télécommande IR | Busch-Watchdog 220 MasterLine premium anthracite, with IR remote control | Busch-Watchdog 220 MasterLine premium anthracite, with IR remote control | B106020960 | 5.14
2CKA006800A2581 | 6848 AGM-201-500 | Active | 4011395151198 | 221.28 | 1 | 1 | stuk | Busch-Wächter | BE31210 | TM (Electronic Watchdog) | stuk | Busch-Wächter 220 MasterLine premium bruin, met IR handzender | Busch-Guard 220 MasterLine premium marron, avec Télécommande IR | Busch-Watchdog 220 MasterLine premium brown, with IR remote control | Busch-Watchdog 220 MasterLine premium brown, with IR remote control | B106020960 | 5.14
2CKA006800A2583 | 6842-101-500 | Active | 4011395151228 | 38.02 | 1 | 1 | stuk | Busch-Wächter | BE31210 | TM (Electronic Watchdog) | stuk | Busch-Wächter IR handzender MasterLine | Télécommande IR service MasterLine pour Busch-Wachter | IR service remote control MasterLine for Busch-Wachter | IR service remote control MasterLine for Busch-Wachter | B106020960 | 5.14
2CKA006800A2585 | 6841-101-500 | Active | 4011395151242 | 27.41 | 1 | 1 | stuk | Busch-Wächter | BE31210 | TM (Electronic Watchdog) | stuk | Busch-Wächter IR handzender MasterLine | Télécommande IR MasterLine pour Busch-Wachter | IR remote control MasterLine for Busch-Wachter | IR remote control MasterLine for Busch-Wachter | B106020960 | 5.14
2CKA006800A2600 | 6847/8 AGM-204-500 | Active | 4011395163078 | 251.56 | 1 | 1 | stuk | Surface-mounted devices | BE31210 | TU (Promo BW) | stuk | Surface-mounted 6847/8 AGM-204-500 | Busch-Guard 220 MasterLine blanc avec lentille anthracite, avec Télécommande IR | Busch-Watchdog 220 MasterLine white with anthracite lens, with IR remote control | 6847/8 AGM-204-500 Busch-Watchdog 220 MasterLINE incl. IR remote control | B106020960 | 5.14
2CKA006800A2611 | 6855 AGM-204-500 | Active | 4011395163221 | 136.26 | 1 | 1 | stuk | Busch-Wächter | BE31210 | TM (Electronic Watchdog) | stuk | Busch-Wächter 110 MasterLine wit | Busch-Guard 110 MasterLine blanc | Busch-Watchdog 110 MasterLine white | Busch-Watchdog 110 MasterLine white |  | 5.14
2CKA006800A2612 | 6855 AGM-208-500 | Active | 4011395163238 | 139.76 | 1 | 1 | stuk | Busch-Wächter | BE31210 | TM (Electronic Watchdog) | stuk | Busch-Wächter 110 MasterLine zilver | Busch-Guard 110 MasterLine argent | Busch-Watchdog 110 MasterLine silver | Busch-Watchdog 110 MasterLine silver |  | 5.14
2CKA006800A2613 | 6855 AGM-35-500 | Active | 4011395163252 | 136.26 | 1 | 1 | stuk | Busch-Wächter | BE31210 | TM (Electronic Watchdog) | stuk | Busch-Wächter 110 MasterLine antraciet | Busch-Guard 110 MasterLine anthracite | Busch-Watchdog 110 MasterLine anthracite | Busch-Watchdog 110 MasterLine anthracite |  | 5.14
2CKA006800A2614 | 6855 AGM-201-500 | Active | 4011395163269 | 136.26 | 1 | 1 | stuk | Busch-Wächter | BE31210 | TM (Electronic Watchdog) | stuk | Busch-Wächter 110 MasterLine bruin | Busch-Guard 110 MasterLine marron | Busch-Watchdog 110 MasterLine brown | Busch-Watchdog 110 MasterLine brown |  | 5.14
2CKA006800A2719 | 6834-84-500 | Active | 4011395186954 | 24.92 | 1 | 1 | stuk | Detector | BE31210 | TG (Electronic Security) | stuk | 6834-84-500 BJ-Smoke alarm ProfLINE | 6834-84-500 Détecteur de fumée Busch ProfessionalLINE, blanc studio, détecteur Busch | Smoke detector - Alkaline | 6834-84-500 Busch-Smoke alarm detector ProfessionalLINE |  | 5.14
2CKA006800A2720 | 6833-84-500 | Active | 4011395186961 | 37.86 | 1 | 1 | stuk | Smoke detectors | BE31210 | TG (Electronic Security) | stuk | Rookmelder Professional Line 10 jaar | Detecteur de fumée Professional Line 10 Ans | Smoke detector Professional Line 10 years | Smoke detector Professional Line 10 years | B106020960 | 5.14
2CKA006800A2721 | 6833/01-84-500 | Active | 4011395186978 | 47.74 | 1 | 1 | stuk | Smoke detectors | BE31210 | TG (Electronic Security) | stuk | Rookmelder Professional Line 10 jaar, koppelbaar | Detecteur de fumée Professional Line 10 Ans, connectable | Smoke detector Professional Line 10 years, connectable | Smoke detector Professional Line 10 years, connectable | B106020960 | 5.14
2CKA006800A2722 | 6835/01-84 | Active | 4011395186985 | 65.04 | 1 | 1 | stuk | Detector | BE31210 | TG (Electronic Security) | stuk | Warmtemelder Lithium +C | Détecteur de chaleur Lithium +C | Heat detector Lithium +C | 6835/01-84 Busch-Heat alarm detector ProfessionalLINE | B106020960 | 5.10
2CKA006800A2723 | 6835/01-84-500 | Active | 4011395186992 | 132.18 | 1 | 1 | stuk | Smoke detectors | BE31210 | TG (Electronic Security) | stuk | Hitte alarm/detector | 6835/01-84-500 Busch-Heat alarm detector | 6835/01-84-500 Busch-Heat alarm detector | 6835/01-84-500 Busch-Heat alarm detector | B106020960 | 5.14
2CKA006800A2732 | 6819/60-24 | Active | 4011395217535 | 132.44 | 1 | 1 | stuk | Presence detector | BE31210 | TM (Electronic Watchdog) | stuk | BWPResent compact relais wit | 6819/60-24 Détecteur de présence Busch Compact, relais, blanc studio mat, détecteur de présence | Presence Comp. Rel. | 6819/60-24 Busch-Presence detector Compact, relay 8 metres |  | 5.14
2CKA006800A2734 | 6819/30-24 | Active | 4011395217559 | 162.13 | 1 | 1 | stuk | Presence detector | BE31210 | TM (Electronic Watchdog) | stuk | BWPResent uni relais wit | 6819/30-24 Détecteur de présence Busch Universal, relais, blanc studio mat, détecteur de présence | Presence Uni. Rel. | 6819/30-24 Busch-Presence detector Universal, relay 12 meters |  | 5.14
2CKA006800A2736 | 6817/62-24 | Active | 4011395217573 | 139.29 | 1 | 1 | stuk | Presence detector | BE31210 | TM (Electronic Watchdog) | stuk | BWPResent compact e-cont.wit | 6817/62-24 Détecteur de présence Busch Compact, e-contact, blanc studio mat, détecteur de présence | Presence Comp. e-contact | 6817/62-24 Busch-Presence detector Compact, e-contact 8 metres |  | 5.14
2CKA006800A2738 | 6817/32-24 | Active | 4011395217597 | 170.12 | 1 | 1 | stuk | Presence detector | BE31210 | TM (Electronic Watchdog) | stuk | BWPResent uni e-cont.wit | 6817/32-24 Détecteur de présence Busch Universal, e-contact, blanc studio mat, détecteur de présence | Presence Uni. e-contact | 6817/32-24 Busch-Presence detector Universal, e-contact 12 meters |  | 5.14
2CKA006800A2740 | 6819/31-24 | Active | 4011395217627 | 179.25 | 1 | 1 | stuk | Presence detector | BE31210 | TM (Electronic Watchdog) | stuk | BWPResent uni relais BT wit | 6819/31-24 Détecteur de présence Busch Universal BT, relais, blanc studio mat, détecteur de présence | Presence Uni. BT Rel. | 6819/31-24 Busch-Presence detector Universal BT, relay 12 meters |  | 5.14
2CKA006800A2742 | 6817/33-24 | Active | 4011395217641 | 188.39 | 1 | 1 | stuk | Presence detector | BE31210 | TM (Electronic Watchdog) | stuk | BWPResent uni e-cont.BT wit | 6817/33-24 Détecteur de présence Busch Universal BT, e-contact, blanc studio mat, détecteur de présence | Presence Uni. BT e-contact | 6817/33-24 Busch-Presence detector Universal BT, e-contact 12 meters |  | 5.14
2CKA006800A2744 | 6819/51-24 | Active | 4011395217665 | 236.34 | 1 | 1 | stuk | Presence detector | BE31210 | TM (Electronic Watchdog) | stuk | BWPResent corridor relais BT wit | 6819/51-24 Détecteur de présence Busch Corridor BT, relais, blanc studio mat, détecteur de présence | Presence Corr. BT Rel. | 6819/51-24 Busch-Presence detector Corridor BT, relay 30 metres |  | 5.14
2CKA006800A2746 | 6819/35-24 | Active | 4011395217689 | 228.34 | 1 | 1 | stuk | Presence detector | BE31210 | TM (Electronic Watchdog) | stuk | BWPResent uni DALI BT wit | 6819/35-24 Détecteur de présence Busch Universal BT, DALI, blanc studio mat, détecteur de présence | Presence Uni. BT DALI | 6819/35-24 Busch-Presence detector Universal BT, DALI 12 meters |  | 5.14
2CKA006800A2748 | 6819/55-24 | Active | 4011395217719 | 308.27 | 1 | 1 | stuk | Presence detector | BE31210 | TM (Electronic Watchdog) | stuk | BWPResent corridor DALI BT wit | 6819/55-24 Détecteur de présence Busch Corridor BT, DALI, blanc studio mat, détecteur de présence | Presence Corr. BT DALI | 6819/55-24 Busch-Presence detector Corridor BT, DALI 30 metres |  | 5.14
2CKA006800A2750 | 6819/68-24 | Active | 4011395217733 | 105.96 | 1 | 1 | stuk | Presence detector | BE31210 | TM (Electronic Watchdog) | stuk | BWPResent compact slave wit | 6819/68-24 Détecteur de présence Busch Compact, esclave, blanc studio mat, détecteur de présence | Presence Comp. SL | 6819/68-24 Busch-Presence detector Compact, slave 8 metres |  | 5.14
2CKA006800A2752 | 6819/38-24 | Active | 4011395217757 | 129.01 | 1 | 1 | stuk | Presence detector | BE31210 | TM (Electronic Watchdog) | stuk | BWPResent uni slave wit | 6819/38-24 Détecteur de présence Busch Universal, esclave, blanc studio mat, détecteur de présence | Presence Uni. SL | 6819/38-24 Busch-Presence detector Universal, slave 12 meters |  | 5.14
2CKA006800A2754 | 6819/58-24 | Active | 4011395217771 | 174.69 | 1 | 1 | stuk | Presence detector | BE31210 | TM (Electronic Watchdog) | stuk | BWPResent corridor slave wit | 6819/58-24 Détecteur de présence Busch Corridor, esclave, blanc studio mat, détecteur de présence | Presence Corr. SL | 6819/58-24 Busch-Presence detector Corridor, slave 24 meters |  | 5.14
2CKA006800A2758 | 6819/39-24 | Active | 4011395217825 | 167.84 | 1 | 1 | stuk | Presence detector | BE31210 | TM (Electronic Watchdog) | stuk | BWPResent uni DALI slave wit | 6819/39-24 Détecteur de présence Busch Universal, esclave, blanc studio mat, détecteur de présence | Presence Uni. DALI SL | 6819/39-24 Busch-Presence detector Universal, slave, DALI 12 meters |  | 5.14
2CKA006800A2760 | 6819/59-24 | Active | 4011395217849 | 174.69 | 1 | 1 | stuk | Presence detector | BE31210 | TM (Electronic Watchdog) | stuk | BWPResent corridor DALI slave wit | 6819/59-24 Détecteur de présence Busch Corridor, esclave, blanc studio mat, détecteur de présence | Presence Corr. DALI SL | 6819/59-24 Busch-Presence detector Corridor, slave, DALI 30 metres |  | 5.14
2CKA006800A2764 | 6889/30-24 | Active | 4011395217887 | 8.28 | 1 | 1 | stuk | Presence detector | BE31210 | TM (Electronic Watchdog) | stuk | BWPResent uni dekorraam wit | 6889/30-24 Détecteur de présence Busch Universal, cadre décor, blanc studio mat, détecteur de présence | Presence Uni. Dekorrahmen | 6889/30-24 Busch-Presence detector Universal, decor frame
2CKA006800A2765 | 6889/30-24-500 | Active | 4011395217894 | 12.81 | 1 | 1 | stuk | Presence detector | BE31210 | TL (KNX BJE (non DIN)) | stuk | 6889/30-24-500 BJ-Presence U | 6889/30-24-500 Busch-Presence detector U | 6889/30-24-500 Busch-Presence detector U | 6889/30-24-500 Busch-Presence detector Universal, decor frame
2CKA006800A2766 | 6819/60-183 | Active | 4011395217900 | 143.86 | 1 | 1 | stuk | Presence detector | BE31210 | TM (Electronic Watchdog) | stuk | BWPResent compact relais alu | 6819/60-183 Détecteur de présence Busch Compact, relais, argent aluminium, détecteur de présence | Presence Comp. Rel. | 6819/60-183 Busch-Presence detector Compact, relay 8 metres |  | 5.14
2CKA006800A2768 | 6819/30-183 | Active | 4011395217924 | 173.54 | 1 | 1 | stuk | Presence detector | BE31210 | TM (Electronic Watchdog) | stuk | BWPResent uni relais alu | 6819/30-183 Détecteur de présence Busch Universal, relais, argent aluminium, détecteur de présence | Presence Uni. Rel. | 6819/30-183 Busch-Presence detector Universal, relay 12 meters |  | 5.14
2CKA006800A2770 | 6817/62-183 | Active | 4011395217948 | 150.71 | 1 | 1 | stuk | Presence detector | BE31210 | TM (Electronic Watchdog) | stuk | BWPResent compact e-cont.alu | 6817/62-183 Détecteur de présence Busch Compact, e-contact, argent aluminium, détecteur de présence | Presence Comp. e-contact | 6817/62-183 Busch-Presence detector Compact, e-contact 8 metres |  | 5.14
2CKA006800A2772 | 6817/32-183 | Active | 4011395217962 | 181.55 | 1 | 1 | stuk | Presence detector | BE31210 | TM (Electronic Watchdog) | stuk | BWPResent uni e-cont.alu | 6817/32-183 Détecteur de présence Busch Universal, e-contact, argent aluminium, détecteur de présence | Presence Uni. e-contact | 6817/32-183 Busch-Presence detector Universal, e-contact 12 meters |  | 5.14
2CKA006800A2774 | 6819/31-183 | Active | 4011395217986 | 191.81 | 1 | 1 | stuk | Presence detector | BE31210 | TM (Electronic Watchdog) | stuk | BWPResent uni relais BT alu | 6819/31-183 Détecteur de présence Busch Universal BT, relais, argent aluminium, détecteur de présence | Presence Uni. BT Rel. | 6819/31-183 Busch-Presence detector Universal BT, relay 12 meters |  | 5.14
2CKA006800A2776 | 6817/33-183 | Active | 4011395218013 | 199.8 | 1 | 1 | stuk | Presence detector | BE31210 | TM (Electronic Watchdog) | stuk | BWPResent uni e-cont.BT alu | 6817/33-183 Détecteur de présence Busch Universal BT, e-contact, argent aluminium, détecteur de présence | Presence Uni. BT e-contact | 6817/33-183 Busch-Presence detector Universal BT, e-contact 12 meters |  | 5.14
2CKA006800A2778 | 6819/51-183 | Active | 4011395218037 | 247.76 | 1 | 1 | stuk | Presence detector | BE31210 | TM (Electronic Watchdog) | stuk | BWPResent corridor relais BT alu | 6819/51-183 Détecteur de présence Busch Corridor BT, relais, argent aluminium, détecteur de présence | Presence Corr. BT Rel. | 6819/51-183 Busch-Presence detector Corridor BT, relay 30 metres |  | 5.14
2CKA006800A2780 | 6819/35-183 | Active | 4011395218051 | 239.77 | 1 | 1 | stuk | Presence detector | BE31210 | TM (Electronic Watchdog) | stuk | BWPResent uni DALI BT alu | 6819/35-183 Détecteur de présence Busch Universal BT, DALI, argent aluminium, détecteur de présence | Presence Uni. BT DALI | 6819/35-183 Busch-Presence detector Universal BT, DALI 12 meters |  | 5.14
2CKA006800A2782 | 6819/55-183 | Active | 4011395218129 | 319.69 | 1 | 1 | stuk | Presence detector | BE31210 | TM (Electronic Watchdog) | stuk | BWPResent corridor DALI BT alu | 6819/55-183 Détecteur de présence Busch Corridor BT, DALI, argent aluminium, détecteur de présence | Presence Corr. BT DALI | 6819/55-183 Busch-Presence detector Corridor BT, DALI 30 metres |  | 5.14
2CKA006800A2784 | 6819/68-183 | Active | 4011395218143 | 117.6 | 1 | 1 | stuk | Presence detector | BE31210 | TM (Electronic Watchdog) | stuk | BWPResent compact slave alu | 6819/68-183 Détecteur de présence Busch Compact, esclave, argent aluminium, détecteur de présence | Presence Comp. SL | 6819/68-183 Busch-Presence detector Compact, slave 8 metres |  | 5.14
2CKA006800A2786 | 6819/38-183 | Active | 4011395218167 | 141.58 | 1 | 1 | stuk | Presence detector | BE31210 | TM (Electronic Watchdog) | stuk | BWPResent uni slave alu | 6819/38-183 Détecteur de présence Busch Universal, esclave, argent aluminium, détecteur de présence | Presence Uni. SL | 6819/38-183 Busch-Presence detector Universal, slave 12 meters |  | 5.14
2CKA006800A2788 | 6819/58-183 | Active | 4011395218181 | 187.24 | 1 | 1 | stuk | Presence detector | BE31210 | TM (Electronic Watchdog) | stuk | BWPResent corridor slave alu | 6819/58-183 Détecteur de présence Busch Corridor, esclave, argent aluminium, détecteur de présence | Presence Corr. SL | 6819/58-183 Busch-Presence detector Corridor, slave 24 meters |  | 5.14
2CKA006800A2792 | 6819/39-183 | Active | 4011395218235 | 179.25 | 1 | 1 | stuk | Presence detector | BE31210 | TM (Electronic Watchdog) | stuk | BWPResent uni DALI slave alu | 6819/39-183 Détecteur de présence Busch Universal, esclave, argent aluminium, détecteur de présence | Presence Uni. DALI SL | 6819/39-183 Busch-Presence detector Universal, slave, DALI 12 meters |  | 5.14
2CKA006800A2794 | 6819/59-183 | Active | 4011395218259 | 187.24 | 1 | 1 | stuk | Presence detector | BE31210 | TM (Electronic Watchdog) | stuk | BWPResent corridor DALI slave alu | 6819/59-183 Détecteur de présence Busch Corridor, esclave, argent aluminium, détecteur de présence | Presence Corr. DALI SL | 6819/59-183 Busch-Presence detector Corridor, slave, DALI 30 metres |  | 5.14
2CKA006800A2796 | 6819/50-24 | Active | 4011395231913 | 218.07 | 1 | 1 | stuk | Presence detector | BE31210 | TM (Electronic Watchdog) | stuk | BWPResent corridor relais wit | 6819/50-24 Détecteur de présence Busch Corridor, relais, blanc studio mat, détecteur de présence | Presence Corr. Rel. | 6819/50-24 Busch-Presence detector Corridor, relay 24 meters |  | 5.14
2CKA006800A2798 | 6819/50-183 | Active | 4011395231937 | 229.5 | 1 | 1 | stuk | Presence detector | BE31210 | TM (Electronic Watchdog) | stuk | BWPResent corridor relais alu | 6819/50-183 Détecteur de présence Busch Corridor, relais, argent aluminium, détecteur de présence | Presence Corr. Rel. | 6819/50-183 Busch-Presence detector Corridor, relay 24 meters |  | 5.14
2CKA006800A2800 | 6889/50-24 | Active | 4011395231968 | 8.28 | 1 | 1 | stuk | Presence detector | BE31210 | TM (Electronic Watchdog) | stuk | BWPResent corridor dekorraam wit | 6889/50-24 Détecteur de présence Busch Corridor, cadre décor, blanc studio mat, détecteur de présence | Presence Corr. Dekorrahmen | 6889/50-24 Busch-Presence detector Corridor, decorative styling frame
2CKA006800A2801 | 6889/50-24-500 | Active | 4011395231975 | 12.81 | 1 | 1 | stuk | Presence detector | BE31210 | TL (KNX BJE (non DIN)) | stuk | 6889/50-24-500 BJ-Presence C | 6889/50-24-500 Busch-Presence detector C | 6889/50-24-500 Busch-Presence detector C | 6889/50-24-500 Busch-Presence detector Corridor, decorative styling frame
2CKA006800A2802 | 6817/93-204 | Active | 4011395231982 | 176.97 | 1 | 1 | stuk | Presence detector | BE31210 | TM (Electronic Watchdog) | stuk | BWPResent uni e-cont.BT IP wit | 6817/93-204 Détecteur de présence Busch Universal BT, e-contact avec joint anneau, blanc alpin, détecteur de présence | Presence Uni. BT e-cont. IP | 6817/93-204 Busch-Presence detector Universal BT, e-contact with sealing ring 12 meters |  | 5.14
2CKA006800A2804 | 6817/93-183 | Active | 4011395232002 | 188.39 | 1 | 1 | stuk | Presence detector | BE31210 | TM (Electronic Watchdog) | stuk | BWPResent uni e-cont.BT IP alu | 6817/93-183 Détecteur de présence Busch Universal BT, e-contact avec joint anneau, argent aluminium, détecteur de présence | Presence Uni. BT e-cont. IP | 6817/93-183 Busch-Presence detector Universal BT, e-contact with sealing ring 12 meters |  | 5.14
2CKA006800A2825 | 6815-214-101-500 | Limited | 4011395273593 | 54.09 | 1 | 1 | stuk | Flush-mounted sensors | BE31210 | TH (Electronic Basic ran) | stuk | Comfortschak.sensor R-alpin | 6815-214-101-500 Busch-Comfort switch control element with neon lamp | Busch Comfort Switch Cover | 6815-214-101-500 Busch-Comfort switch control element with neon lamp |  | 5.14
2CKA006800A2827 | 6815-81-101 | Limited | 4011395273616 | 60.19 | 1 | 1 | stuk | Flush-mounted sensors | BE31210 | TH (Electronic Basic ran) | stuk | Comfortschak.sensor f-antraciet | 6815-81-101 Busch-Comfort switch control element with neon lamp | Busch Comfort Switch Cover | 6815-81-101 Busch-Comfort switch control element with neon lamp |  | 5.14
2CKA006800A2831 | 6815-83-101 | Limited | 4011395273654 | 61.34 | 1 | 1 | stuk | Flush-mounted sensors | BE31210 | TH (Electronic Basic ran) | stuk | Comfortschak.sensor f-aluzilver | 6815-83-101 Busch-Comfort switch control element with neon lamp | Busch Comfort Switch Cover | 6815-83-101 Busch-Comfort switch control element with neon lamp |  | 5.14
2CKA006800A2833 | 6815-84-101 | Limited | 4011395273678 | 58.35 | 1 | 1 | stuk | Flush-mounted sensors | BE31210 | TH (Electronic Basic ran) | stuk | Comfortschak.sensor f-studiowit | 6815-84-101 Busch-Comfort switch control element with neon lamp | Busch Comfort Switch Cover | 6815-84-101 Busch-Comfort switch control element with neon lamp |  | 5.14
2CKA006800A2835 | 6815-803-101 | Limited | 4011395273692 | 61.34 | 1 | 1 | stuk | Flush-mounted sensors | BE31210 | TH (Electronic Basic ran) | stuk | Comfortschak.sensor f-grijsMetal | 6815-803-101 Busch-Comfort switch control element with neon lamp | Busch Comfort Switch Cover | 6815-803-101 Busch-Comfort switch control element with neon lamp |  | 5.14
2CKA006800A2837 | 6815-884-101 | Limited | 4011395273715 | 61.34 | 1 | 1 | stuk | Flush-mounted sensors | BE31210 | TH (Electronic Basic ran) | stuk | Comfortschak.sensor f-matwit | 6815-884-101 Busch-Comfort switch control element with neon lamp | Busch Comfort Switch Cover | 6815-884-101 Busch-Comfort switch control element with neon lamp |  | 5.14
2CKA006800A2921 | 64761-81-500 | Active | 4011395293294 | 67.99 | 1 | 1 | stuk | Busch-free@home® flex | BE31210 | TH (Electronic Basic ran) | stuk | BW 180 flex, basic sensor | BW 180 flex, basic sensor | BW 180 flex, basic sensor | BW 180 flex, basic sensor
2CKA006800A2923 | 64761-82-500 | Active | 4011395293300 | 59.85 | 1 | 1 | stuk | Busch-free@home® flex | BE31210 | TH (Electronic Basic ran) | stuk | BW 180 flex, basic sensor | BW 180 flex, basic sensor | BW 180 flex, basic sensor | BW 180 flex, basic sensor
2CKA006800A2925 | 64761-83-500 | Active | 4011395293317 | 64.58 | 1 | 1 | stuk | Busch-free@home® flex | BE31210 | TH (Electronic Basic ran) | stuk | BW 180 flex, basic sensor | BW 180 flex, basic sensor | BW 180 flex, basic sensor | BW 180 flex, basic sensor
2CKA006800A2927 | 64761-84-500 | Active | 4011395293324 | 60.38 | 1 | 1 | stuk | Busch-free@home® flex | BE31210 | TH (Electronic Basic ran) | stuk | BW 180 flex, basic sensor | BW 180 flex, basic sensor | BW 180 flex, basic sensor | BW 180 flex, basic sensor
2CKA006800A2931 | 64761-884-500 | Active | 4011395293348 | 65.89 | 1 | 1 | stuk | Busch-free@home® flex | BE31210 | TH (Electronic Basic ran) | stuk | BW 180 flex, basic sensor | BW 180 flex, basic sensor | BW 180 flex, basic sensor | BW 180 flex, basic sensor
2CKA006800A2933 | 64761-885-500 | Active | 4011395293355 | 65.89 | 1 | 1 | stuk | Busch-free@home® flex | BE31210 | TH (Electronic Basic ran) | stuk | BW 180 flex, basic sensor | BW 180 flex, basic sensor | BW 180 flex, basic sensor | BW 180 flex, basic sensor
2CKA006800A2936 | 64761-866-500 | Active | 4011395293379 | 80.06 | 1 | 1 | stuk | Busch-free@home® flex | BE31210 | TH (Electronic Basic ran) | stuk | BW 180 flex, basic sensor | BW 180 flex, basic sensor | BW 180 flex, basic sensor | BW 180 flex, basic sensor
2CKA006800A2952 | 64762-212 | Active | 4011395295021 | 119.7 | 1 | 1 | stuk | Busch-free@home® flex | BE31210 | TH (Electronic Basic ran) | stuk | BW 180 flex, comfort sensor | BW 180 flex, comfort sensor | BW 180 flex, comfort sensor | BW 180 flex, comfort sensor
2CKA006800A2954 | 64762-214 | Active | 4011395295038 | 118.65 | 1 | 1 | stuk | Busch-free@home® flex | BE31210 | TH (Electronic Basic ran) | stuk | BW 180 flex, comfort sensor | BW 180 flex, comfort sensor | BW 180 flex, comfort sensor | BW 180 flex, comfort sensor
2CKA006800A2958 | 64762-81-500 | Active | 4011395293522 | 119.7 | 1 | 1 | stuk | Busch-free@home® flex | BE31210 | TH (Electronic Basic ran) | stuk | BW 180 flex, comfort sensor | BW 180 flex, comfort sensor | BW 180 flex, comfort sensor | BW 180 flex, comfort sensor
2CKA006800A2960 | 64762-82-500 | Active | 4011395293539 | 113.93 | 1 | 1 | stuk | Busch-free@home® flex | BE31210 | TH (Electronic Basic ran) | stuk | BW 180 flex, comfort sensor | BW 180 flex, comfort sensor | BW 180 flex, comfort sensor | BW 180 flex, comfort sensor
2CKA006800A2962 | 64762-83-500 | Active | 4011395293546 | 118.39 | 1 | 1 | stuk | Busch-free@home® flex | BE31210 | TH (Electronic Basic ran) | stuk | BW 180 flex, comfort sensor | BW 180 flex, comfort sensor | BW 180 flex, comfort sensor | BW 180 flex, comfort sensor
2CKA006800A2964 | 64762-84-500 | Active | 4011395293553 | 115.24 | 1 | 1 | stuk | Busch-free@home® flex | BE31210 | TH (Electronic Basic ran) | stuk | BW 180 flex, comfort sensor | BW 180 flex, comfort sensor | BW 180 flex, comfort sensor | BW 180 flex, comfort sensor
2CKA006800A2968 | 64762-884-500 | Active | 4011395293577 | 118.39 | 1 | 1 | stuk | Busch-free@home® flex | BE31210 | TH (Electronic Basic ran) | stuk | BW 180 flex, comfort sensor | BW 180 flex, comfort sensor | BW 180 flex, comfort sensor | BW 180 flex, comfort sensor
2CKA006800A2970 | 64762-885-500 | Active | 4011395293584 | 120.75 | 1 | 1 | stuk | Busch-free@home® flex | BE31210 | TH (Electronic Basic ran) | stuk | BW 180 flex, comfort sensor | BW 180 flex, comfort sensor | BW 180 flex, comfort sensor | BW 180 flex, comfort sensor
2CKA006800A2973 | 64762-866-500 | Active | 4011395293607 | 130.46 | 1 | 1 | stuk | Busch-free@home® flex | BE31210 | TH (Electronic Basic ran) | stuk | BW 180 flex, comfort sensor | BW 180 flex, comfort sensor | BW 180 flex, comfort sensor | BW 180 flex, comfort sensor
2CKA006800A2991 | 64764-214 | Active | 4011395295175 | 118.65 | 1 | 1 | stuk | Busch-free@home® flex | BE31210 | TH (Electronic Basic ran) | stuk | BW 180 flex, comfort sensor | BW 180 flex, comfort sensor | BW 180 flex, comfort sensor | BW 180 flex, comfort sensor
2CKA006800A2995 | 64764-81-500 | Active | 4011395293751 | 119.7 | 1 | 1 | stuk | Busch-free@home® flex | BE31210 | TH (Electronic Basic ran) | stuk | BW 180 flex, comfort sensor | BW 180 flex, comfort sensor | BW 180 flex, comfort sensor | BW 180 flex, comfort sensor
2CKA006800A2997 | 64764-82-500 | Active | 4011395293768 | 113.93 | 1 | 1 | stuk | Busch-free@home® flex | BE31210 | TH (Electronic Basic ran) | stuk | BW 180 flex, comfort sensor | BW 180 flex, comfort sensor | BW 180 flex, comfort sensor | BW 180 flex, comfort sensor
2CKA006800A2999 | 64764-83-500 | Active | 4011395293775 | 118.39 | 1 | 1 | stuk | Busch-free@home® flex | BE31210 | TH (Electronic Basic ran) | stuk | BW 180 flex, comfort sensor | BW 180 flex, comfort sensor | BW 180 flex, comfort sensor | BW 180 flex, comfort sensor
2CKA006800A3001 | 64764-84-500 | Active | 4011395293782 | 115.24 | 1 | 1 | stuk | Busch-free@home® flex | BE31210 | TH (Electronic Basic ran) | stuk | BW 180 flex, comfort sensor | BW 180 flex, comfort sensor | BW 180 flex, comfort sensor | BW 180 flex, comfort sensor
2CKA006800A3005 | 64764-884-500 | Active | 4011395293805 | 118.39 | 1 | 1 | stuk | Busch-free@home® flex | BE31210 | TH (Electronic Basic ran) | stuk | BW 180 flex, comfort sensor | BW 180 flex, comfort sensor | BW 180 flex, comfort sensor | BW 180 flex, comfort sensor
2CKA006800A3007 | 64764-885-500 | Active | 4011395293812 | 120.75 | 1 | 1 | stuk | Busch-free@home® flex | BE31210 | TH (Electronic Basic ran) | stuk | BW 180 flex, comfort sensor | BW 180 flex, comfort sensor | BW 180 flex, comfort sensor | BW 180 flex, comfort sensor
2CKA006800A3045 | 64821 U-500 | Active | 4011395294079 | 101.85 | 1 | 1 | stuk | Busch-free@home® flex | BE31210 | TH (Electronic Basic ran) | stuk | Relay insert flex, 2vdg | Relay insert flex, double | Relay insert flex, double | Relay insert flex, double
2CKA006800A3048 | 64814 U-500 | Active | 4011395294093 | 91.09 | 1 | 1 | stuk | Busch-free@home® flex | BE31210 | TH (Electronic Basic ran) | stuk | e-contact insert flex, 1vdg | e-contact insert flex, simple | e-contact insert flex, simple | e-contact insert flex, simple
2CKA006800A3051 | 64891 U-500 | Active | 4011395294116 | 47.25 | 1 | 1 | stuk | Busch-free@home® flex | BE31210 | TH (Electronic Basic ran) | stuk | Extension insert flex | Extension insert flex | Extension insert flex | Extension insert flex
2CKA006899A0231 | 6899 | Active | 4011395402504 | 12.73 | 1 | 1 | stuk | Smoke detectors | BE31210 | TH (Electronic Basic ran) | stuk | RC-filter | Circuit d'antiparasitage RC | RC SUPPRESSOR | RC SUPPRESSOR |  | 5.14
2CKA006899A2304 | 6898 | Active | 4011395133361 | 34.02 | 1 | 1 | stuk | Smoke detectors | BE31210 | TM (Electronic Watchdog) | stuk | Protective basket | Protective basket | Protective basket | Protective basket
2CKA006899A2305 | 6888 | Active | 4011395133378 | 14.21 | 1 | 1 | stuk | Smoke detectors | BE31210 | TM (Electronic Watchdog) | stuk | Surface mounting box | Surface mounting box | Surface mounting box | Surface mounting box
2CKA008100A0347 | 8186/05 | Active | 4011395171493 | 21.51 | 1 | 1 | stuk | MDRC devices | BE31210 | TH (Electronic Basic ran) | stuk | MDRC 8186/05 | 8186/05 Module de brassage IP, MDRC, composants réseau actifs | IP-Mounting adapter MDRC | 8186/05 IP patch module, MDRC |  | 5.14
2CKA008100A0356 | 8186/41 | Active | 4011395192726 | 245.62 | 1 | 1 | stuk | Flush-mounted inserts | BE31210 | TH (Electronic Basic ran) | stuk | IP-WLAN-Accesspoint PoE sokkel | WLAN point d' access PoE | IP-WLAN-Accesspoint PoE | 8186/41 Flush-mounted PoE WLAN access point power supply via Ethernet |  | 5.14
2CKA008100A0357 | 8186/41-500 | Active | 4011395192733 | 245.62 | 1 | 1 | stuk | Flush-mounted inserts | BE31210 | TH (Electronic Basic ran) | stuk | Flush inserts 8186/41-500 | 8186/41-500 Point d#accès WLAN PoE encastrable, composants réseau actifs | WLAN Accesspoint PoE, FM | 8186/41-500 Flush-mounted PoE WLAN access point power supply via Ethernet |  | 5.14
2CKA008100A0358 | 8186/31-101 | Active | 4011395218716 | 207.57 | 1 | 1 | stuk | Flush-mounted inserts | BE31210 | TH (Electronic Basic ran) | stuk | IP-WLAN-Accesspoint sokkel | 8186/31-101 Point d#accès WLAN, encastrable, inserts pour communication de données | IP-WLAN-Accesspoint FM | 8186/31-101 WLAN access point, flush-mounted power supply from mains power |  | 5.14
2CKA008100A0359 | 8186/31-101-500 | Active | 4011395218723 | 207.57 | 1 | 1 | stuk | Flush-mounted inserts | BE31210 | TH (Electronic Basic ran) | stuk | Flush inserts 8186/31-101-500 | 8186/31-101-500 Point d#accès WLAN, encastrable, inserts pour communication de données | IP-WLAN-Accesspoint FM | 8186/31-101-500 WLAN access point, flush-mounted power supply from mains power |  | 5.14
2CKA008100A0360 | 8186/11 | Active | 4011395218730 | 16.6 | 1 | 1 | stuk | Flush-mounted inserts | BE31210 | TH (Electronic Basic ran) | stuk | resetMagneet v IP-WLAN-Accesspoint | 8186/11 Réinitialiser l#aimant, inserts pour la communication de données | Reset-Magnet | 8186/11 Reset magnet
2CKA008200A0013 | 8222 EB | Active | 4011395054147 | 54.09 | 1 | 1 | stuk | Ceiling module | BE31210 | TH (Electronic Basic ran) | stuk | luidspreker | Haut-parleur à encastrer | Loudspeaker | 8222 EB Built-in loudspeakers 13 cm (5") |  | 5.14
2CKA008200A0014 | 8228 | Active | 4011395054154 | 30.58 | 1 | 1 | stuk | Ceiling module | BE31210 | TH (Electronic Basic ran) | stuk | Luidsprekerrooster | Grille de haut-parleur | Loudspeaker Lattice | 8228 Loudspeaker grid metal
2CKA008200A0015 | 8229/1 | Active | 4011395054161 | 7.61 | 1 | 1 | stuk | Ceiling module | BE31210 | TH (Electronic Basic ran) | stuk | 8229/1 Flush instal.box | 8229/1 Flush-mounted installation box | Socket Outlet | 8229/1 Flush-mounted installation box
2CKA008200A0016 | 8229/2 | Active | 4011395054178 | 15.28 | 1 | 1 | stuk | Ceiling module | BE31210 | TH (Electronic Basic ran) | stuk | Holle wand inbouwring | Bague de montage pour mur creux | Hollow Wall Install. Ring | 8229/2 Adapter for cavity wall installation
2CKA008200A0017 | 8229/3 | Active | 4011395054185 | 3.94 | 1 | 1 | stuk | Ceiling module | BE31210 | TH (Electronic Basic ran) | stuk | 8229/3 Blind plate | 8229/3 Blind plate | Blindplate | 8229/3 Blind plate |  | 5.14
2CKA008200A0042 | 8223 U | Active | 4011395104446 | 40.36 | 1 | 1 | stuk | Radio | BE31210 | TH (Electronic Basic ran) | stuk | loudspeaker insert | 8223 U Loudspeaker insert 5 cm (2") | loudspeaker insert | 8223 U Loudspeaker insert 5 cm (2") |  | 5.14
2CKA008200A0078 | 8253-81 | Active | 4011395104828 | 23.88 | 1 | 1 | stuk | Radio | BE31210 | TH (Electronic Basic ran) | stuk | Centr.Plaat luidspreker | 8253-81 Cover plate | Cover plate | 8253-81 Cover plate
2CKA008200A0079 | 8253-82 | Active | 4011395104835 | 15.1 | 1 | 1 | stuk | Radio | BE31210 | TH (Electronic Basic ran) | stuk | Afdekplaat 8253-82 | 8253-82 Cover plate | Cover plate | 8253-82 Cover plate
2CKA008200A0080 | 8253-83 | Active | 4011395104842 | 26.29 | 1 | 1 | stuk | Radio | BE31210 | TH (Electronic Basic ran) | stuk | Afdekplaat 8253-83 | 8253-83 Cover plate | Cover plate | 8253-83 Cover plate
2CKA008200A0081 | 8253-84 | Active | 4011395104859 | 15.1 | 1 | 1 | stuk | Radio | BE31210 | TH (Electronic Basic ran) | stuk | Afdekplaat 8253-84 | 8253-84 Cover plate | Cover plate | 8253-84 Cover plate
2CKA008200A0087 | 8253-866 | Active | 4011395104927 | 36.78 | 1 | 1 | stuk | Radio | BE31210 | TH (Electronic Basic ran) | stuk | Afdekplaat 8253-866 | 8253-866 Cover plate | Cover plate | 8253-866 Cover plate
2CKA008200A0089 | 8253-72 | Active | 4011395104941 | 31.13 | 1 | 1 | stuk | Radio | BE31210 | TH (Electronic Basic ran) | stuk | Centr.Plaat luidsprek Impuls ivoorwit | 8253-72 Cover plate | Cover plate | 8253-72 Cover plate
2CKA008200A0090 | 8253-74 | Active | 4011395104958 | 31.13 | 1 | 1 | stuk | Radio | BE31210 | TH (Electronic Basic ran) | stuk | Centr.Plaat luidsprek Impuls alpinewit | 8253-74 Cover plate | Cover plate | 8253-74 Cover plate
2CKA008200A0091 | 8253-79 | Active | 4011395104972 | 40.26 | 1 | 1 | stuk | Radio | BE31210 | TH (Electronic Basic ran) | stuk | Centr.Plaat luidsprek Impuls champagneMET | 8253-79 Cover plate | Cover plate | 8253-79 Cover plate
2CKA008200A0092 | 8253-783 | Active | 4011395104989 | 40.26 | 1 | 1 | stuk | Radio | BE31210 | TH (Electronic Basic ran) | stuk | Centr.Plaat luidspreker | Plaque central pour haut-parleur | Cover plate for speaker | 8253-783 Cover plate
2CKA008200A0093 | 8253-20 | Active | 4011395104996 | 33.66 | 1 | 1 | stuk | Radio | BE31210 | TH (Electronic Basic ran) | stuk | Centr.Plaat luidsprek Alpha Nea platina | 8253-20 Cover plate | Cover plate | 8253-20 Cover plate
2CKA008200A0094 | 8253-21 | Active | 4011395105016 | 33.66 | 1 | 1 | stuk | Radio | BE31210 | TH (Electronic Basic ran) | stuk | Centr.Plaat luidsprek Alpha Nea brons | 8253-21 Cover plate | Cover plate | 8253-21 Cover plate
2CKA008200A0095 | 8253-22G | Active | 4011395105023 | 22.2 | 1 | 1 | stuk | Radio | BE31210 | TH (Electronic Basic ran) | stuk | plate Alpha Nea | Cover plate Alpha Nea | Cover plate Alpha Nea | 8253-22G Cover plate
2CKA008200A0097 | 8253-24G | Active | 4011395105047 | 22.2 | 1 | 1 | stuk | Radio | BE31210 | TH (Electronic Basic ran) | stuk | Centr.Plaat luidsprek Alpha Nea studiowit | 8253-24G Cover plate | Cover plate | 8253-24G Cover plate
2CKA008200A0102 | 8253-260 | Active | 4011395105115 | 33.66 | 1 | 1 | stuk | Radio | BE31210 | TH (Electronic Basic ran) | stuk | Afdekplaat 8253-260 | 8253-260 Cover plate | Cover plate | 8253-260 Cover plate
2CKA008200A0103 | 8253-266 | Active | 4011395105122 | 33.66 | 1 | 1 | stuk | Radio | BE31210 | TH (Electronic Basic ran) | stuk | Centr.Plaat luidsprek Alpha excl.titaan | 8253-266 Cover plate | Cover plate | 8253-266 Cover plate
2CKA008200A0109 | 8224 EB | Active | 4011395112441 | 65.85 | 1 | 1 | stuk | Ceiling module | BE31210 | TH (Electronic Basic ran) | stuk | luidspreker 5 vochtraam | 8224 EB Loudspeaker ,waterprotect | Loudspeaker ,waterprotect | 8224 EB Moist atmosphere loudspeaker 13 cm (5") |  | 5.14
2CKA008200A0110 | 8227 | Active | 4011395112458 | 24.1 | 1 | 1 | stuk | Ceiling module | BE31210 | TH (Electronic Basic ran) | stuk | Luidspreker kunststof | 8227 Loudspeaker Cover, Moulde | Loudspeaker Cover, Moulde | 8227 Loudspeaker grid plastic material
2CKA008200A0115 | 8253-803 | Active | 4011395113158 | 26.29 | 1 | 1 | stuk | Radio | BE31210 | TH (Electronic Basic ran) | stuk | Centr.PlaatMeteor/grijsMET Luidspreker | Plaque centrale meteor/grijsmetallic Haut-parleur | Cover plate meteor/grey metallic Speaker | 8253-803 Cover plate
2CKA008200A0117 | 8253-777 | Active | 4011395113172 | 40.26 | 1 | 1 | stuk | Radio | BE31210 | TH (Electronic Basic ran) | stuk | Centr.Plaat luidsprek Impuls brombeer | 8253-777 Cover plate | Cover plate | 8253-777 Cover plate
2CKA008200A0123 | 8253-884 | Active | 4011395130087 | 26.29 | 1 | 1 | stuk | Radio | BE31210 | TH (Electronic Basic ran) | stuk | Centr.Plaat fut.lin.Luidspreker studio witMat | Plaque centrale Future Linear Haut-parleur, blanc mat | Cover Plate Future Linear Speaker, studio white matt | 8253-884 Cover plate
2CKA008200A0126 | 8253-885 | Active | 4011395130131 | 26.29 | 1 | 1 | stuk | Radio | BE31210 | TH (Electronic Basic ran) | stuk | Centr.Plaat fut.lin.LuidsprekerMat zw | Plaque centrale Future Linear Haut-parleur, noir mat | Cover plate Future Linear Speaker, black matt | 8253-885 Cover plate
2CKA008200A0128 | 8253-775 | Active | 4011395130186 | 40.26 | 1 | 1 | stuk | Radio | BE31210 | TH (Electronic Basic ran) | stuk | 8253-775 Cover plate | 8253-775 Cover plate | Cover Frame | 8253-775 Cover plate
2CKA008200A0130 | 8253-774 | Active | 4011395130216 | 40.26 | 1 | 1 | stuk | Radio | BE31210 | TH (Electronic Basic ran) | stuk | 8253-774 Cover plate | 8253-774 Cover plate | Cover Frame | 8253-774 Cover plate
2CKA008200A0152 | 8216 U | Active | 4011395157213 | 312.5 | 1 | 1 | stuk | Radio | BE31210 | TH (Electronic Basic ran) | stuk | Internet radio mech. | Radio internet méchanisme encastré | Internet radio flush-mounted mechanisme | 8216 U Busch-Radio iNet |  | 5.14
2CKA008200A0155 | 8240-84 | Active | 4011395157244 | 373.61 | 1 | 1 | stuk | Radio | BE31210 | TH (Electronic Basic ran) | stuk | 8240-84 BJ-Radio iNet complete set | Set radio internet davos/blanc studio radio, haut parleur, plaques centrales et plaque de recouvrement | FM Internet radio set | 8240-84 Busch-Radio iNet complete set |  | 5.14
2CKA008200A0156 | 8240-84-500 | Active | 4011395157251 | 373.61 | 1 | 1 | stuk | Radio | BE31210 | TH (Electronic Basic ran) | stuk | Internet radio set fut.lin.wit | Internet radio set Future linear blanc | Internet radio set Future linear White | 8240-84-500 Busch-Radio iNet complete set |  | 5.14
2CKA008200A0183 | 8223 U-500 | Active | 4011395176191 | 77.95 | 1 | 1 | stuk | Radio | BE31210 | TA (Mech Stnd WA & SSM) | stuk | 8223 U-500 Loudspeaker insert 5 cm (2'') | 8223 U-500 Loudspeaker insert 5 cm (2'') | 8223 U-500 Loudspeaker insert 5 cm (2'') | 8223 U-500 Loudspeaker insert 5 cm (2") |  | 5.14
2CKA008200A0186 | 8253-914 | Active | 4011395191873 | 11.01 | 1 | 1 | stuk | Radio | BE31210 | TH (Electronic Basic ran) | stuk | cpl v radioluidspreker SI-B | 8253-914 Plaque couvercle, blanc alpin, capots pour adaptateur multimédia/communication | c-plate loudspeaker | 8253-914 Cover plate
2CKA008200A0200 | 8225 EB | Active | 4011395207628 | 63.77 | 1 | 1 | stuk | Radio | BE31210 | TA (Mech Stnd WA & SSM) | stuk | radioluidspreker 3 inch plafond inb | 8225 EB Haut-parleur intégré plafond, blanc studio, Busch-AudioWorld | Ceiling loudspeaker. 3 | 8225 EB Built-in ceiling loudspeaker 8 cm (3") |  | 5.14
2CKA008200A0201 | 8226 EB | Active | 4011395207635 | 92.6 | 1 | 1 | stuk | Radio | BE31210 | TA (Mech Stnd WA & SSM) | stuk | radioluidspreker 5 inch plafond inb | 8226 EB Haut-parleur intégré plafond, blanc studio, Busch-AudioWorld | Ceiling loudspeaker, 5 | 8226 EB Built-in ceiling loudspeaker 13 cm (5") |  | 5.14
2CKA008200A0202 | 8226/10 EB | Active | 4011395207642 | 111.86 | 1 | 1 | stuk | Radio | BE31210 | TH (Electronic Basic ran) | stuk | radioluidspreker 5 inch hifi inb | Haut-parleur à encastrer | Loudspeaker | 8226/10 EB HiFi built-in ceiling loudspeaker 13 cm (5") |  | 5.14
2CKA008200A0222 | 8229 | Active | 4011395232132 | 30.58 | 1 | 1 | stuk | Speakers and accessories | BE31210 | TH (Electronic Basic ran) | stuk | radio luidspr rooster 5 inch | 8229 Grille haut-parleur avec verrou magnétique, blanc, Busch-AudioWorld | Loudspeaker grid with magnetic lock | 8229 Loudspeaker grid with magnetic lock metal
2CKA008200A0233 | 8220 UJ-84-101 | Active | 4011395304464 | 214.91 | 1 | 1 | stuk | Multimedia | BE31210 | TH (Electronic Basic ran) | stuk | Digitale radio inbouw DAB+, komplete set | Radio DAB+ encastré, set complet | digital radio insert DAB+, complete set | digital radio insert DAB+, complete set |  | 5.14
2CKA008200A0275 | 8215 U-101 | Active | 4011395304914 | 149.99 | 1 | 1 | stuk | Multimedia | BE31210 | TH (Electronic Basic ran) | stuk | Digitale radio inbouw DAB+ | Radio DAB+ encastré | digital radio insert DAB+ | digital radio insert DAB+ |  | 5.14
2CKA008200A0278 | 8217 U-101 | Active | 4011395304945 | 245.48 | 1 | 1 | stuk | Multimedia | BE31210 | TH (Electronic Basic ran) | stuk | Digitale radio inbouw DAB+ met BT | Radio DAB+ et BT encastré | digital radio insert DAB+ with BT | digital radio insert DAB+ with BT |  | 5.14
2CMA100519R1000 | ABB430MF12W | Active | 7392696005197 | 1456.64 | 1 | 1 | stuk | Switched socket outlet | BE31210 | SA (Modulair+Plug&Socket) | stuk | Mech.Interlock Fused 30A 3P4W 120/ | Mechanical Interlock Fused 30A 3P4W 120/ | Mechanical Interlock Fused 30A 3P4W 120/ | Mechanical Interlock Fused 30A 3P4W 120/240V, UL/CSA approved and CE compliant |  | 5.14
2CMA101073R1000 | 216EP9W | Active | 7392696010733 | 37.02 | 1 | 10 | stuk | Plugs | BE31210 | SA (Modulair+Plug&Socket) | stuk | Industrial Plugs 2P+E 16A 380 415 V | Industrial Plugs, 2P+E, 16A, 380 # 415 V | Industrial Plugs, 2P+E, 16A, 380 # 415 V | Industrial Plugs, 2P+E, 16A, 380 … 415 V |  | 5.14
2CMA101082R1000 | 316EP9W | Active | 7392696010825 | 38.27 | 1 | 10 | stuk | Plugs | BE31210 | SA (Modulair+Plug&Socket) | stuk | Industrial Plugs 3P+E 16A 200 250 V | Industrial Plugs, 3P+E, 16A, 200 # 250 V | Industrial Plugs, 3P+E, 16A, 200 # 250 V | Industrial Plugs, 3P+E, 16A, 200 … 250 V |  | 5.14
2CMA101084R1000 | 316EP11W | Active | 7392696010849 | 15.51 | 1 | 10 | stuk | EP | BE31210 | SA (Modulair+Plug&Socket) | stuk | Industrial Plugs, 3P+E, 16A, 440 # 460 V | Industrial Plugs, 3P+E, 16A, 440 # 460 V | Industrial Plugs, 3P+E, 16A, 440 # 460 V | Industrial Plugs, 3P+E, 16A, 440 # 460 V |  | 5.14
2CMA101091R1000 | 416EP9W | Active | 7392696010917 | 41.08 | 1 | 10 | stuk | Plugs | BE31210 | SA (Modulair+Plug&Socket) | stuk | Industrial Plugs 3P+N+E 16A 120/208 | Industrial Plugs, 3P+N+E, 16A, 120/208 # | Industrial Plugs, 3P+N+E, 16A, 120/208 # | Industrial Plugs, 3P+N+E, 16A, 120/208 … 144/250 V |  | 5.14
2CMA101096R1000 | 232EP9W | Active | 7392696010962 | 51.83 | 1 | 10 | stuk | Plugs | BE31210 | SA (Modulair+Plug&Socket) | stuk | Industrial Plugs 2P+E 32A 380 415 V | Industrial Plugs, 2P+E, 32A, 380 # 415 V | Industrial Plugs, 2P+E, 32A, 380 # 415 V | Industrial Plugs, 2P+E, 32A, 380 … 415 V |  | 5.14
2CMA101105R1000 | 332EP9W | Active | 7392696011051 | 53.6 | 1 | 10 | stuk | Plugs | BE31210 | SA (Modulair+Plug&Socket) | stuk | Industrial Plugs 3P+E 32A 200 250 V | Industrial Plugs, 3P+E, 32A, 200 # 250 V | Industrial Plugs, 3P+E, 32A, 200 # 250 V | Industrial Plugs, 3P+E, 32A, 200 … 250 V |  | 5.14
2CMA101107R1000 | 332EP11W | Active | 7392696011075 | 48.22 | 1 | 10 | stuk | EP | BE31210 | SA (Modulair+Plug&Socket) | stuk | Contactstop 32A, 3P + E | Contactstop 32A, 3P + E | Contactstop 32A, 3P + E | Contactstop 32A, 3P + E |  | 5.14
2CMA101114R1000 | 432EP9W | Active | 7392696011143 | 57.5 | 1 | 10 | stuk | Plugs | BE31210 | SA (Modulair+Plug&Socket) | stuk | Industrial Plugs 3P+N+E 32A 120/208 | Industrial Plugs, 3P+N+E, 32A, 120/208 # | Industrial Plugs, 3P+N+E, 32A, 120/208 # | Industrial Plugs, 3P+N+E, 32A, 120/208 … 144/250 V |  | 5.14
2CMA101119R1000 | 216EC6W | Active | 7392696011198 | 41.56 | 1 | 10 | stuk | Connectors | BE31210 | SA (Modulair+Plug&Socket) | stuk | Industrial Con.s 2P+E 16A 200 | Industrial Connectors, 2P+E, 16A, 200 # | Industrial Connectors, 2P+E, 16A, 200 # | Industrial Connectors, 2P+E, 16A, 200 … 250 V |  | 5.14
2CMA101120R1000 | 216EC9W | Active | 7392696011204 | 49.96 | 1 | 10 | stuk | Connectors | BE31210 | SA (Modulair+Plug&Socket) | stuk | Industrial Con.s 2P+E 16A 380 | Industrial Connectors, 2P+E, 16A, 380 # | Industrial Connectors, 2P+E, 16A, 380 # | Industrial Connectors, 2P+E, 16A, 380 … 415 V |  | 5.14
2CMA101129R1000 | 316EC9W | Active | 7392696011297 | 51.66 | 1 | 10 | stuk | Connectors | BE31210 | SA (Modulair+Plug&Socket) | stuk | Industrial Con.s 3P+E 16A 200 | Industrial Connectors, 3P+E, 16A, 200 # | Industrial Connectors, 3P+E, 16A, 200 # | Industrial Connectors, 3P+E, 16A, 200 … 250 V |  | 5.14
2CMA101131R1000 | Ind. P&S#316EC11W | Active | 7392696011310 | 46.46 | 1 | 10 | stuk | EC | BE31210 | SA (Modulair+Plug&Socket) | stuk | Industrial Connectors, 3P+E, 16A, 440 … 460 V | Industrial Connectors, 3P+E, 16A, 440 … 460 V | Industrial Connectors, 3P+E, 16A, 440 … 460 V | Industrial Connectors, 3P+E, 16A, 440 … 460 V |  | 5.14
2CMA101136R1000 | 416EC6W | Active | 7392696011365 | 46.24 | 1 | 10 | stuk | Connectors | BE31210 | SA (Modulair+Plug&Socket) | stuk | Industrial Con.s 3P+N+E 16 A 200 | Industrial Connectors, 3P+N+E, 16 A, 200 | Industrial Connectors, 3P+N+E, 16 A, 200 | Industrial Connectors, 3P+N+E, 16 A, 200/346 … 240/415 V |  | 5.14
2CMA101138R1000 | 416EC9W | Active | 7392696011389 | 55.48 | 1 | 10 | stuk | Connectors | BE31210 | SA (Modulair+Plug&Socket) | stuk | Industrial Con.s 3P+N+E 16A 120/ | Industrial Connectors, 3P+N+E, 16A, 120/ | Industrial Connectors, 3P+N+E, 16A, 120/ | Industrial Connectors, 3P+N+E, 16A, 120/208 … 144/250 V |  | 5.14
2CMA101142R1000 | 232EC6W | Active | 7392696011426 | 58.24 | 1 | 10 | stuk | Connectors | BE31210 | SA (Modulair+Plug&Socket) | stuk | Industrial Con.s 2P+E 32A 200 | Industrial Connectors, 2P+E, 32A, 200 # | Industrial Connectors, 2P+E, 32A, 200 # | Industrial Connectors, 2P+E, 32A, 200 … 250 V |  | 5.14
2CMA101143R1000 | 232EC9W | Active | 7392696011433 | 69.97 | 1 | 10 | stuk | Connectors | BE31210 | SA (Modulair+Plug&Socket) | stuk | Industrial Con.s 2P+E 32A 380 | Industrial Connectors, 2P+E, 32A, 380 # | Industrial Connectors, 2P+E, 32A, 380 # | Industrial Connectors, 2P+E, 32A, 380 … 415 V |  | 5.14
2CMA101150R1000 | 332EC6W | Active | 7392696011501 | 60.27 | 1 | 10 | stuk | Connectors | BE31210 | SA (Modulair+Plug&Socket) | stuk | Industrial Con.s 3P+E 32A 380 | Industrial Connectors, 3P+E, 32A, 380 # | Industrial Connectors, 3P+E, 32A, 380 # | Industrial Connectors, 3P+E, 32A, 380 … 415 V |  | 5.14
2CMA101152R1000 | 332EC9W | Active | 7392696011525 | 72.27 | 1 | 10 | stuk | Connectors | BE31210 | SA (Modulair+Plug&Socket) | stuk | Industrial Con.s 3P+E 32A 200 | Industrial Connectors, 3P+E, 32A, 200 # | Industrial Connectors, 3P+E, 32A, 200 # | Industrial Connectors, 3P+E, 32A, 200 … 250 V |  | 5.14
2CMA101159R1000 | 432EC6W | Active | 7392696011594 | 64.76 | 1 | 10 | stuk | Connectors | BE31210 | SA (Modulair+Plug&Socket) | stuk | Industrial Con.s 3P+N+E 32 A 200 | Industrial Connectors, 3P+N+E, 32 A, 200 | Industrial Connectors, 3P+N+E, 32 A, 200 | Industrial Connectors, 3P+N+E, 32 A, 200/346 … 240/415 V |  | 5.14
2CMA101161R1000 | 432EC9W | Active | 7392696011617 | 77.79 | 1 | 10 | stuk | Connectors | BE31210 | SA (Modulair+Plug&Socket) | stuk | Industrial Con.s 3P+N+E 32A 120/ | Industrial Connectors, 3P+N+E, 32A, 120/ | Industrial Connectors, 3P+N+E, 32A, 120/ | Industrial Connectors, 3P+N+E, 32A, 120/208 … 144/250 V |  | 5.14
2CMA101223R1000 | Ind. P&S#316ERS9W | Active | 7392696012232 | 54.97 | 1 | 5 | stuk | ERS | BE31210 | SA (Modulair+Plug&Socket) | stuk | Wall mounted outlets, 3P+E, 16A, 200 … 250 V | Wall mounted outlets, 3P+E, 16A, 200 … 250 V | Wall mounted outlets, 3P+E, 16A, 200 … 250 V | Wall mounted outlets, 3P+E, 16A, 200 … 250 V |  | 5.14
2CMA101225R1000 | Ind. P&S#316ERS11W | Active | 7392696012256 | 54.97 | 1 | 5 | stuk | ERS | BE31210 | SA (Modulair+Plug&Socket) | stuk | Wall mounted outlets, 3P+E, 16A, 440 … 460 V | Wall mounted outlets, 3P+E, 16A, 440 … 460 V | Wall mounted outlets, 3P+E, 16A, 440 … 460 V | Wall mounted outlets, 3P+E, 16A, 440 … 460 V |  | 5.14
2CMA101247R1000 | Ind. P&S#332ERS10W | Active | 7392696012478 | 77.07 | 1 | 5 | stuk | ERS | BE31210 | SA (Modulair+Plug&Socket) | stuk | Wall mounted outlets, 3P+E, 32A, >50 V | Wall mounted outlets, 3P+E, 32A, >50 V | Wall mounted outlets, 3P+E, 32A, >50 V | Wall mounted outlets, 3P+E, 32A, >50 V |  | 5.14
2CMA101947R1000 | 216EP6 | Active | 7392696019477 | 9.93 | 1 | 10 | stuk | Plugs | BE31210 | SA (Modulair+Plug&Socket) | stuk | Industrial Plugs 2P+E 16A 200 250 V | Industrial Plugs, 2P+E, 16A, 200 # 250 V | Industrial Plugs, 2P+E, 16A, 200 # 250 V | Industrial Plugs, 2P+E, 16A, 200 … 250 V |  | 5.14
2CMA101948R1000 | 216EP9 | Active | 7392696019484 | 12.36 | 1 | 10 | stuk | Plugs | BE31210 | SA (Modulair+Plug&Socket) | stuk | Industrial Plugs 2P+E 16A 380 415 V | Industrial Plugs, 2P+E, 16A, 380 # 415 V | Industrial Plugs, 2P+E, 16A, 380 # 415 V | Industrial Plugs, 2P+E, 16A, 380 … 415 V |  | 5.14
2CMA101969R1000 | 416EP9 | Active | 7392696019699 | 21.17 | 1 | 10 | stuk | Plugs | BE31210 | SA (Modulair+Plug&Socket) | stuk | Industrial Plugs 3P+N+E 16A 120/208 | Industrial Plugs, 3P+N+E, 16A, 120/208 # | Industrial Plugs, 3P+N+E, 16A, 120/208 # | Industrial Plugs, 3P+N+E, 16A, 120/208 … 144/250 V |  | 5.14
2CMA101976R1000 | 232EP9 | Active | 7392696019767 | 28.73 | 1 | 10 | stuk | Plugs | BE31210 | SA (Modulair+Plug&Socket) | stuk | Industrial Plugs 2P+E 32A 380 415 V | Industrial Plugs, 2P+E, 32A, 380 # 415 V | Industrial Plugs, 2P+E, 32A, 380 # 415 V | Industrial Plugs, 2P+E, 32A, 380 … 415 V, Red |  | 5.14
2CMA101986R1000 | 332EP9 | Active | 7392696019866 | 17.83 | 1 | 10 | stuk | Plugs | BE31210 | SA (Modulair+Plug&Socket) | stuk | Industrial Plugs 3P+E 32A 200 250 V | Industrial Plugs, 3P+E, 32A, 200 # 250 V | Industrial Plugs, 3P+E, 32A, 200 # 250 V | Industrial Plugs, 3P+E, 32A, 200 … 250 V |  | 5.14
2CMA101991R1000 | Ind. P&S#432EP2 | Active | 7392696019910 | 28.43 | 1 | 10 | stuk | EP | BE31210 | SA (Modulair+Plug&Socket) | stuk | Industrial Plugs, 3P+N+E, 32A, >50 V | Industrial Plugs, 3P+N+E, 32A, >50 V | Industrial Plugs, 3P+N+E, 32A, >50 V | Industrial Plugs, 3P+N+E, 32A, >50 V |  | 5.14
2CMA101997R1000 | 432EP9 | Active | 7392696019972 | 29.73 | 1 | 10 | stuk | Plugs | BE31210 | SA (Modulair+Plug&Socket) | stuk | Industrial Plugs 3P+N+E 32A 120/208 | Industrial Plugs, 3P+N+E, 32A, 120/208 # | Industrial Plugs, 3P+N+E, 32A, 120/208 # | Industrial Plugs, 3P+N+E, 32A, 120/208 … 144/250 V |  | 5.14
2CMA102003R1000 | 216EC6 | Active | 7392696020039 | 13.28 | 1 | 10 | stuk | Connectors | BE31210 | SA (Modulair+Plug&Socket) | stuk | Industrial Con.s 2P+E 16A 200 | Industrial Connectors, 2P+E, 16A, 200 # | 216EC6 CEE-Kupplung 2P+E, 16 A, IP44 200…250V | Industrial Connectors, 2P+E, 16A, 200 … 250 V |  | 5.14
2CMA102004R1000 | 216EC9 | Active | 7392696020046 | 25.65 | 1 | 10 | stuk | Connectors | BE31210 | SA (Modulair+Plug&Socket) | stuk | Industrial Con.s 2P+E 16A 380 | Industrial Connectors, 2P+E, 16A, 380 # | Industrial Connectors, 2P+E, 16A, 380 # | Industrial Connectors, 2P+E, 16A, 380 … 415 V |  | 5.14
2CMA102014R1000 | 316EC9 | Active | 7392696020145 | 17.26 | 1 | 10 | stuk | Connectors | BE31210 | SA (Modulair+Plug&Socket) | stuk | Industrial Con.s 3P+E 16A 200 | Industrial Connectors, 3P+E, 16A, 200 # | Industrial Connectors, 3P+E, 16A, 200 # | Industrial Connectors, 3P+E, 16A, 200 … 250 V |  | 5.14
2CMA102019R1000 | Ind. P&S 416EC2 | Active | 7392696020190 | 27.29 | 1 | 10 | stuk | EC | BE31210 | SA (Modulair+Plug&Socket) | stuk | Industrial Connectors, 3P+N+E, 16A, >50 | Industrial Connectors, 3P+N+E, 16A, >50 | Industrial Connectors, 3P+N+E, 16A, >50 | Industrial Connectors, 3P+N+E, 16A, >50 |  | 5.14
2CMA102025R1000 | 416EC9 | Active | 7392696020251 | 28.52 | 1 | 10 | stuk | Connectors | BE31210 | SA (Modulair+Plug&Socket) | stuk | Industrial Con.s 3P+N+E 16A 120/ | Industrial Connectors, 3P+N+E, 16A, 120/ | Industrial Connectors, 3P+N+E, 16A, 120/ | Industrial Connectors, 3P+N+E, 16A, 120/208 … 144/250 V |  | 5.14
2CMA102032R1000 | 232EC9 | Active | 7392696020329 | 38.89 | 1 | 10 | stuk | Connectors | BE31210 | SA (Modulair+Plug&Socket) | stuk | Industrial Con.s 2P+E 32A 380 | Industrial Connectors, 2P+E, 32A, 380 # | Industrial Connectors, 2P+E, 32A, 380 # | Industrial Connectors, 2P+E, 32A, 380 … 415 V |  | 5.14
2CMA102042R1000 | 332EC9 | Active | 7392696020428 | 24.03 | 1 | 10 | stuk | Connectors | BE31210 | SA (Modulair+Plug&Socket) | stuk | Industrial Con.s 3P+E 32A 200 | Industrial Connectors, 3P+E, 32A, 200 # | Industrial Connectors, 3P+E, 32A, 200 # | Industrial Connectors, 3P+E, 32A, 200 … 250 V |  | 5.14
2CMA102053R1000 | 432EC9 | Active | 7392696020534 | 39.88 | 1 | 10 | stuk | Connectors | BE31210 | SA (Modulair+Plug&Socket) | stuk | Industrial Con.s 3P+N+E 32A 120/ | Industrial Connectors, 3P+N+E, 32A, 120/ | Industrial Connectors, 3P+N+E, 32A, 120/ | Industrial Connectors, 3P+N+E, 32A, 120/208 … 144/250 V |  | 5.14
2CMA162794R1000 | 4125MVS9WH | Active | 7392696627948 | 2229.4 | 1 | 1 | stuk | Switched socket outlet | BE31210 | SA (Modulair+Plug&Socket) | stuk | Schakelcont.CMVS 125 A 9U | Switched interlocked socket-outlet, vertical, Heavy Duty, 9h, 125A, IP67, 3P+N+E | 4125MVS9WH Schaltbare Wandsteckdose vertikal, rauer Betrieb, 9h, 125 A | Switched interlocked socket-outlet, vertical, Heavy Duty, 9h, 125A, IP67, 3P+N+E |  | 5.14
2CMA163824R1000 | 316BU9 | Active | 7392696638241 | 16.63 | 1 | 10 | stuk | Inlets | BE31210 | SA (Modulair+Plug&Socket) | stuk | Inlet panelMounting earthing sleeve p | Inlet, panel mounting, earthing sleeve p | Inlet, panel mounting, earthing sleeve p | Inlet, panel mounting, earthing sleeve position 9h, rated current 16A, IP44 splashproof, unified flange, straight, 3-poles+earth, frequency 50-60 Hz, color code Blue |  | 5.14
2CMA166508R1000 | 332P9W | Active | 7392696665087 | 48.22 | 1 | 10 | stuk | TP | BE31210 | SA (Modulair+Plug&Socket) | stuk | Stekker IP67 3P+E, 32A, 9H, blauw | Stekker IP67 3P+E, 32A, 9H, blauw | No DE description available | No ENG description available |  | 5.14
2CMA166520R1000 | 432P3W | Active | 7392696665209 | 49.82 | 1 | 10 | stuk | Plugs | BE31210 | SA (Modulair+Plug&Socket) | stuk | Stekker TP 3P+N+E 32A 3H IP67 | Fiche IP67 3P+N+E, 32A, 3H | 432P3W CEE-Stecker 3h, 32 A, IP67, 3P+N+E | Ind. P&S#432P3W |  | 5.14
2CMA166822R1000 | 3125P11W | Active | 7392696668224 | 256.75 | 1 | 1 | stuk | TP | BE31210 | SA (Modulair+Plug&Socket) | stuk | Contactstop 125 A 11 uur | Contactstop 125 A 11 uur | No DE description available | No ENG description available |  | 5.14
2CMA166940R1000 | 4125C9W | Active | 7392696669405 | 358.94 | 1 | 1 | stuk | Connectors | BE31210 | SA (Modulair+Plug&Socket) | stuk | Koppelstekker TC 3P+N+E 125A 9H IP67 | Prolongateur IP67 3P+N+E, 125A, 9H | 4125C9W CEE-Kupplung 9h, 125A, IP67, 3P+N+E | Ind. P&S#4125C9W |  | 5.14
2CMA167142R1000 | 4125RU6W | Active | 7392696671422 | 342.49 | 1 | 1 | stuk | TRU | BE31210 | SA (Modulair+Plug&Socket) | stuk | Aanbouwcontactdoos 125 A | Socket outlets | No DE description available | No ENG description available |  | 5.14
2CMA167430R1000 | 463RAU6 | Active | 7392696674300 | 72.01 | 1 | 1 | stuk | Sockets | BE31210 | SA (Modulair+Plug&Socket) | stuk | Stopcont.TRAU 3P+N+E 6H 63A angled IP44 | Prise 3P+N+E, IP44, 6H, 63A, angled | 463RAU6 CEE-Anbausteckdose, 63 A, IP44 6h, Standardflansch | Ind. P&S#463RAU6 |  | 5.14
2CMA167464R1000 | 463RAU6W | Active | 7392696674645 | 100.78 | 1 | 1 | stuk | Sockets | BE31210 | SA (Modulair+Plug&Socket) | stuk | Aanbouwcont.TRAU 3P+N+E 6H 63A angled IP67 | Ind. P&S#463RAU6W | 463RAU6W CEE-Anbausteckdose, 63 A, IP67 6h, Standardflansch | Ind. P&S#463RAU6W |  | 5.14
2CMA167908R1000 | Ind. P&S#463MHS11W | Active | 7392696679084 | 474.62 | 1 | 1 | stuk | CMHS | BE31210 | () | stuk | Switched interlocked socket-outlet, 11h, 63A, IP67, 3P+N+E | Switched interlocked socket-outlet, 11h, 63A, IP67, 3P+N+E | Switched interlocked socket-outlet, 11h, 63A, IP67, 3P+N+E | Switched interlocked socket-outlet, 11h, 63A, IP67, 3P+N+E |  | 5.14
2CMA193115R1000 | 416RS6 | Active | 7392696931151 | 15.82 | 1 | 10 | stuk | Sockets | BE31210 | SA (Modulair+Plug&Socket) | stuk | Stopcont.ERS 3P+N+E 16A 6H | Prise IP44 3P+N+E, 16A, 6H | 416RS6 CEE-Aufputz-Wandsteckdose, 16 A, IP44 6h, 3P+N+E, 346-415 V, 60 Hz, 10 Stück | Surface socket-outlet, 6h, 16A, IP44, 3P+N+E |  | 5.14
2CMA193123R1000 | 232RS9 | Active | 7392696931236 | 27.68 | 1 | 10 | stuk | Sockets | BE31210 | SA (Modulair+Plug&Socket) | stuk | Industrial stopcont.s SurfaceMo | Industrial Socket Outlets for Surface Mo | 232RS9 CEE-Wandsteckdose 2P+E, 32 A, 380 … 415 V | Industrial Socket Outlets for Surface Mounting, 2P+E, 32 A, 380 … 415 V |  | 5.14
2CMA193139R1000 | 432RS6 | Active | 7392696931397 | 22.13 | 1 | 10 | stuk | Sockets | BE31210 | SA (Modulair+Plug&Socket) | stuk | Stopcont.ERS 3P+N+E 32A 6H | Prise IP44 3P+N+E, 32A, 6H | 432RS6 CEE-Aufputz-Wandsteckdose, 32 A, IP44 6h, 3P+N+E, 346-415 V, 10 Stück | Surface socket-outlet, 6h, 32A, IP44, 3P+N+E |  | 5.14
2CMA193283R1000 | 432RAU6 | Active | 7392696932837 | 19.39 | 1 | 10 | stuk | Sockets | BE31210 | SA (Modulair+Plug&Socket) | stuk | Stopcont.ERAU 3P+N+E 32A 6H schuin | Prise IP44 3P+N+E, 32A, 6H, incliné | 432RAU6 CEE-CEE-Anbausteckdose, 32 A, IP44 6h, 3P+N+E, 346-415 V, 60 Hz, rot | Socket-outlet, panel mounting, 6h, 32A, IP44, unified flange, angled, 3P+N+E |  | 5.14
2CMA193291R1000 | 216BS9 | Active | 7392696932912 | 17.31 | 1 | 10 | stuk | Inlets | BE31210 | SA (Modulair+Plug&Socket) | stuk | Industrial Inlets 2P+E 16 A 380 415 | Industrial Inlets, 2P+E, 16 A, 380 # 415 | 216BS9 CEE-Wandgerätestecker 9h, 2P+E, 16 A, 380 … 415 V | Industrial Inlets, 2P+E, 16 A, 380 … 415 V |  | 5.14
2CMA193300R1000 | 316BS9 | Active | 7392696933001 | 17.83 | 1 | 10 | stuk | Inlets | BE31210 | SA (Modulair+Plug&Socket) | stuk | Surface inlet 9h 16A IP44 3P+E | Surface inlet, 9h, 16A, IP44, 3P+E | 316BS9 CEE-Wandgerätestecker, 16 A, IP44 9h, 3P+E, 200-250 V, 50+60Hz, blau | Surface inlet, 9h, 16A, IP44, 3P+E |  | 5.14
2CMA193309R1000 | 416BS9 | Active | 7392696933094 | 19.25 | 1 | 10 | stuk | Inlets | BE31210 | SA (Modulair+Plug&Socket) | stuk | Industrial Inlets 3P+N+E 16 A 120/208 | Industrial Inlets, 3P+N+E, 16 A, 120/208 | Industrial Inlets, 3P+N+E, 16 A, 120/208 | Industrial Inlets, 3P+N+E, 16 A, 120/208 … 144/250 V |  | 5.14
2CMA193315R1000 | 232BS9 | Active | 7392696933155 | 24.19 | 1 | 10 | stuk | Inlets | BE31210 | SA (Modulair+Plug&Socket) | stuk | Industrial Inlets 2P+E 32 A 380 415 | Industrial Inlets, 2P+E, 32 A, 380 # 415 | 232BS9 CEE-Wandgerätestecker 9h, 2P+E, 32 A, 380 … 415 V | Industrial Inlets, 2P+E, 32 A, 380 … 415 V |  | 5.14
2CMA193324R1000 | 332BS9 | Active | 7392696933247 | 25.03 | 1 | 10 | stuk | Inlets | BE31210 | SA (Modulair+Plug&Socket) | stuk | Surface inlet 9h 32A IP44 3P+E | Surface inlet, 9h, 32A, IP44, 3P+E | 332BS9 CEE-Wandgerätestecker, 10 St., blau 9h, 32 A, IP44, 3P+E, 200-250 V, 50+60Hz | Surface inlet, 9h, 32A, IP44, 3P+E |  | 5.14
2CMA193331R1000 | 432BS6 | Active | 7392696933315 | 19.39 | 1 | 10 | stuk | Inlets | BE31210 | SA (Modulair+Plug&Socket) | stuk | Toestelcont.EBS 3P+N+E 6H 32A | Prise d'alimentation IP44 3P+N+E, 6H, 32A | 432BS6 CEE-Wandgerätestecker 6h, 32 A, IP44, 3P+N+E, 346-415 V, 60 Hz | Surface inlet, 6h, 32A, IP44, 3P+N+E |  | 5.14
2CMA193333R1000 | 432BS9 | Active | 7392696933339 | 26.84 | 1 | 10 | stuk | Inlets | BE31210 | SA (Modulair+Plug&Socket) | stuk | Industrial Inlets 3P+N+E 32 A 120/208 | Industrial Inlets, 3P+N+E, 32 A, 120/208 | Industrial Inlets, 3P+N+E, 32 A, 120/208 | Industrial Inlets, 3P+N+E, 32 A, 120/208 … 144/250 V |  | 5.14
2CMA193338R1000 | 216B6 | Active | 7392696933384 | 44.34 | 1 | 10 | stuk | Inlets | BE31210 | SA (Modulair+Plug&Socket) | stuk | VoedingsStopcont.EB 2P+E 6H 16A | Prise d'alimentation IP44 2P+E, 6H, 16A | 216B6 CEE-Anbaugerätestecker, 10 St., blau 6h, 16 A, IP44, 2P+E, 200-250 V, 50+60Hz | Inlet, panel mounting, 6h, 16A, IP44, minimized flange, straight, 2P+E |  | 5.14
2CMA193348R1000 | 316B9 | Active | 7392696933483 | 16.63 | 1 | 10 | stuk | Inlets | BE31210 | SA (Modulair+Plug&Socket) | stuk | Inlet panelMounting 9h 16A IP44Mi | Inlet, panel mounting, 9h, 16A, IP44, mi | 316B9 CEE-Anbaugerätestecker, 10 St., blau 9h, 16 A, IP44, 3P+E, 200-250 V, 50+60Hz | Inlet, panel mounting, 9h, 16A, IP44, minimized flange, straight, 3P+E |  | 5.14
2CMA193357R1000 | 416B9 | Active | 7392696933575 | 17.83 | 1 | 10 | stuk | Inlets | BE31210 | SA (Modulair+Plug&Socket) | stuk | Industrial Inlets 3P+N+E 16 A 120/208 | Industrial Inlets, 3P+N+E, 16 A, 120/208 | Industrial Inlets, 3P+N+E, 16 A, 120/208 | Industrial Inlets, 3P+N+E, 16 A, 120/208 … 144/250 V |  | 5.14
2CMA193444R1000 | 332BU9 | Active | 7392696934442 | 23.21 | 1 | 10 | stuk | Inlets | BE31210 | SA (Modulair+Plug&Socket) | stuk | Inlet panelMounting 9h 32A IP44 un | Inlet, panel mounting, 9h, 32A, IP44, un | 332BU9 Anbaugerätestecker, 10 St., blau 9h, 32 A, IP44, 3P+E, 200-250 V, 50+60Hz | Inlet, panel mounting, 9h, 32A, IP44, unified flange, straight, 3P+E |  | 5.14
2CMA193468R1000 | 416BU6 | Active | 7392696934688 | 14.87 | 1 | 10 | stuk | Inlets | BE31210 | SA (Modulair+Plug&Socket) | stuk | Inlet panelMounting 6h 16A IP44 un | Inlet, panel mounting, 6h, 16A, IP44, un | 416BU6 CEE-Anbaugerätestecker, 10 St., rot 6h, 16 A, IP44, 3P+N+E, 346-415 V, 60 Hz | Inlet, panel mounting, 6h, 16A, IP44, unified flange, straight, 3P+N+E |  | 5.14
1SAE231111M0640 | ESB25-40N-06 | Active |  | 58.34 | 1 | 6 | stuk | ESB/EN Installation contactors | BE31220 | SP (Control general) | stuk | ESB25 25A 4NO 230VAC | Contacteur modulaire Série ESB ESB25-40N-06 | Installation contactor ESB range ESB25-40N-06 | ESB25-40N-06 Installation Contactor
1SAE231111R0104 | ESB25-04N-01 | Active | 4013614517617 | 67.06 | 1 | 1 | stuk | ESB/EN Installation contactors | BE31220 | SP (Control general) | stuk | ESB25 25A 4NG 24VAC/DC | Contacteur d'installation modulaire 4 NC contacts Tension circuit de commande: 24V AC/DC | ESB25-04N-01 Installationsschütz 0S/4Ö, 24 V AC/DC | ESB25-04N-01 Installation Contactor
1SAE231111R0113 | ESB25-13N-01 | Active | 4013614517624 | 73.62 | 1 | 1 | stuk | ESB/EN Installation contactors | BE31220 | SP (Control general) | stuk | ESB25 25A 1NO+3NG 24VAC/DC | Contacteur d'installation modulaire 1 NO + 3 NC contacts Tension circuit de commande: 24V AC/DC | ESB25-13N-01 Installationsschütz 1S/3Ö, 24 V AC/DC | ESB25-13N-01 Installation Contactor
1SAE231111R0120 | ESB25-20N-01 | Active | 4013614517631 | 58.17 | 1 | 1 | stuk | ESB/EN Installation contactors | BE31220 | SP (Control general) | stuk | ESB25 25A 2NO 24VAC/DC | Contacteur d'installation modulaire 2 NO contacts Tension circuit de commande: 24V AC/DC | Modular installation contactor 2 NO contacts Coilvoltage: 24V AC/DC | ESB25-20N-01 Installation Contactor
1SAE231111R0122 | ESB25-22N-01 | Active | 4013614517648 | 62.1 | 1 | 1 | stuk | ESB/EN Installation contactors | BE31220 | SP (Control general) | stuk | ESB25 25A 2NO+2NG 24VAC/DC | Contacteur d'installation modulaire 2 NO + 2 NC contacts Tension circuit de commande: 24V AC/DC | ESB25-22N-01 Installationsschütz 2S/2Ö, 24 V AC/DC | ESB25-22N-01 Installation Contactor
1SAE231111R0131 | ESB25-31N-01 | Active | 4013614517662 | 59.57 | 1 | 1 | stuk | ESB/EN Installation contactors | BE31220 | SP (Control general) | stuk | ESB25 25A 3NO+1NG 24VAC/DC | Contacteur d'installation modulaire 3 NO + 1 NC contacts Tension circuit de commande: 24V AC/DC | ESB25-31N-01 Installationsschütz 3S/1Ö, 24 V AC/DC | ESB25-31N-01 Installation Contactor
1SAE231111R0140 | ESB25-40N-01 | Active | 4013614517679 | 58.34 | 1 | 1 | stuk | ESB/EN Installation contactors | BE31220 | SP (Control general) | stuk | ESB25 25A 4NO 24VAC/DC | Contacteur d'installation modulaire 4 NO contacts Tension circuit de commande: 24V AC/DC | ESB25-40N-01 Installationsschütz 4S/0Ö, 24 V AC/DC | ESB25-40N-01 Installation Contactor
1SAE231111R0204 | ESB25-04N-02 | Active | 4013614517686 | 67.06 | 1 | 1 | stuk | ESB/EN Installation contactors | BE31220 | SP (Control general) | stuk | ESB25 25A 4NG 42VAC/DC | Contacteur d'installation modulaire 4 NC contacts Tension circuit de commande: 42V AC/DC | ESB25-04N-02 Installationsschütz 0S/4Ö, 42 V AC/DC | ESB25-04N-02 Installation Contactor
1SAE231111R0213 | ESB25-13N-02 | Active | 4013614517693 | 56.4 | 1 | 1 | stuk | ESB/EN Installation contactors | BE31220 | SP (Control general) | stuk | ESB25 25A 1NO+3NG 42VAC/DC | Contacteur d'installation modulaire 1 NO + 3 NC contacts Tension circuit de commande: 42V AC/DC | ESB25-13N-02 Installationsschütz 1S/3Ö, 42 V AC/DC | ESB25-13N-02 Installation Contactor
1SAE231111R0222 | ESB25-22N-02 | Active | 4013614517716 | 62.1 | 1 | 1 | stuk | ESB/EN Installation contactors | BE31220 | SP (Control general) | stuk | ESB25 25A 2NO+2NG 42VAC/DC | Contacteur d'installation modulaire 2 NO + 2 NC contacts Tension circuit de commande: 42V AC/DC | ESB25-22N-02 Installationsschütz 2S/2Ö, 42 V AC/DC | ESB25-22N-02 Installation Contactor
1SAE231111R0231 | ESB25-31N-02 | Active | 4013614517730 | 59.57 | 1 | 1 | stuk | ESB/EN Installation contactors | BE31220 | SP (Control general) | stuk | ESB25 25A 3NO+1NG 42VAC/DC | Contacteur d'installation modulaire 3 NO + 1 NC contacts Tension circuit de commande: 42V AC/DC | ESB25-31N-02 Installationsschütz 3S/1Ö, 42 V AC/DC | ESB25-31N-02 Installation Contactor
1SAE231111R0240 | ESB25-40N-02 | Active | 4013614517747 | 58.34 | 1 | 1 | stuk | ESB/EN Installation contactors | BE31220 | SP (Control general) | stuk | ESB25 25A 4NO 42VAC/DC | Contacteur d'installation modulaire 4 NO contacts Tension circuit de commande: 42V AC/DC | ESB25-40N-02 Installationsschütz 4S/0Ö, 42 V AC/DC | ESB25-40N-02 Installation Contactor
1SAE231111R0304 | ESB25-04N-03 | Active | 4013614517754 | 56.4 | 1 | 1 | stuk | ESB/EN Installation contactors | BE31220 | SP (Control general) | stuk | ESB25 25A 4NG 48VAC/DC | Contacteur d'installation modulaire 4 NC contacts Tension circuit de commande: 48V AC/DC | ESB25-04N-03 Installationsschütz 0S/4Ö, 48 V AC/DC | ESB25-04N-03 Installation Contactor
1SAE231111R0313 | ESB25-13N-03 | Active | 4013614517761 | 56.4 | 1 | 1 | stuk | ESB/EN Installation contactors | BE31220 | SP (Control general) | stuk | ESB25 25A 1NO+3NG 48VAC/DC | Contacteur d'installation modulaire 1 NO + 3 NC contacts Tension circuit de commande: 48V AC/DC | ESB25-13N-03 Installationsschütz 1S/3Ö, 48 V AC/DC | ESB25-13N-03 Installation Contactor
1SAE231111R0322 | ESB25-22N-03 | Active | 4013614517785 | 62.1 | 1 | 1 | stuk | ESB/EN Installation contactors | BE31220 | SP (Control general) | stuk | ESB25 25A 2NO+2NG 48VAC/DC | Contacteur d'installation modulaire 2 NO + 2 NC contacts Tension circuit de commande: 48V AC/DC | ESB25-22N-03 Installationsschütz 2S/2Ö, 48 V AC/DC | ESB25-22N-03 Installation Contactor
1SAE231111R0331 | ESB25-31N-03 | Active | 4013614517808 | 56.4 | 1 | 1 | stuk | ESB/EN Installation contactors | BE31220 | SP (Control general) | stuk | ESB25 25A 3NO+1NG 48VAC/DC | Contacteur d'installation modulaire 3 NO + 1 NC contacts Tension circuit de commande: 48V AC/DC | ESB25-31N-03 Installationsschütz 3S/1Ö, 48 V AC/DC | ESB25-31N-03 Installation Contactor
1SAE231111R0340 | ESB25-40N-03 | Active | 4013614517815 | 70.05 | 1 | 1 | stuk | ESB/EN Installation contactors | BE31220 | SP (Control general) | stuk | ESB25 25A 4NO 48VAC/DC | Contacteur d'installation modulaire 4NO contacts Tension circuit de commande: 48V AC/DC | ESB25-40N-03 Installationsschütz 4S/0Ö, 48 V AC/DC | ESB25-40N-03 Installation Contactor
1SAE231111R0404 | ESB25-04N-04 | Active | 4013614517822 | 67.06 | 1 | 1 | stuk | ESB/EN Installation contactors | BE31220 | SP (Control general) | stuk | ESB25 25A 4NC 110VAC/DC | Contacteur d'installation modulaire 4NC contacts Tension circuit de commande: 110V AC/DC | ESB25-04N-04 Installationsschütz 0S/4Ö, 110-120 V AC/DC | ESB25-04N-04 Installation Contactor
1SAE231111R0413 | ESB25-13N-04 | Active | 4013614517839 | 56.4 | 1 | 1 | stuk | ESB/EN Installation contactors | BE31220 | SP (Control general) | stuk | ESB25 25A 1NO+3NG 110VAC/DC | Contacteur d'installation modulaire 1 NO + 3 NC contacts Tension circuit de commande: 110V AC/DC | ESB25-13N-04 Installationsschütz 1S/3Ö, 110-120 V AC/DC | ESB25-13N-04 Installation Contactor
1SAE231111R0422 | ESB25-22N-04 | Active | 4013614517853 | 62.1 | 1 | 1 | stuk | ESB/EN Installation contactors | BE31220 | SP (Control general) | stuk | ESB25 25A 2NO+2NG 110VAC/DC | Contacteur d'installation modulaire 2 NO + 2 NC contacts Tension circuit de commande: 110V AC/DC | ESB25-22N-04 Installationsschütz 2S/2Ö, 110-120 V AC/DC | ESB25-22N-04 Installation Contactor
1SAE231111R0431 | ESB25-31N-04 | Active | 4013614517877 | 62.1 | 1 | 1 | stuk | ESB/EN Installation contactors | BE31220 | SP (Control general) | stuk | ESB25 25A 3NO+1NG 110VAC/DC | Contacteur d'installation modulaire 3 NO + 1 NC contacts Tension circuit de commande: 110V AC/DC | ESB25-31N-04 Installationsschütz 3S/1Ö, 110-120 V AC/DC | ESB25-31N-04 Installation Contactor
1SAE231111R0440 | ESB25-40N-04 | Active | 4013614517884 | 58.34 | 1 | 1 | stuk | ESB/EN Installation contactors | BE31220 | SP (Control general) | stuk | ESB25 25A 4NO 110VAC/DC | Contacteur d'installation modulaire 4 NO contacts Tension circuit de commande: 110V AC/DC | ESB25-40N-04 Installationsschütz 4S/0Ö, 110-120 V AC/DC | ESB25-40N-04 Installation Contactor
1SAE231111R0604 | ESB25-04N-06 | Active | 4013614517891 | 66.88 | 1 | 1 | stuk | ESB/EN Installation contactors | BE31220 | SP (Control general) | stuk | ESB25 25A 4NG 230VAC/DC | Contacteur d'installation modulaire 4 NC contacts Tension circuit de commande: 230V AC/DC | ESB25-04N-06 Installationsschütz 0S/4Ö, 230-240 V AC/DC | ESB25-04N-06 Installation Contactor
1SAE231111R0613 | ESB25-13N-06 | Active | 4013614517907 | 63.49 | 1 | 1 | stuk | ESB/EN Installation contactors | BE31220 | SP (Control general) | stuk | ESB25 25A 1NO+3NG 230VAC/DC | Contacteur d'installation modulaire 1 NO + 3 NC contacts Tension circuit de commande: 230V AC/DC | ESB25-13N-06 Installationsschütz 1S/3Ö, 230-240 V AC/DC | ESB25-13N-06 Installation Contactor
1SAE231111R0620 | ESB25-20N-06 | Active | 4013614517914 | 55.87 | 1 | 1 | stuk | ESB/EN Installation contactors | BE31220 | SP (Control general) | stuk | ESB25 25A 2NO 230VAC/DC | Contacteur d'installation modulaire 2 NO contacts Tension circuit de commande: 230V AC/DC | Modular installation contactor 2 NO contacts Coilvoltage: 230V AC/DC | ESB25-20N-06 Installation Contactor
1SAE231111R0622 | ESB25-22N-06 | Active | 4013614517921 | 62.1 | 1 | 1 | stuk | ESB/EN Installation contactors | BE31220 | SP (Control general) | stuk | ESB25 25A 2NO+2NG 230VAC/DC | Contacteur d'installation modulaire 2 NO + 2 NC contacts Tension circuit de commande: 230V AC/DC | ESB25-22N-06 Installationsschütz 2S/2Ö, 230-240 V AC/DC | ESB25-22N-06 Installation Contactor
1SAE231111R0630 | ESB25-30N-06 | Active | 4013614517938 | 59.95 | 1 | 1 | stuk | ESB/EN Installation contactors | BE31220 | SP (Control general) | stuk | ESB25 25A 3NO 230VAC/DC | Contacteur d'installation modulaire 3 NO contacts Tension circuit de commande: 230V AC/DC | Modular installation contactor 3 NO contacts Coilvoltage: 230V AC/DC | ESB25-30N-06 Installation Contactor
1SAE231111R0631 | ESB25-31N-06 | Active | 4013614517945 | 59.57 | 1 | 1 | stuk | ESB/EN Installation contactors | BE31220 | SP (Control general) | stuk | ESB25 25A 3NO+1NG 230VAC/DC | Contacteur d'installation modulaire 3 NO + 1 NC contacts Tension circuit de commande: 230V AC/DC | ESB25-31N-06 Installationsschütz 3S/1Ö, 230-240 V AC/DC | ESB25-31N-06 Installation Contactor
1SAE231111R0640 | ESB25-40N-06 | Active | 4013614517952 | 58.34 | 1 | 1 | stuk | ESB/EN Installation contactors | BE31220 | SP (Control general) | stuk | ESB25 25A 4NO 230VAC/DC | Contacteur d'installation modulaire 4 NO contacts Tension circuit de commande: 230V AC/DC | ESB25-40N-06 Installationsschütz 4S/0Ö, 230-240 V AC/DC | ESB25-40N-06 Installation Contactor
1SAE231111R0704 | ESB25-04N-07 | Active | 4013614517969 | 56.4 | 1 | 1 | stuk | ESB/EN Installation contactors | BE31220 | SP (Control general) | stuk | ESB25 25A 4NG 400VAC/DC | Contacteur d'installation modulaire 4 NC contacts Tension circuit de commande: 400V AC/DC | ESB25-04N-07 Installationsschütz 0S/4Ö, 400-415 V AC/DC | ESB25-04N-07 Installation Contactor
1SAE231111R0713 | ESB25-13N-07 | Active | 4013614517976 | 56.4 | 1 | 1 | stuk | ESB/EN Installation contactors | BE31220 | SP (Control general) | stuk | ESB25 25A 1NO+3NG 400VAC/DC | Contacteur d'installation modulaire 1 NO + 3 NC contacts Tension circuit de commande: 400V AC/DC | ESB25-13N-07 Installationsschütz 1S/3Ö, 400-415 V AC/DC | ESB25-13N-07 Installation Contactor
1SAE231111R0722 | ESB25-22N-07 | Active | 4013614517990 | 56.4 | 1 | 1 | stuk | ESB/EN Installation contactors | BE31220 | SP (Control general) | stuk | ESB25 25A 2NO+2NG 400VAC/DC | Contacteur d'installation modulaire 2 NO + 2 NC contacts Tension circuit de commande: 400V AC/DC | ESB25-22N-07 Installationsschütz 2S/2Ö, 400-415 V AC/DC | ESB25-22N-07 Installation Contactor
1SAE231111R0731 | ESB25-31N-07 | Active | 4013614518010 | 56.4 | 1 | 1 | stuk | ESB/EN Installation contactors | BE31220 | SP (Control general) | stuk | ESB25 25A 3NO+1NG 400VAC/DC | Contacteur d'installation modulaire 3 NO + 1 NC contacts Tension circuit de commande: 400V AC/DC | ESB25-31N-07 Installationsschütz 3S/1Ö, 400-415 V AC/DC | ESB25-31N-07 Installation Contactor
1SAE231111R0740 | ESB25-40N-07 | Active | 4013614518027 | 60.65 | 1 | 1 | stuk | ESB/EN Installation contactors | BE31220 | SP (Control general) | stuk | ESB25 25A 4NO 400VAC/DC | Contacteur d'installation modulaire 4 NO contacts Tension circuit de commande: 400V AC/DC | ESB25-40N-07 Installationsschütz 4S/0Ö, 400-415 V AC/DC | ESB25-40N-07 Installation Contactor
1SAE231111R1404 | ESB25-04N-14 | Active | 4013614518034 | 56.4 | 1 | 1 | stuk | ESB/EN Installation contactors | BE31220 | SP (Control general) | stuk | ESB25 25A 4NG 12VAC/DC | Contacteur d'installation modulaire 4 NC contacts Tension circuit de commande: 12V AC/DC | ESB25-04N-14 Installationsschütz 0S/4Ö, 12 V AC/DC | ESB25-04N-14 Installation Contactor
1SAE231111R1413 | ESB25-13N-14 | Active | 4013614518041 | 56.4 | 1 | 1 | stuk | ESB/EN Installation contactors | BE31220 | SP (Control general) | stuk | ESB25 25A 1NO+3NG 12VAC/DC | Contacteur d'installation modulaire 1 NO + 3 NC contacts Tension circuit de commande: 12V AC/DC | ESB25-13N-14 Installationsschütz 1S/3Ö, 12 V AC/DC | ESB25-13N-14 Installation Contactor
1SAE231111R1422 | ESB25-22N-14 | Active | 4013614518065 | 73.62 | 1 | 1 | stuk | ESB/EN Installation contactors | BE31220 | SP (Control general) | stuk | ESB25 25A 2NO+2NG 12VAC/DC | Contacteur d'installation modulaire 2 NO + 2 NC contacts Tension circuit de commande: 12V AC/DC | ESB25-22N-14 Installationsschütz 2S/2Ö, 12 V AC/DC | ESB25-22N-14 Installation Contactor
1SAE231111R1431 | ESB25-31N-14 | Active | 4013614518089 | 56.4 | 1 | 1 | stuk | ESB/EN Installation contactors | BE31220 | SP (Control general) | stuk | ESB25 25A 3NO+1NG 12VAC/DC | Contacteur d'installation modulaire 3 NO + 1 NC contacts Tension circuit de commande: 12V AC/DC | ESB25-31N-14 Installationsschütz 3S/1Ö, 12 V AC/DC | ESB25-31N-14 Installation Contactor
1SAE231111R1440 | ESB25-40N-14 | Active | 4013614518096 | 70.05 | 1 | 1 | stuk | ESB/EN Installation contactors | BE31220 | SP (Control general) | stuk | ESB25 25A 4NO 12VAC/DC | Contacteur d'installation modulaire 4 NO contacts Tension circuit de commande: 12V AC/DC | ESB25-40N-14 Installationsschütz 4S/0Ö, 12 V AC/DC | ESB25-40N-14 Installation Contactor
1SAE232111R0131 | EN25-31N-01 | Active | 4013614518119 | 77.86 | 1 | 1 | stuk | ESB/EN Installation contactors | BE31220 | SP (Control general) | stuk | EN25N-31-01 24VAC/DC H,/Auto | Contacteur d'installation modulaire 3 NO + 1 NC contacts Tension circuit de commande: 24V AC/DC Contrôle manuel / automatique | EN25-31N-01 Installationsschütz 3S/1Ö, 24 V AC/DC | EN25-31N-01 Installation Contactor
1SAE232111R0140 | EN25-40N-01 | Active | 4013614518126 | 74.3 | 1 | 1 | stuk | ESB/EN Installation contactors | BE31220 | SP (Control general) | stuk | EN25A4NO 24VAC/DC H,/Auto | Contacteur d'installation modulaire 4 NO contacts Tension circuit de commande: 24V AC/DC Contrôle manuel / automatique | EN25-40N-01 Installationsschütz 4S/0Ö, 24 V AC/DC | EN25-40N-01 Installation Contactor
1SAE232111R0630 | EN25-30N-06 | Active | 4013614518225 | 63.49 | 1 | 1 | stuk | ESB/EN Installation contactors | BE31220 | SP (Control general) | stuk | EN25A3NO 230VAC/DC H,/Auto | Contacteur d'installation modulaire 3 NO contacts Tension circuit de commande: 230V AC/DC Contrôle manuel / automatique | Modular installation contactor 3 NO contacts Coilvoltage: 230V AC/DC Manual/Auto control | EN25-30N-06 Installation Contactor
1SAE232111R0631 | EN25-31N-06 | Active | 4013614518232 | 69.17 | 1 | 1 | stuk | ESB/EN Installation contactors | BE31220 | SP (Control general) | stuk | EN25-31N-06 230VAC/DC Han/Auto | Contacteur d'installation modulaire 3 NO + 1 NC contacts Tension circuit de commande: 230V AC/DC Contrôle manuel / automatique | EN25-31N-06 Installationsschütz 3S/1Ö, 230-240 V AC/DC | EN25-31N-06 Installation Contactor
1SAE232111R0640 | EN25-40N-06 | Active | 4013614518249 | 65.98 | 1 | 1 | stuk | ESB/EN Installation contactors | BE31220 | SP (Control general) | stuk | EN25A4NO 230VAC/DC H,/Auto | Contacteur d'installation modulaire 4 NO contacts Tension circuit de commande: 230V AC/DC Contrôle manuel / automatique | EN25-40N-06 Installationsschütz 4S/0Ö, 230-240 V AC/DC | EN25-40N-06 Installation Contactor
1SAE341111M0640 | ESB40-40N-06 | Active |  | 127.15 | 1 | 4 | stuk | ESB/EN Installation contactors | BE31220 | SP (Control general) | stuk | ESB40-40N-06 230VAC/DCMulti | Contacteur modulaire Série ESB ESB40-40N-06 | Installation contactor ESB range ESB40-40N-06 | ESB40-40N-06 Installation Contactor
1SAE341111R0120 | ESB40-20N-01 | Active | 4013614518287 | 139.77 | 1 | 1 | stuk | ESB/EN Installation contactors | BE31220 | SP (Control general) | stuk | ESB40 40A 2NO 24VAC/DC | Contacteur d'installation modulaire 2 NO contacts Tension circuit de commande: 24V AC/DC | Modular installation contactor 2 NO contacts Coilvoltage: 24V AC/DC | ESB40-20N-01 Installation Contactor
1SAE341111R0122 | ESB40-22N-01 | Active | 4013614518294 | 149.71 | 1 | 1 | stuk | ESB/EN Installation contactors | BE31220 | SP (Control general) | stuk | ESB40 40A 2NO+2NG 24VAC/DC | Contacteur d'installation modulaire 2 NO + 2 NC contacts Tension circuit de commande: 24V AC/DC | Modular installation contactor 2 NO + 2 NC contacts Coilvoltage: 24V AC/DC | ESB40-22N-01 Installation Contactor
1SAE341111R0130 | ESB40-30N-01 | Active | 4013614518300 | 108.72 | 1 | 1 | stuk | ESB/EN Installation contactors | BE31220 | SP (Control general) | stuk | ESB40 40A 3NO 24VAC/DC | Contacteur d'installation modulaire 3 NO contacts Tension circuit de commande: 24V AC/DC | Modular installation contactor 3 NO contacts Coilvoltage: 24V AC/DC | ESB40-30N-01 Installation Contactor
1SAE341111R0131 | ESB40-31N-01 | Active | 4013614518317 | 120.76 | 1 | 1 | stuk | ESB/EN Installation contactors | BE31220 | SP (Control general) | stuk | ESB40 40A 3NO+1NG 24VAC/DC | Contacteur d'installation modulaire 3 NO + 1 NC contacts Tension circuit de commande: 24V AC/DC | ESB40-31N-01 Installationsschütz 3S/1Ö, 24 V AC/DC | ESB40-31N-01 Installation Contactor
1SAE341111R0140 | ESB40-40N-01 | Active | 4013614518324 | 127 | 1 | 1 | stuk | ESB/EN Installation contactors | BE31220 | SP (Control general) | stuk | ESB40 40A 4NO 24VAC/DC | Contacteur d'installation modulaire 4 NO contacts Tension circuit de commande: 24V AC/DC | ESB40-40N-01 Installationsschütz 4S/0Ö, 24 V AC/DC | ESB40-40N-01 Installation Contactor
1SAE341111R0240 | ESB40-40N-02 | Active | 4013614518355 | 127 | 1 | 1 | stuk | ESB/EN Installation contactors | BE31220 | SP (Control general) | stuk | ESB40 40A 4NO 42VAC/DC | Contacteur d'installation modulaire 4 NO contacts Tension circuit de commande: 42V AC/DC | ESB40-40N-02 Installationsschütz 4S/0Ö, 42 V AC/DC | ESB40-40N-02 Installation Contactor
1SAE341111R0340 | ESB40-40N-03 | Active | 4013614518386 | 127 | 1 | 1 | stuk | ESB/EN Installation contactors | BE31220 | SP (Control general) | stuk | ESB40 40A 4NO 48VAC/DC | Contacteur d'installation modulaire 4 NO contacts Tension circuit de commande: 48V AC/DC | ESB40-40N-03 Installationsschütz 4S/0Ö, 48 V AC/DC | ESB40-40N-03 Installation Contactor
1SAE341111R0440 | ESB40-40N-04 | Active | 4013614518416 | 127 | 1 | 1 | stuk | ESB/EN Installation contactors | BE31220 | SP (Control general) | stuk | ESB40 40A 4NO 110VAC/DC | Contacteur d'installation modulaire 4 NO contacts Tension circuit de commande: 110V AC/DC | ESB40-40N-04 Installationsschütz 4S/0Ö, 110 V AC/DC | ESB40-40N-04 Installation Contactor
1SAE341111R0540 | ESB40-40N-05 | Active | 4013614518461 | 132.67 | 1 | 1 | stuk | ESB/EN Installation contactors | BE31220 | SP (Control general) | stuk | ESB40 40A 4NO 240VAC/DC | Contacteur d'installation modulaire 4 NO contacts Tension circuit de commande: 240V AC/DC | ESB40-40N-05 Installationsschütz 4S/0Ö, 240 V AC/DC | ESB40-40N-05 Installation Contactor
1SAE341111R0620 | ESB40-20N-06 | Active | 4013614518478 | 132.49 | 1 | 1 | stuk | ESB/EN Installation contactors | BE31220 | SP (Control general) | stuk | ESB40 40A 2NO 230VAC/DC | Contacteur d'installation modulaire 2 NO contacts Tension circuit de commande: 230V AC/DC | Modular installation contactor 2 NO contacts Coilvoltage: 230V AC/DC | ESB40-20N-06 Installation Contactor
1SAE341111R0622 | ESB40-22N-06 | Active | 4013614518485 | 150.04 | 1 | 1 | stuk | ESB/EN Installation contactors | BE31220 | SP (Control general) | stuk | ESB40 40A 2NO+2NG 230VAC/DC | Contacteur d'installation modulaire 2 NO + 2 NC contacts Tension circuit de commande: 230V AC/DC | Modular installation contactor 2 NO + 2 NC contacts Coilvoltage: 230V AC/DC | ESB40-22N-06 Installation Contactor
1SAE341111R0630 | ESB40-30N-06 | Active | 4013614518492 | 135.15 | 1 | 1 | stuk | ESB/EN Installation contactors | BE31220 | SP (Control general) | stuk | ESB40 40A 3NO 230VAC/DC | Contacteur d'installation modulaire 3 NO contacts Tension circuit de commande: 230V AC/DC | Modular installation contactor 3 NO contacts Coilvoltage: 230V AC/DC | ESB40-30N-06 Installation Contactor
1SAE341111R0631 | ESB40-31N-06 | Active | 4013614518508 | 144.9 | 1 | 1 | stuk | ESB/EN Installation contactors | BE31220 | SP (Control general) | stuk | ESB40 40A 3NO+1NG 230VAC/DC | Contacteur d'installation modulaire 3 NO + 1 NC contacts Tension circuit de commande: 230V AC/DC | ESB40-31N-06 Installationsschütz 3S/1Ö, 230 V AC/DC | ESB40-31N-06 Installation Contactor
1SAE341111R0640 | ESB40-40N-06 | Active | 4013614518515 | 127.15 | 1 | 1 | stuk | ESB/EN Installation contactors | BE31220 | SP (Control general) | stuk | ESB40 40A 4NO 230VAC/DC | Contacteur d'installation modulaire 4 NO contacts Tension circuit de commande: 230V AC/DC | ESB40-40N-06 Installationsschütz 4S/0Ö, 230 V AC/DC | ESB40-40N-06 Installation Contactor
1SAE341111R0730 | ESB40-30N-07 | Active | 4013614518539 | 108.72 | 1 | 1 | stuk | ESB/EN Installation contactors | BE31220 | SP (Control general) | stuk | ESB40 40A 3NO 400VAC/DC | Contacteur d'installation modulaire 3 NO contacts Tension circuit de commande: 400V AC/DC | Modular installation contactor 3 NO contacts Coilvoltage: 400V AC/DC | ESB40-30N-07 Installation Contactor
1SAE341111R0740 | ESB40-40N-07 | Active | 4013614518553 | 115.28 | 1 | 1 | stuk | ESB/EN Installation contactors | BE31220 | SP (Control general) | stuk | ESB40 40A 4NO 400VAC/DC | Contacteur d'installation modulaire 4 NO contacts Tension circuit de commande: 400V AC/DC | ESB40-40N-07 Installationsschütz 4S/0Ö, 400 V AC/DC | ESB40-40N-07 Installation Contactor
1SAE341111R0840 | ESB40-40N-08 | Active | 4013614518584 | 115.28 | 1 | 1 | stuk | ESB/EN Installation contactors | BE31220 | SP (Control general) | stuk | ESB40 40A 4NO 415VAC/DC | Contacteur d'installation modulaire 4 NO contacts Tension circuit de commande: 415V AC/DC | ESB40-40N-08 Installationsschütz 4S/0Ö, 415 V AC/DC | ESB40-40N-08 Installation Contactor
1SAE341111R1440 | ESB40-40N-14 | Active | 4013614518591 | 115.28 | 1 | 1 | stuk | ESB/EN Installation contactors | BE31220 | SP (Control general) | stuk | ESB40 40A 4NO 12VAC/DC | Contacteur d'installation modulaire 4 NO contacts Tension circuit de commande: 12V AC/DC | ESB40-40N-14 Installationsschütz 4S/0Ö, 12 V AC/DC | ESB40-40N-14 Installation Contactor
1SAE342111R0120 | EN40-20N-01 | Active | 4013614518607 | 115.28 | 1 | 1 | stuk | ESB/EN Installation contactors | BE31220 | SP (Control general) | stuk | EN40-20N-01 24VAC/DC H,/Auto | Contacteur d'installation modulaire 2 NO contacts Tension circuit de commande: 24V AC/DC Contrôle manuel / automatique | Modular installation contactor 2 NO contacts Coilvoltage: 24V AC/DC Manual/Auto control | EN40-20N-01 Installation Contactor
1SAE342111R0130 | EN40-30N-01 | Active | 4013614518614 | 117.76 | 1 | 1 | stuk | ESB/EN Installation contactors | BE31220 | SP (Control general) | stuk | EN40-30N-01 24VAC/DC H,/Auto | Contacteur d'installation modulaire 3 NO + 1 NC contacts Tension circuit de commande: 24V AC/DC Contrôle manuel / automatique | Modular installation contactor 3 NO + 1 NC contacts Coilvoltage: 24V AC/DC Manual/Auto control | EN40-30N-01 Installation Contactors
1SAE342111R0131 | EN40-31N-01 | Active | 4013614518621 | 129.12 | 1 | 1 | stuk | ESB/EN Installation contactors | BE31220 | SP (Control general) | stuk | EN40-31N-01 24VAC/DC H,/Auto | Contacteur d'installation modulaire 3 NO + 1 NC contacts Tension circuit de commande: 24V AC/DC Contrôle manuel / automatique | EN40-31N-01 Installationsschütz 3S/1Ö, 24 V AC/DC | EN40-31N-01 Installation Contactors
1SAE342111R0140 | EN40-40N-01 | Active | 4013614518638 | 134.44 | 1 | 1 | stuk | ESB/EN Installation contactors | BE31220 | SP (Control general) | stuk | EN40-40N-01 24VAC/DC Han/Auto | Contacteur d'installation modulaire 4 NO contacts Tension circuit de commande: 24V AC/DC Contrôle manuel / automatique | EN40-40N-01 Installationsschütz 4S/0Ö, 24 V AC/DC | EN40-40N-01 Installation Contactor
1SAE342111R0440 | EN40-40N-04 | Active | 4013614518751 | 125.57 | 1 | 1 | stuk | ESB/EN Installation contactors | BE31220 | SP (Control general) | stuk | EN40-40N-04 110VAC/DC Han/Auto | Contacteur d'installation modulaire 4 NO contacts Tension circuit de commande: 110V AC/DC Contrôle manuel / automatique | EN40-40N-04 Installationsschütz 4S/0Ö, 110 V AC/DC | EN40-40N-04 Installation Contactor
1SAE342111R0620 | EN40-20N-06 | Active | 4013614518805 | 123.98 | 1 | 1 | stuk | ESB/EN Installation contactors | BE31220 | SP (Control general) | stuk | EN40-20N-06 230VAC/DC Han/Auto | Contacteur d'installation modulaire 2 NO contacts Tension circuit de commande: 230V AC/DC Contrôle manuel / automatique | Modular installation contactor 2 NO contacts Coilvoltage: 230V AC/DC Manual/Auto control | EN40-20N-06 Installation Contactor
1SAE342111R0630 | EN40-30N-06 | Active | 4013614518812 | 117.76 | 1 | 1 | stuk | ESB/EN Installation contactors | BE31220 | SP (Control general) | stuk | EN40-30N-06 230VAC/DC Han/Auto | Contacteur d'installation modulaire 3 NO contacts Tension circuit de commande: 230V AC/DC Contrôle manuel / automatique | Modular installation contactor 3 NO contacts Coilvoltage: 230V AC/DC Manual/Auto control | EN40-30N-06 Installation Contactor
1SAE342111R0631 | EN40-31N-06 | Active | 4013614518829 | 137.63 | 1 | 1 | stuk | ESB/EN Installation contactors | BE31220 | SP (Control general) | stuk | EN40-31N-06 230VAC/DC Han/Aut | Contacteur d'installation modulaire 3 NO + 1 NC contacts Tension circuit de commande: 230V AC/DC Contrôle manuel / automatique | EN40-31N-06 Installationsschütz 3S/1Ö, 230 V AC/DC | EN40-31N-06 Installation Contactors
1SAE342111R0640 | EN40-40N-06 | Active | 4013614518836 | 129.47 | 1 | 1 | stuk | ESB/EN Installation contactors | BE31220 | SP (Control general) | stuk | EN40-40N-06 230VAC/DC Han/Auto | Contacteur d'installation modulaire 4 NO contacts Tension circuit de commande: 230V AC/DC Contrôle manuel / automatique | EN40-40N-06 Installationsschütz 4S/0Ö, 230 V AC/DC | EN40-40N-06 Installation Contactor
1SAE351111M0640 | ESB63-40N-06 | Active |  | 79.76 | 1 | 4 | stuk | ESB/EN Installation contactors | BE31220 | SP (Control general) | stuk | ESB63 63A 4NO 230VAC/DC Bulk | ESB63-40N-06 Installation Contactor | ESB range | ESB63-40N-06 Installation Contactor
1SAE351111R0120 | ESB63-20N-01 | Active | 4013614518935 | 124.52 | 1 | 1 | stuk | ESB/EN Installation contactors | BE31220 | SP (Control general) | stuk | ESB63 63A 2NO 24VAC/DC | Contacteur d'installation modulaire 2 NO contacts Tension circuit de commande: 24V AC/DC | Modular installation contactor 2 NO contacts Coilvoltage: 24V AC/DC | ESB63-20N-01 Installation Contactor
1SAE351111R0140 | ESB63-40N-01 | Active | 4013614518966 | 137.81 | 1 | 1 | stuk | ESB/EN Installation contactors | BE31220 | SP (Control general) | stuk | ESB63 63A 4NO 24VAC/DC | Contacteur d'installation modulaire 4 NO contacts Tension circuit de commande: 24V AC/DC | ESB63-40N-01 Installationsschütz 4S/0Ö, 24 V AC/DC | ESB63-40N-01 Installation Contactor
1SAE351111R0240 | ESB63-40N-02 | Active | 4013614519017 | 137.81 | 1 | 1 | stuk | ESB/EN Installation contactors | BE31220 | SP (Control general) | stuk | ESB63 63A 4NO 42VAC/DC | Contacteur d'installation modulaire 4 NO contacts Tension circuit de commande: 42V AC/DC | ESB63-40N-02 Installationsschütz 4S/0Ö, 42 V AC/DC | ESB63-40N-02 Installation Contactor
1SAE351111R0340 | ESB63-40N-03 | Active | 4013614519062 | 137.81 | 1 | 1 | stuk | ESB/EN Installation contactors | BE31220 | SP (Control general) | stuk | ESB63 63A 4NO 48VAC/DC | Contacteur d'installation modulaire 4 NO contacts Tension circuit de commande: 48V AC/DC | ESB63-40N-03 Installationsschütz 4S/0Ö, 48 V AC/DC | ESB63-40N-03 Installation Contactor
1SAE351111R0431 | ESB63-31N-04 | Active | 4013614519109 | 132.85 | 1 | 1 | stuk | ESB/EN Installation contactors | BE31220 | SP (Control general) | stuk | ESB63 63A 3NO+1NG 110VAC/DC | Contacteur d'installation modulaire 3 NO + 1 NC contacts Tension circuit de commande: 110V AC/DC | Modular installation contactor 3 NO + 1 NC contacts Coilvoltage: 110V AC/DC | ESB63-31N-04 Installation Contactor
1SAE351111R0440 | ESB63-40N-04 | Active | 4013614519116 | 137.81 | 1 | 1 | stuk | ESB/EN Installation contactors | BE31220 | SP (Control general) | stuk | ESB63 63A 4NO 110VAC/DC | Contacteur d'installation modulaire 4 NO contacts Tension circuit de commande: 110V AC/DC | ESB63-40N-04 Installationsschütz 4S/0Ö, 110 V AC/DC | ESB63-40N-04 Installation Contactor
1SAE351111R0540 | ESB63-40N-05 | Active | 4013614519178 | 129.64 | 1 | 1 | stuk | ESB/EN Installation contactors | BE31220 | SP (Control general) | stuk | ESB63 63A 4NO 240VAC/DC | Contacteur d'installation modulaire 4 NO contacts Tension circuit de commande: 240V AC/DC | ESB63-40N-05 Installationsschütz 4S/0Ö, 240 V AC/DC | ESB63-40N-05 Installation Contactor
1SAE351111R0620 | ESB63-20N-06 | Active | 4013614519192 | 132.3 | 1 | 1 | stuk | ESB/EN Installation contactors | BE31220 | SP (Control general) | stuk | ESB63 63A 2NO 230VAC/DC | Contacteur d'installation modulaire 2 NO contacts Tension circuit de commande: 230V AC/DC | Modular installation contactor 2 NO contacts Coilvoltage: 230V AC/DC | ESB63-20N-06 Installation Contactor
1SAE351111R0622 | ESB63-22N-06 | Active | 4013614519208 | 132.85 | 1 | 1 | stuk | ESB/EN Installation contactors | BE31220 | SP (Control general) | stuk | ESB63 63A 2NO+2NG 230VAC/DC | Contacteur d'installation modulaire 2 NO + 2 NC contacts Tension circuit de commande: 230V AC/DC | Modular installation contactor 2 NO + 2 NC contacts Coilvoltage: 230V AC/DC | ESB63-22N-06 Installation Contactor
1SAE351111R0630 | ESB63-30N-06 | Active | 4013614519215 | 132.49 | 1 | 1 | stuk | ESB/EN Installation contactors | BE31220 | SP (Control general) | stuk | ESB63 63A 3NO 230VAC/DC | Contacteur d'installation modulaire 3 NO contacts Tension circuit de commande: 230V AC/DC | Modular installation contactor 3 NO contacts Coilvoltage: 230V AC/DC | ESB63-30N-06 Installation Contactor
1SAE351111R0631 | ESB63-31N-06 | Active | 4013614519222 | 132.3 | 1 | 1 | stuk | ESB/EN Installation contactors | BE31220 | SP (Control general) | stuk | ESB63 63A 3NO+1NG 230VAC/DC | Contacteur d'installation modulaire 3 NO + 1 NC contacts Tension circuit de commande: 230V AC/DC | ESB63-31N-06 Installationsschütz 3S/1Ö, 230 V AC/DC | ESB63-31N-06 Installation Contactor
1SAE351111R0640 | ESB63-40N-06 | Active | 4013614519239 | 150.58 | 1 | 1 | stuk | ESB/EN Installation contactors | BE31220 | SP (Control general) | stuk | ESB63 63A 4NO 230VAC/DC | Contacteur d'installation modulaire 4 NO contacts Tension circuit de commande: 230V AC/DC | ESB63-40N-06 Installationsschütz 4S/0Ö, 230 V AC/DC | ESB63-40N-06 Installation Contactor
1SAE351111R0722 | ESB63-22N-07 | Active | 4013614519260 | 132.85 | 1 | 1 | stuk | ESB/EN Installation contactors | BE31220 | SP (Control general) | stuk | ESB63 63A 2NO+2NG 400VAC/DC | Contacteur d'installation modulaire 2 NO + 2 NC contacts Tension circuit de commande: 400V AC/DC | Modular installation contactor 2 NO + 2 NC contacts Coilvoltage: 400V AC/DC | ESB63-22N-07 Installation Contactor
1SAE351111R0730 | ESB63-30N-07 | Active | 4013614519277 | 132.85 | 1 | 1 | stuk | ESB/EN Installation contactors | BE31220 | SP (Control general) | stuk | ESB63 63A 3NO 400VAC/DC | Contacteur d'installation modulaire 3 NO contacts Tension circuit de commande: 400V AC/DC | Modular installation contactor 3 NO contacts Coilvoltage: 400V AC/DC | ESB63-30N-07 Installation Contactor
1SAE351111R0740 | ESB63-40N-07 | Active | 4013614519291 | 143.67 | 1 | 1 | stuk | ESB/EN Installation contactors | BE31220 | SP (Control general) | stuk | ESB63 63A 4NO 400VAC/DC | Contacteur d'installation modulaire 4 NO contacts Tension circuit de commande: 400V AC/DC | ESB63-40N-07 Installationsschütz 4S/0Ö, 400 V AC/DC | ESB63-40N-07 Installation Contactor
1SAE351111R0840 | ESB63-40N-08 | Active | 4013614519345 | 137.81 | 1 | 1 | stuk | ESB/EN Installation contactors | BE31220 | SP (Control general) | stuk | ESB63 63A 4NO 415VAC/DC | Contacteur d'installation modulaire 4 NO contacts Tension circuit de commande: 415V AC/DC | ESB63-40N-08 Installationsschütz 4S/0Ö, 415 V AC/DC | ESB63-40N-08 Installation Contactor
1SAE351111R1440 | ESB63-40N-14 | Active | 4013614519352 | 129.64 | 1 | 1 | stuk | ESB/EN Installation contactors | BE31220 | SP (Control general) | stuk | ESB63 63A 4NO 12VAC/DC | Contacteur d'installation modulaire 4 NO contacts Tension circuit de commande: 12V AC/DC | ESB63-40N-14 Installationsschütz 4S/0Ö, 12 V AC/DC | ESB63-40N-14 Installation Contactor
1SAE361111R0120 | ESB100-20N-01 | Active | 4013614533020 | 267.88 | 1 | 1 | stuk | ESB/EN Installation contactors | BE31220 | SP (Control general) | stuk | ESB63 100A 2NO 24VAC/DC | Contacteur d'installation modulaire 2 NO contacts Tension circuit de commande: 24V AC/DC | ESB100-20N-01 Installationsschütz 2S/0Ö, 24 V AC/DC | ESB100-20N-01 Installation Contactors
1SAE361111R0620 | ESB100-20N-06 | Active | 4013614533044 | 243.41 | 1 | 1 | stuk | ESB/EN Installation contactors | BE31220 | SP (Control general) | stuk | ESB63 100A 2NO 230VAC/DC | Contacteur d'installation modulaire 2 NO contacts Tension circuit de commande: 230V AC/DC | ESB100-20N-06 Installationsschütz 2S/0Ö, 230 V AC/DC | ESB100-20N-06 Installation Contactors
1SAE661111R0140 | ESB100-40N-01 | Active | 4013614533129 | 281.33 | 1 | 1 | stuk | ESB/EN Installation contactors | BE31220 | SP (Control general) | stuk | ESB63 100A 4NO 24VAC/DC | Contacteur d'installation modulaire 4 NO contacts Tension circuit de commande: 24V AC/DC | ESB100-40N-01 Installationsschütz 4S/0Ö, 24 V AC/DC | ESB100-40N-01 Installation Contactors
1SAE661111R0640 | ESB100-40N-06 | Active | 4013614533228 | 255.63 | 1 | 1 | stuk | ESB/EN Installation contactors | BE31220 | SP (Control general) | stuk | ESB63 100A 4NO 230VAC/DC | Contacteur d'installation modulaire 4 NO contacts Tension circuit de commande: 230V AC/DC | ESB100-40N-06 Installationsschütz 4S/0Ö, 230 V AC/DC | ESB100-40N-06 Installation Contactors
1SAE901901M1011 | EH04-11N | Active |  | 27.95 | 1 | 6 | stuk | Installation Contactors | BE31220 | SP (Control general) | stuk | ESB EH04-11N | Contact auxiliaire Série ESB EH04-11N | Auxiliary contact ESB range EH04-11N | EH04-11N Auxiliary Contact
1SAE901901R1011 | EH04-11N | Active | 4013614527616 | 27.95 | 1 | 1 | stuk | Installation Contactors | BE31220 | SP (Control general) | stuk | ESB 1NO+1NG | Contacteur d'installation modulaire 1 NO + 1 NC contacts For ESB/EN series | EH04-11N Hilfskontaktblock 1S/1Ö | EH04-11N Auxiliary Contact
1SAE901901R1020 | EH04-20N | Active | 4013614527623 | 27.95 | 1 | 1 | stuk | Installation Contactors | BE31220 | SP (Control general) | stuk | ESB 2NO | Contacteur d'installation modulaire 2 NO contacts For ESB/EN series | EH04-20N Hilfskontaktblock 2S/0Ö | EH04-20N Auxiliary Contact
1SAH100000R9900 | MCRC040ATB | Active | 4013614546891 | 40.35 | 1 | 1 | stuk | Mini Contactor MC | BE31220 | SP (Control general) | stuk | MCRC040ATBMini.Cont.Relay 4NO 12VDC | Contacteur auxiliaire 4NO Bobine 12Vdc | MCRC040ATB Kleinhilfsschütz 4S 12V DC | MCRC040ATB Mini Contactor Relay 4NO 12VDC
1SAH100003R9900 | MCRA040ATJ | Active | 4013614545849 | 34.53 | 1 | 1 | stuk | Mini Contactor MC | BE31220 | SP (Control general) | stuk | Mini4NO 110-115V 50Hz/110-120V 60Hz | Contacteur auxiliaire 4NO Bobine 110-115V 50Hz/110-120V 60Hz | MCRA040ATJ Kleinhilfsschütz 4S 110-115V 50Hz / 110-120V 60Hz | MCRA040ATJ Mini Contactor Relay 4NO 110-115V 50Hz/110-120V 60Hz
1SAH100004R9900 | MCRA040ATN | Active | 4013614545863 | 34.53 | 1 | 1 | stuk | Mini Contactor MC | BE31220 | SP (Control general) | stuk | Mini4NO 220-240V 50Hz/240-277V60Hz | Contacteur auxiliaire 4NO Bobine 220-240V 50Hz/240-277V60Hz | MCRA040ATN Kleinhilfsschütz 4S 220-240V 50Hz / 240-277V 60Hz | MCRA040ATN Mini Contactor Relay 4NO 220-240V 50Hz/240-277V60Hz
1SAH100005R9900 | MCRA040ATU | Active | 4013614545870 | 34.53 | 1 | 1 | stuk | Mini Contactor MC | BE31220 | SP (Control general) | stuk | Mini4NO 380-400V 50Hz/440V60Hz | Contacteur auxiliaire 4NO Bobine 380-400V 50Hz/440V60Hz | MCRA040ATU Kleinhilfsschütz 4S 380-400V 50Hz / 440V 60Hz | MCRA040ATU Mini Contactor Relay 4NO 380-400V 50Hz/440V60Hz
1SAH100006R9900 | MCRC040ATD | Active | 4013614546907 | 40.35 | 1 | 1 | stuk | Mini Contactor MC | BE31220 | SP (Control general) | stuk | MCRC040ATDMini.Cont.Relay 4NO 24VDC | Contacteur auxiliaire 4NO Bobine 24Vdc | MCRC040ATD Kleinhilfsschütz 4S 24V DC | MCRC040ATD Mini Contactor Relay 4NO 24VDC
1SAH100010R9900 | MCRC031ATB | Active | 4013614546990 | 40.35 | 1 | 1 | stuk | Mini Contactor MC | BE31220 | SP (Control general) | stuk | Mini3NO+1NC 12VDC | Contacteur auxiliaire 3NO+1NC Bonbine 12Vdc | MCRC031ATB Kleinhilfsschütz 3S+1Ö 12V DC | MCRC031ATB Mini Contactor Relay 3NO+1NC 12VDC
1SAH100013R9900 | MCRA031ATJ | Active | 4013614545955 | 34.53 | 1 | 1 | stuk | Mini Contactor MC | BE31220 | SP (Control general) | stuk | Mini3NO+1NC 110-115V50Hz/110-120V60Hz | Contacteur auxiliaire 3NO+1NC Bonbine 110-115V50Hz110-120V60Hz | MCRA031ATJ Kleinhilfsschütz 3S+1Ö 110-115V 50Hz / 110-120V 60Hz | MCRA031ATJ Mini Contactor Relay 3NO+1NC 110-115V 50Hz/110-120V 60Hz
1SAH100014R9900 | MCRA031ATN | Active | 4013614545979 | 34.53 | 1 | 1 | stuk | Mini Contactor MC | BE31220 | SP (Control general) | stuk | Mini3NO+1NC 220-240V 50Hz/240-277V60Hz | Contacteur auxiliaire 3NO+1NC Bonbine 220-240V50Hz240-277V60Hz | MCRA031ATN Kleinhilfsschütz 3S+1Ö 220-240V 50Hz / 240-277V 60Hz | MCRA031ATN Mini Contactor Relay 3NO+1NC 220-240V 50Hz/240-277V60Hz
1SAH100015R9900 | MCRA031ATU | Active | 4013614545986 | 34.53 | 1 | 1 | stuk | Mini Contactor MC | BE31220 | SP (Control general) | stuk | Mini3NO+1NC 380-400V 50Hz/440V60Hz | Contacteur auxiliaire 3NO+1NC Bonbine 380-400V 50Hz/440V60Hz | MCRA031ATU Kleinhilfsschütz 3S+1Ö 380-400V 50Hz / 440V 60Hz | MCRA031ATU Mini Contactor Relay 3NO+1NC 380-400V 50Hz/440V60Hz
1SAH100016R9900 | MCRC031ATD | Active | 4013614547003 | 40.35 | 1 | 1 | stuk | Mini Contactor MC | BE31220 | SP (Control general) | stuk | Mini3NO+1NC 24VDC | Contacteur auxiliaire 3NO+1NC Bonbine 24Vdc | MCRC031ATD Kleinhilfsschütz 3S+1Ö 24V DC | MCRC031ATD Mini Contactor Relay 3NO+1NC 24VDC
1SAH100020R9900 | MCRC022ATB | Active | 4013614547096 | 40.35 | 1 | 1 | stuk | Mini Contactor MC | BE31220 | SP (Control general) | stuk | Mini2NO+2NC 12VDC | Contacteur auxiliaire 2NO+2NC Bonbine 12Vdc | MCRC022ATB Kleinhilfsschütz 2S+2Ö 12V DC | MCRC022ATB Mini Contactor Relay 2NO+2NC 12VDC
1SAH100023R9900 | MCRA022ATJ | Active | 4013614546068 | 34.53 | 1 | 1 | stuk | Mini Contactor MC | BE31220 | SP (Control general) | stuk | Mini2NO+2NC 110-115V50Hz/110-120V60Hz | Contacteur auxiliaire 2NO+2NC Bonbine 110-115V50Hz110-120V60Hz | MCRA022ATJ Kleinhilfsschütz 2S+2Ö 110-115V 50Hz / 110-120V 60Hz | MCRA022ATJ Mini Contactor Relay 2NO+2NC 110-115V 50Hz/110-120V 60Hz
1SAH100024R9900 | MCRA022ATN | Active | 4013614546082 | 34.53 | 1 | 1 | stuk | Mini Contactor MC | BE31220 | SP (Control general) | stuk | Mini2NO+2NC 220-240V50Hz/240-277V60Hz | Contacteur auxiliaire 2NO+2NC Bonbine 220-240V50Hz240-277V60Hz | MCRA022ATN Kleinhilfsschütz 2S+2Ö 220-240V 50Hz / 240-277V 60Hz | MCRA022ATN Mini Contactor Relay 2NO+2NC 220-240V 50Hz/240-277V60Hz
1SAH100025R9900 | MCRA022ATU | Active | 4013614546099 | 34.53 | 1 | 1 | stuk | Mini Contactor MC | BE31220 | SP (Control general) | stuk | Mini2NO+2NC 380-400V50Hz/440V60Hz | Contacteur auxiliaire 2NO+2NC Bonbine 380-400V50Hz/440V60Hz | MCRA022ATU Kleinhilfsschütz 2S+2Ö 380-400V 50Hz / 440V 60Hz | MCRA022ATU Mini Contactor Relay 2NO+2NC 380-400V 50Hz/440V60Hz
1SAH100026R9900 | MCRC022ATD | Active | 4013614547102 | 40.35 | 1 | 1 | stuk | Mini Contactor MC | BE31220 | SP (Control general) | stuk | Mini2NO+2NC 24VDC | Contacteur auxiliaire 2NO+2NC Bonbine 24Vdc | MCRC022ATD Kleinhilfsschütz 2S+2Ö 24V DC | MCRC022ATD Mini Contactor Relay 2NO+2NC 24VDC
1SAH100033R9900 | MCRA013ATJ | Active | 4013614546174 | 36.26 | 1 | 1 | stuk | Mini Contactor MC | BE31220 | SP (Control general) | stuk | Mini1NO+3NC 110-115V50Hz110-120V60Hz | Contacteur auxiliaire 1NO+3NC Bonbine 110-115V50Hz110-120V60Hz | MCRA013ATJ Kleinhilfsschütz 1S+3Ö 110-115V 50Hz / 110-120V 60Hz | MCRA013ATJ Mini Contactor Relay 1NO+3NC 110-115V 50Hz/110-120V 60Hz
1SAH100034R9900 | MCRA013ATN | Active | 4013614546198 | 36.26 | 1 | 1 | stuk | Mini Contactor MC | BE31220 | SP (Control general) | stuk | Mini1NO+3NC 220-240V 50Hz/240-277V60Hz | Contacteur auxiliaire 1NO+3NC Bonbine 220-240V50Hz240-277V60Hz | MCRA013ATN Kleinhilfsschütz 1S+3Ö 220-240V 50Hz / 240-277V 60Hz | MCRA013ATN Mini Contactor Relay 1NO+3NC 220-240V 50Hz/240-277V60Hz
1SAH100035R9900 | MCRA013ATU | Active | 4013614546204 | 36.26 | 1 | 1 | stuk | Mini Contactor MC | BE31220 | SP (Control general) | stuk | Mini1NO+3NC 380-400V 50Hz/440V60Hz | Contacteur auxiliaire 1NO+3NC Bonbine 380-400V 50Hz/440V60Hz | MCRA013ATU Kleinhilfsschütz 1S+3Ö 380-400V 50Hz / 440V 60Hz | MCRA013ATU Mini Contactor Relay 1NO+3NC 380-400V 50Hz/440V60Hz
1SAH100043R9900 | MCRA004ATJ | Active | 4013614546280 | 36.26 | 1 | 1 | stuk | Mini Contactor MC | BE31220 | SP (Control general) | stuk | Mini4NC 110-115V 50Hz/110-120V 60Hz | Contacteur auxiliaire 4NC Bonbine 110-115V 50Hz/110-120V 60Hz | MCRA004ATJ Kleinhilfsschütz 4Ö 110-115V 50Hz / 110-120V 60Hz | MCRA004ATJ Mini Contactor Relay 4NC 110-115V 50Hz/110-120V 60Hz
1SAH100044R9900 | MCRA004ATN | Active | 4013614546303 | 36.26 | 1 | 1 | stuk | Mini Contactor MC | BE31220 | SP (Control general) | stuk | Mini4NC 220-240V 50Hz/240-277V60Hz | Contacteur auxiliaire 4NC Bonbine 220-240V 50Hz/240-277V60Hz | MCRA004ATN Kleinhilfsschütz 4Ö 220-240V 50Hz / 240-277V 60Hz | MCRA004ATN Mini Contactor Relay 4NC 220-240V 50Hz/240-277V60Hz
1SAH100045R9900 | MCRA004ATU | Active | 4013614546310 | 36.26 | 1 | 1 | stuk | Mini Contactor MC | BE31220 | SP (Control general) | stuk | Mini4NC 380-400V 50Hz/440V60Hz | Contacteur auxiliaire 4NC Bonbine 380-400V 50Hz/440V60Hz | MCRA004ATU Kleinhilfsschütz 4Ö 380-400V 50Hz / 440V 60Hz | MCRA004ATU Mini Contactor Relay 4NC 380-400V 50Hz/440V60Hz
1SAH100070R9900 | MCRC031ATWG | Active | 4013614547058 | 40.35 | 1 | 1 | stuk | Mini Contactor MC | BE31220 | SP (Control general) | stuk | Mini3NO+1NC 48VDC +/-30% | Contacteur auxiliaire 3NO+1NC Bonbine 48VDC +/-30% | MCRC031ATWG Kleinhilfsschütz 3S+1Ö 48V DC Weitspannung | MCRC031ATWG Mini Contactor Relay 3NO+1NC 48VDC +/-30%
1SAH100082R9900 | MCRC022ATWG | Active | 4013614547157 | 40.35 | 1 | 1 | stuk | Mini Contactor MC | BE31220 | SP (Control general) | stuk | Mini2NO+2NC 48VDC +/-30% | Contacteur auxiliaire 2NO+2NC Bonbine 48Vdc +/-30% | MCRC022ATWG Kleinhilfsschütz 2S+2Ö 48V DC Weitspannung | MCRC022ATWG Mini Contactor Relay 2NO+2NC 48VDC +/-30%
1SAH100485R9900 | MCRA022ARJ | Active | 4013614547782 | 39.68 | 1 | 1 | stuk | Mini Contactor MC | BE31220 | SP (Control general) | stuk | Mini2NO+2NC 110-115V 50Hz110-120V 60Hz | Contacteur auxiliaire 2NO+2NC Bonbine 110-115V50Hz110-120V60Hz | MCRA022ARJ Kleinhilfsschütz 2S+2Ö 110-115V 50Hz / 110-120V 60Hz | MCRA022ARJ Mini Contactor Relay 2NO+2NC 110-115V 50Hz/110-120V 60Hz
1SAH100530R9900 | MCRI040ATD | Active | 4013614546914 | 47.24 | 1 | 1 | stuk | Mini Contactor MC | BE31220 | SP (Control general) | stuk | Mini4NO 24VDC 1 2W | Contacteur auxiliaire 4NO Bobine 24Vdc 1,2W | MCRI040ATD Kleinhilfsschütz 4S 24V DC 1,2W | MCRI040ATD Mini Contactor Relay 4NO 24VDC 1,2W
1SAH100531R9900 | MCRI031ATD | Active | 4013614547010 | 47.24 | 1 | 1 | stuk | Mini Contactor MC | BE31220 | SP (Control general) | stuk | Mini3NO+1NC 24VDC 1 2w | Contacteur auxiliaire 3NO+1NC Bonbine 24Vdc 1,2w | MCRI031ATD Kleinhilfsschütz 3S+1Ö 24V DC 1,2W | MCRI031ATD Mini Contactor Relay 3NO+1NC 24VDC 1,2W
1SAH100532R9900 | MCRI022ATD | Active | 4013614547119 | 47.24 | 1 | 1 | stuk | Mini Contactor MC | BE31220 | SP (Control general) | stuk | Mini2NO+2NC 24VDC 1 2W | Contacteur auxiliaire 2NO+2NC Bonbine 24Vdc 1,2W | MCRI022ATD Kleinhilfsschütz 2S+2Ö 24V DC 1,2W | MCRI022ATD Mini Contactor Relay 2NO+2NC 24VDC 1,2W
1SAH100533R9900 | MCRK040ATD | Active | 4013614546921 | 47.24 | 1 | 1 | stuk | Mini Contactor MC | BE31220 | SP (Control general) | stuk | MCRK040ATDMini.Cont.Relay 4NO 24VDC 2W | Contacteur auxiliaire 4NO Bobine 24Vdc 2W | MCRK040ATD Kleinhilfsschütz 4S 24V DC 2W | MCRK040ATD Mini Contactor Relay 4NO 24VDC 2W
1SAH100534R9900 | MCRK031ATD | Active | 4013614547027 | 47.24 | 1 | 1 | stuk | Mini Contactor MC | BE31220 | SP (Control general) | stuk | Mini3NO+1NC 24VDC | Contacteur auxiliaire 3NO+1NC Bonbine 24Vdc | MCRK031ATD Kleinhilfsschütz 3S+1Ö 24V DC 2W | MCRK031ATD Mini Contactor Relay 3NO+1NC 24VDC 2W
1SAH100535R9900 | MCRK022ATD | Active | 4013614547126 | 47.24 | 1 | 1 | stuk | Mini Contactor MC | BE31220 | SP (Control general) | stuk | Mini2NO+2NC 24VDC 2W | Contacteur auxiliaire 2NO+2NC Bonbine 24Vdc 2W | MCRK022ATD Kleinhilfsschütz 2S+2Ö 24V DC 2W | MCRK022ATD Mini Contactor Relay 2NO+2NC 24VDC 2W
1SAH100540R9900 | MCRK022ARD | Active | 4013614547935 | 46.41 | 1 | 1 | stuk | Mini Contactor MC | BE31220 | SP (Control general) | stuk | Mini2NO+2NC 24VDC 2W ring tongue | Contacteur auxiliaire 2NO+2NC Bonbine 24Vdc 2W, ring tongue | MCRK022ARD Kleinhilfsschütz 2S+2Ö 24V DC 2W | MCRK022ARD Mini Contactor Relay 2NO+2NC 24VDC 2W
1SAH101969R9900 | MCRA013ATW | Active | 4013614546211 | 36.26 | 1 | 1 | stuk | Mini Contactor MC | BE31220 | SP (Control general) | stuk | Mini1NO+3NC 415-440V50Hz/480V 60Hz | Contacteur auxiliaire 1NO+3NC Bonbine 415-440V50Hz/480V 60Hz | MCRA013ATW Kleinhilfsschütz 1S+3Ö 415-440V 50Hz / 480V 60Hz | MCRA013ATW Mini Contactor Relay 1NO+3NC 415-440V50Hz/480V 60Hz
1SAH101985R9900 | MCRA013ATY | Active | 4013614546228 | 36.26 | 1 | 1 | stuk | Mini Contactor MC | BE31220 | SP (Control general) | stuk | Mini1NO+3NC 500V 50Hz/600V 60Hz | Contacteur auxiliaire 1NO+3NC Bonbine 500V 50Hz/600V 60Hz | MCRA013ATY Kleinhilfsschütz 1S+3Ö 500V 50Hz / 600V 60Hz | MCRA013ATY Mini Contactor Relay 1NO+3NC 500V 50Hz/600V 60Hz
1SAH101990R9900 | MCRC004ATWG | Active | 4013614547256 | 42.41 | 1 | 1 | stuk | Mini Contactor MC | BE31220 | SP (Control general) | stuk | Mini4NC 48VDC +/-30% | Contacteur auxiliaire 4NC Bonbine 48Vdc +/-30% | MCRC004ATWG Kleinhilfsschütz 4Ö 48V DC Weitspannung | MCRC004ATWG Mini Contactor Relay 4NC 48VDC +/-30%
1SAH101994R9900 | MCRC040ARB | Active | 4013614547881 | 46.41 | 1 | 1 | stuk | Mini Contactor MC | BE31220 | SP (Control general) | stuk | MCRC040ARBMini.Cont.Relay 4NO 12VDC | Contacteur auxiliaire 4NO Bobine 12Vdc | MCRC040ARB Kleinhilfsschütz 4S 12V DC | MCRC040ARB Mini Contactor Relay 4NO 12VDC
1SAH101995R9900 | MCRK040ARD | Active | 4013614547898 | 46.41 | 1 | 1 | stuk | Mini Contactor MC | BE31220 | SP (Control general) | stuk | Mini4NO 24VDC 2W ring tongue ferrules | Contacteur auxiliaire 4NO Bobine 24Vdc 2W, ring tongue ferrule | MCRK040ARD Kleinhilfsschütz 4S 24V DC 2W | MCRK040ARD Mini Contactor Relay 4NO 24VDC 2W
1SAH101996R9900 | MCRC031ARB | Active | 4013614547904 | 46.41 | 1 | 1 | stuk | Mini Contactor MC | BE31220 | SP (Control general) | stuk | Mini3NO+1NC 12VDC | Contacteur auxiliaire 3NO+1NC Bonbine 12Vdc | MCRC031ARB Kleinhilfsschütz 3S+1Ö 12V DC | MCRC031ARB Mini Contactor Relay 3NO+1NC 12VDC
1SAH101997R9900 | MCRK031ARD | Active | 4013614547911 | 46.41 | 1 | 1 | stuk | Mini Contactor MC | BE31220 | SP (Control general) | stuk | Mini3NO+1NC 24VDC 2W ring tongue | Contacteur auxiliaire 3NO+1NC Bonbine 24Vdc 2W, ring tongue | MCRK031ARD Kleinhilfsschütz 3S+1Ö 24V DC 2W | MCRK031ARD Mini Contactor Relay 3NO+1NC 24VDC 2W
1SAH101998R9900 | MCRC022ARB | Active | 4013614547928 | 46.41 | 1 | 1 | stuk | Mini Contactor MC | BE31220 | SP (Control general) | stuk | Mini2NO+2NC 12VDC | Contacteur auxiliaire 2NO+2NC Bonbine 12Vdc | MCRC022ARB Kleinhilfsschütz 2S+2Ö 12V DC | MCRC022ARB Mini Contactor Relay 2NO+2NC 12VDC
1SAH102007R9900 | MCRA040ATM | Active | 4013614545856 | 34.53 | 1 | 1 | stuk | Mini Contactor MC | BE31220 | SP (Control general) | stuk | Mini4NO 208-220V 60Hz | Contacteur auxiliaire 4NO Bobine 208-220V 60Hz | MCRA040ATM Kleinhilfsschütz 4S 208-220V 60Hz | MCRA040ATM Mini Contactor Relay 4NO 208-220V 60Hz
1SAH102011R9900 | MCRA040ATW | Active | 4013614545887 | 34.53 | 1 | 1 | stuk | Mini Contactor MC | BE31220 | SP (Control general) | stuk | Mini4NO 415-440V50Hz/480V 60Hz | Contacteur auxiliaire 4NO Bobine 415-440V50Hz/480V 60Hz | MCRA040ATW Kleinhilfsschütz 4S 415-440V 50Hz / 480V 60Hz | MCRA040ATW Mini Contactor Relay 4NO 415-440V50Hz/480V 60Hz
1SAH102012R9900 | MCRA040ATY | Active | 4013614545894 | 34.53 | 1 | 1 | stuk | Mini Contactor MC | BE31220 | SP (Control general) | stuk | Mini4NO 500V 50Hz/600V 60Hz | Contacteur auxiliaire 4NO Bobine 500V 50Hz/600V 60Hz | MCRA040ATY Kleinhilfsschütz 4S 500V 50Hz / 600V 60Hz | MCRA040ATY Mini Contactor Relay 4NO 500V 50Hz/600V 60Hz
1SAH102013R9900 | MCRA040AT1 | Active | 4013614545795 | 34.53 | 1 | 1 | stuk | Mini Contactor MC | BE31220 | SP (Control general) | stuk | Mini4NO 24V 50/60Hz | Contacteur auxiliaire 4NO Bobine 24V 50/60Hz | MCRA040AT1 Kleinhilfsschütz 4S 24V 50/60Hz | MCRA040AT1 Mini Contactor Relay 4NO 24V 50/60Hz
1SAH102016R9900 | MCRA040AT4 | Active | 4013614545801 | 34.53 | 1 | 1 | stuk | Mini Contactor MC | BE31220 | SP (Control general) | stuk | Mini4NO 120V 50/60Hz | Contacteur auxiliaire 4NO Bobine 120V 50/60Hz | MCRA040AT4 Kleinhilfsschütz 4S 120V 50/60Hz | MCRA040AT4 Mini Contactor Relay 4NO 120V 50/60Hz
1SAH102018R9900 | MCRA040AT6 | Active | 4013614545818 | 34.53 | 1 | 1 | stuk | Mini Contactor MC | BE31220 | SP (Control general) | stuk | Mini4NO 220-230V 50/60Hz | Contacteur auxiliaire 4NO Bobine 220-230V 50/60Hz | MCRA040AT6 Kleinhilfsschütz 4S 220-230V 50/60Hz | MCRA040AT6 Mini Contactor Relay 4NO 220-230V 50/60Hz
1SAH102028R9900 | MCRA031ATM | Active | 4013614545962 | 34.53 | 1 | 1 | stuk | Mini Contactor MC | BE31220 | SP (Control general) | stuk | Mini3NO+1NC 208-220V 60Hz | Contacteur auxiliaire 3NO+1NC Bonbine 208-220V 60Hz | MCRA031ATM Kleinhilfsschütz 3S+1Ö 208-220V 60Hz | MCRA031ATM Mini Contactor Relay 3NO+1NC 208-220V 60Hz
1SAH102032R9900 | MCRA031ATW | Active | 4013614545993 | 34.53 | 1 | 1 | stuk | Mini Contactor MC | BE31220 | SP (Control general) | stuk | Mini3NO+1NC 415-440V50Hz/480V 60Hz | Contacteur auxiliaire 3NO+1NC Bonbine 415-440V50Hz/480V 60Hz | MCRA031ATW Kleinhilfsschütz 3S+1Ö 415-440V 50Hz / 480V 60Hz | MCRA031ATW Mini Contactor Relay 3NO+1NC 415-440V50Hz/480V 60Hz
1SAH102033R9900 | MCRA031ATY | Active | 4013614546006 | 34.53 | 1 | 1 | stuk | Mini Contactor MC | BE31220 | SP (Control general) | stuk | Mini3NO+1NC 500V 50Hz/600V 60Hz | Contacteur auxiliaire 3NO+1NC Bonbine 500V 50Hz/600V 60Hz | MCRA031ATY Kleinhilfsschütz 3S+1Ö 500V 50Hz / 600V 60Hz | MCRA031ATY Mini Contactor Relay 3NO+1NC 500V 50Hz/600V 60Hz
1SAH102034R9900 | MCRA031AT1 | Active | 4013614545900 | 34.53 | 1 | 1 | stuk | Mini Contactor MC | BE31220 | SP (Control general) | stuk | Mini3NO+1NC 24V 50/60Hz | Contacteur auxiliaire 3NO+1NC Bonbine 24V 50/60Hz | MCRA031AT1 Kleinhilfsschütz 3S+1Ö 24V 50/60Hz | MCRA031AT1 Mini Contactor Relay 3NO+1NC 24V 50/60Hz
1SAH102037R9900 | MCRA031AT4 | Active | 4013614545917 | 34.53 | 1 | 1 | stuk | Mini Contactor MC | BE31220 | SP (Control general) | stuk | Mini3NO+1NC 120V 50/60Hz | Contacteur auxiliaire 3NO+1NC Bonbine 120V 50/60Hz | MCRA031AT4 Kleinhilfsschütz 3S+1Ö 120V 50/60Hz | MCRA031AT4 Mini Contactor Relay 3NO+1NC 120V 50/60Hz
1SAH102039R9900 | MCRA031AT6 | Active | 4013614545924 | 34.53 | 1 | 1 | stuk | Mini Contactor MC | BE31220 | SP (Control general) | stuk | Mini3NO+1NC 220-230V 50/60Hz | Contacteur auxiliaire 3NO+1NC Bonbine 220-230V 50/60Hz | MCRA031AT6 Kleinhilfsschütz 3S+1Ö 220-230V 50/60Hz | MCRA031AT6 Mini Contactor Relay 3NO+1NC 220-230V 50/60Hz
1SAH102049R9900 | MCRA022ATM | Active | 4013614546075 | 34.53 | 1 | 1 | stuk | Mini Contactor MC | BE31220 | SP (Control general) | stuk | Mini2NO+2NC 208-220V 60Hz | Contacteur auxiliaire 2NO+2NC Bonbine 208-220V 60Hz | MCRA022ATM Kleinhilfsschütz 2S+2Ö 208-220V 60Hz | MCRA022ATM Mini Contactor Relay 2NO+2NC 208-220V 60Hz
1SAH102053R9900 | MCRA022ATW | Active | 4013614546105 | 34.53 | 1 | 1 | stuk | Mini Contactor MC | BE31220 | SP (Control general) | stuk | Mini2NO+2NC 415-440V50Hz/480V 60Hz | Contacteur auxiliaire 2NO+2NC Bonbine 415-440V50Hz/480V 60Hz | MCRA022ATW Kleinhilfsschütz 2S+2Ö 415-440V 50Hz / 480V 60Hz | MCRA022ATW Mini Contactor Relay 2NO+2NC 415-440V50Hz/480V 60Hz
1SAH102054R9900 | MCRA022ATY | Active | 4013614546112 | 34.53 | 1 | 1 | stuk | Mini Contactor MC | BE31220 | SP (Control general) | stuk | Mini2NO+2NC 500V 50Hz/600V 60Hz | Contacteur auxiliaire 2NO+2NC Bonbine 500V 50Hz/600V 60Hz | MCRA022ATY Kleinhilfsschütz 2S+2Ö 500V 50Hz / 600V 60Hz | MCRA022ATY Mini Contactor Relay 2NO+2NC 500V 50Hz/600V 60Hz
1SAH102058R9900 | MCRA022AT4 | Active | 4013614546020 | 34.53 | 1 | 1 | stuk | Mini Contactor MC | BE31220 | SP (Control general) | stuk | Mini2NO+2NC 120V 50/60Hz | Contacteur auxiliaire 2NO+2NC Bonbine 120V 50/60Hz | MCRA022AT4 Kleinhilfsschütz 2S+2Ö 120V 50/60Hz | MCRA022AT4 Mini Contactor Relay 2NO+2NC 120V 50/60Hz
1SAH102060R9900 | MCRA022AT6 | Active | 4013614546037 | 34.53 | 1 | 1 | stuk | Mini Contactor MC | BE31220 | SP (Control general) | stuk | Mini2NO+2NC 220-230V 50/60Hz | Contacteur auxiliaire 2NO+2NC Bonbine 220-230V 50/60Hz | MCRA022AT6 Kleinhilfsschütz 2S+2Ö 220-230V 50/60Hz | MCRA022AT6 Mini Contactor Relay 2NO+2NC 220-230V 50/60Hz
1SAH102061R9900 | MCRA022AT7 | Active | 4013614546044 | 34.53 | 1 | 1 | stuk | Mini Contactor MC | BE31220 | SP (Control general) | stuk | Mini2NO+2NC 240V 50/60Hz | Contacteur auxiliaire 2NO+2NC Bonbine 240V 50/60Hz | MCRA022AT7 Kleinhilfsschütz 2S+2Ö 240V 50/60Hz | MCRA022AT7 Mini Contactor Relay 2NO+2NC 240V 50/60Hz
1SAH102076R9900 | MCRA013AT1 | Active | 4013614546129 | 36.26 | 1 | 1 | stuk | Mini Contactor MC | BE31220 | SP (Control general) | stuk | Mini1NO+3NC 24V 50/60Hz | Contacteur auxiliaire 1NO+3NC Bonbine 24V 50/60Hz | MCRA013AT1 Kleinhilfsschütz 1S+3Ö 24V 50/60Hz | MCRA013AT1 Mini Contactor Relay 1NO+3NC 24V 50/60Hz
1SAH102079R9900 | MCRA013AT4 | Active | 4013614546136 | 36.26 | 1 | 1 | stuk | Mini Contactor MC | BE31220 | SP (Control general) | stuk | Mini1NO+3NC 120V 50/60Hz | Contacteur auxiliaire 1NO+3NC Bonbine 120V 50/60Hz | MCRA013AT4 Kleinhilfsschütz 1S+3Ö 120V 50/60Hz | MCRA013AT4 Mini Contactor Relay 1NO+3NC 120V 50/60Hz
1SAH102081R9900 | MCRA013AT6 | Active | 4013614546143 | 36.26 | 1 | 1 | stuk | Mini Contactor MC | BE31220 | SP (Control general) | stuk | Mini1NO+3NC 220-230V 50/60Hz | Contacteur auxiliaire 1NO+3NC Bonbine 220-230V 50/60Hz | MCRA013AT6 Kleinhilfsschütz 1S+3Ö 220-230V 50/60Hz | MCRA013AT6 Mini Contactor Relay 1NO+3NC 220-230V 50/60Hz
1SAH102091R9900 | MCRA004ATM | Active | 4013614546297 | 36.26 | 1 | 1 | stuk | Mini Contactor MC | BE31220 | SP (Control general) | stuk | Mini4NC 208-220V 60Hz | Contacteur auxiliaire 4NC Bonbine 208-220V 60Hz | MCRA004ATM Kleinhilfsschütz 4Ö 208-220V 60Hz | MCRA004ATM Mini Contactor Relay 4NC 208-220V 60Hz
1SAH102095R9900 | MCRA004ATW | Active | 4013614546327 | 36.26 | 1 | 1 | stuk | Mini Contactor MC | BE31220 | SP (Control general) | stuk | Mini4NC 415-440V50Hz/480V 60Hz | Contacteur auxiliaire 4NC Bonbine 415-440V50Hz/480V 60Hz | MCRA004ATW Kleinhilfsschütz 4Ö 415-440V 50Hz / 480V 60Hz | MCRA004ATW Mini Contactor Relay 4NC 415-440V50Hz/480V 60Hz
1SAH102096R9900 | MCRA004ATY | Active | 4013614546334 | 36.26 | 1 | 1 | stuk | Mini Contactor MC | BE31220 | SP (Control general) | stuk | Mini4NC 500V 50Hz/600V 60Hz | Contacteur auxiliaire 4NC Bonbine 500V 50Hz/600V 60Hz | MCRA004ATY Kleinhilfsschütz 4Ö 500V 50Hz / 600V 60Hz | MCRA004ATY Mini Contactor Relay 4NC 500V 50Hz/600V 60Hz
1SAH102097R9900 | MCRA004AT1 | Active | 4013614546235 | 36.26 | 1 | 1 | stuk | Mini Contactor MC | BE31220 | SP (Control general) | stuk | Mini4NC 24V 50/60Hz | Contacteur auxiliaire 4NC Bonbine 24V 50/60Hz | MCRA004AT1 Kleinhilfsschütz 4Ö 24V 50/60Hz | MCRA004AT1 Mini Contactor Relay 4NC 24V 50/60Hz
1SAH102100R9900 | MCRA004AT4 | Active | 4013614546242 | 36.26 | 1 | 1 | stuk | Mini Contactor MC | BE31220 | SP (Control general) | stuk | Mini4NC 120V 50/60Hz | Contacteur auxiliaire 4NC Bonbine 120V 50/60Hz | MCRA004AT4 Kleinhilfsschütz 4Ö 120V 50/60Hz | MCRA004AT4 Mini Contactor Relay 4NC 120V 50/60Hz
1SAH102102R9900 | MCRA004AT6 | Active | 4013614546259 | 36.26 | 1 | 1 | stuk | Mini Contactor MC | BE31220 | SP (Control general) | stuk | Mini4NC 220-230V 50/60Hz | Contacteur auxiliaire 4NC Bonbine 220-230V 50/60Hz | MCRA004AT6 Kleinhilfsschütz 4Ö 220-230V 50/60Hz | MCRA004AT6 Mini Contactor Relay 4NC 220-230V 50/60Hz
1SAH102113R9910 | MCRC040ATWED-RAIL | Active | 4013614548499 | 52.5 | 1 | 1 | stuk | Mini Contactor MC | BE31220 | SP (Control general) | stuk | Mini4NO 33VDC Rail | Contacteur auxiliaire 4NO Bobine 33Vdc Application ferroviaire | MCRC040ATWED-RAIL Kleinhilfsschütz 4S 33V DC | MCRC040ATWED-RAIL Mini Contactor Relay 4NO 33VDC
1SAH102114R9910 | MCRC040ATWID-RAIL | Active | 4013614548505 | 52.5 | 1 | 1 | stuk | Mini Contactor MC | BE31220 | SP (Control general) | stuk | Mini4NO 72VDC Rail | Contacteur auxiliaire 4NO Bobine 72Vdc Application ferroviaire | MCRC040ATWID-RAIL Kleinhilfsschütz 4S 72V DC | MCRC040ATWID-RAIL Mini Contactor Relay 4NO 72VDC
1SAH102115R9910 | MCRC031ATWED-RAIL | Active | 4013614548536 | 52.5 | 1 | 1 | stuk | Mini Contactor MC | BE31220 | SP (Control general) | stuk | Mini3NO+1NC 33VDC Rail | Contacteur auxiliaire 3NO+1NC Bonbine 33Vdc Application ferroviaire | MCRC031ATWED-RAIL Kleinhilfsschütz 3S+1Ö 33V DC | MCRC031ATWED-RAIL Mini Contactor Relay 3NO+1NC 33VDC
1SAH102116R9910 | MCRC031ATWID-RAIL | Active | 4013614548543 | 52.5 | 1 | 1 | stuk | Mini Contactor MC | BE31220 | SP (Control general) | stuk | Mini3NO+1NC 72VDC Rail | Contacteur auxiliaire 3NO+1NC Bonbine 72Vdc Application ferroviaire | MCRC031ATWID-RAIL Kleinhilfsschütz 3S+1Ö 72V DC | MCRC031ATWID-RAIL Mini Contactor Relay 3NO+1NC 72VDC
1SAH102117R9910 | MCRC022ATWED-RAIL | Active | 4013614548574 | 52.5 | 1 | 1 | stuk | Mini Contactor MC | BE31220 | SP (Control general) | stuk | Mini2NO+2NC 33VDC Rail | Contacteur auxiliaire 2NO+2NC Bonbine 33Vdc Application ferroviaire | MCRC022ATWED-RAIL Kleinhilfsschütz 2S+2Ö 33V DC | MCRC022ATWED-RAIL Mini Contactor Relay 2NO+2NC 33VDC
1SAH102118R9910 | MCRC022ATWID-RAIL | Active | 4013614548581 | 52.5 | 1 | 1 | stuk | Mini Contactor MC | BE31220 | SP (Control general) | stuk | Mini2NO+2NC 72VDC Rail | Contacteur auxiliaire 2NO+2NC Bonbine 72Vdc Application ferroviaire | MCRC022ATWID-RAIL Kleinhilfsschütz 2S+2Ö 72V DC | MCRC022ATWID-RAIL Mini Contactor Relay 2NO+2NC 72VDC
1SAH102135R9910 | MCRC040ARWDD-RAIL | Active | 4013614549410 | 60.37 | 1 | 1 | stuk | Mini Contactor MC | BE31220 | SP (Control general) | stuk | Mini4NO 24VDC Rail | Contacteur auxiliaire 4NO Bobine 24Vdc Application ferroviaire | MCRC040ARWDD-RAIL Kleinhilfsschütz 4S 24V DC | MCRC040ARWDD-RAIL Mini Contactor Relay 4NO 24VDC
1SAH102136R9910 | MCRC040ARWED-RAIL | Active | 4013614549427 | 60.37 | 1 | 1 | stuk | Mini Contactor MC | BE31220 | SP (Control general) | stuk | Mini4NO 33VDC Rail | Contacteur auxiliaire 4NO Bobine 33Vdc Application ferroviaire | MCRC040ARWED-RAIL Kleinhilfsschütz 4S 33V DC | MCRC040ARWED-RAIL Mini Contactor Relay 4NO 33VDC
1SAH102137R9910 | MCRC040ARWID-RAIL | Active | 4013614549434 | 60.37 | 1 | 1 | stuk | Mini Contactor MC | BE31220 | SP (Control general) | stuk | Mini4NO 72VDC Rail | Contacteur auxiliaire 4NO Bobine 72Vdc Application ferroviaire | MCRC040ARWID-RAIL Kleinhilfsschütz 4S 72V DC | MCRC040ARWID-RAIL Mini Contactor Relay 4NO 72VDC
1SAH102138R9910 | MCRC040ARWJD-RAIL | Active | 4013614549441 | 60.37 | 1 | 1 | stuk | Mini Contactor MC | BE31220 | SP (Control general) | stuk | Mini4NO 110VDC Rail | Contacteur auxiliaire 4NO Bobine 110Vdc Application ferroviaire | MCRC040ARWJD-RAIL Kleinhilfsschütz 4S 110V DC | MCRC040ARWJD-RAIL Mini Contactor Relay 4NO 110VDC
1SAH102139R9910 | MCRC031ARWDD-RAIL | Active | 4013614549458 | 60.37 | 1 | 1 | stuk | Mini Contactor MC | BE31220 | SP (Control general) | stuk | Mini3NO+1NC 24VDC Rail | Contacteur auxiliaire 3NO+1NC Bonbine 24Vdc Application ferroviaire | MCRC031ARWDD-RAIL Kleinhilfsschütz 3S+1Ö 24V DC | MCRC031ARWDD-RAIL Mini Contactor Relay 3NO+1NC 24VDC
1SAH102140R9910 | MCRC031ARWED-RAIL | Active | 4013614549465 | 60.37 | 1 | 1 | stuk | Mini Contactor MC | BE31220 | SP (Control general) | stuk | Mini3NO+1NC 33VDC Rail | Contacteur auxiliaire 3NO+1NC Bonbine 33Vdc Application ferroviaire | MCRC031ARWED-RAIL Kleinhilfsschütz 3S+1Ö 33V DC | MCRC031ARWED-RAIL Mini Contactor Relay 3NO+1NC 33VDC
1SAH102141R9910 | MCRC031ARWID-RAIL | Active | 4013614549472 | 60.37 | 1 | 1 | stuk | Mini Contactor MC | BE31220 | SP (Control general) | stuk | Mini3NO+1NC 72VDC Rail | Contacteur auxiliaire 3NO+1NC Bonbine 72Vdc Application ferroviaire | MCRC031ARWID-RAIL Kleinhilfsschütz 3S+1Ö 72V DC | MCRC031ARWID-RAIL Mini Contactor Relay 3NO+1NC 72VDC
1SAH102142R9910 | MCRC031ARWJD-RAIL | Active | 4013614549489 | 60.37 | 1 | 1 | stuk | Mini Contactor MC | BE31220 | SP (Control general) | stuk | Mini3NO+1NC 110VDC Rail | Contacteur auxiliaire 3NO+1NC Bonbine 110Vdc Application ferroviaire | MCRC031ARWJD-RAIL Kleinhilfsschütz 3S+1Ö 110V DC | MCRC031ARWJD-RAIL Mini Contactor Relay 3NO+1NC 110VDC
1SAH102143R9910 | MCRC022ARWDD-RAIL | Active | 4013614549496 | 60.37 | 1 | 1 | stuk | Mini Contactor MC | BE31220 | SP (Control general) | stuk | Mini2NO+2NC 24VDC Rail | Contacteur auxiliaire 2NO+2NC Bonbine 24Vdc Application ferroviaire | MCRC022ARWDD-RAIL Kleinhilfsschütz 2S+2Ö 24V DC | MCRC022ARWDD-RAIL Mini Contactor Relay 2NO+2NC 24VDC
1SAH102144R9910 | MCRC022ARWED-RAIL | Active | 4013614549502 | 60.37 | 1 | 1 | stuk | Mini Contactor MC | BE31220 | SP (Control general) | stuk | Mini2NO+2NC 33VDC Rail | Contacteur auxiliaire 2NO+2NC Bonbine 33Vdc Application ferroviaire | MCRC022ARWED-RAIL Kleinhilfsschütz 2S+2Ö 33V DC | MCRC022ARWED-RAIL Mini Contactor Relay 2NO+2NC 33VDC
1SAH102145R9910 | MCRC022ARWID-RAIL | Active | 4013614549519 | 60.37 | 1 | 1 | stuk | Mini Contactor MC | BE31220 | SP (Control general) | stuk | Mini2NO+2NC 72VDC Rail | Contacteur auxiliaire 2NO+2NC Bonbine 72Vdc Application ferroviaire | MCRC022ARWID-RAIL Kleinhilfsschütz 2S+2Ö 72V DC | MCRC022ARWID-RAIL Mini Contactor Relay 2NO+2NC 72VDC
1SAH102146R9910 | MCRC022ARWJD-RAIL | Active | 4013614549526 | 60.37 | 1 | 1 | stuk | Mini Contactor MC | BE31220 | SP (Control general) | stuk | Mini2NO+2NC 110VDC Rail | Contacteur auxiliaire 2NO+2NC Bonbine 110Vdc Application ferroviaire | MCRC022ARWJD-RAIL Kleinhilfsschütz 2S+2Ö 110V DC | MCRC022ARWJD-RAIL Mini Contactor Relay 2NO+2NC 110VDC
1SAH102177R9900 | MCRA040AR1 | Active | 4013614547706 | 39.68 | 1 | 1 | stuk | Mini Contactor MC | BE31220 | SP (Control general) | stuk | Mini4NO 24V 50/60Hz | Contacteur auxiliaire 4NO Bobine 24V 50/60Hz | MCRA040AR1 Kleinhilfsschütz 4S 24V 50/60Hz | MCRA040AR1 Mini Contactor Relay 4NO 24V 50/60Hz
1SAH102178R9900 | MCRA040AR6 | Active | 4013614547713 | 39.68 | 1 | 1 | stuk | Mini Contactor MC | BE31220 | SP (Control general) | stuk | Mini4NO 220-230V 50/60Hz | Contacteur auxiliaire 4NO Bobine 220-230V 50/60Hz | MCRA040AR6 Kleinhilfsschütz 4S 220-230V 50/60Hz | MCRA040AR6 Mini Contactor Relay 4NO 220-230V 50/60Hz
1SAH102179R9900 | MCRA040ARJ | Active | 4013614547720 | 39.68 | 1 | 1 | stuk | Mini Contactor MC | BE31220 | SP (Control general) | stuk | Mini4NO 110-115V 50Hz/110-120V 60Hz | Contacteur auxiliaire 4NO Bobine 110-115V 50Hz/110-120V 60Hz | MCRA040ARJ Kleinhilfsschütz 4S 110-115V 50Hz / 110-120V 60Hz | MCRA040ARJ Mini Contactor Relay 4NO 110-115V 50Hz/110-120V 60Hz
1SAH102180R9900 | MCRA031AR1 | Active | 4013614547737 | 39.68 | 1 | 1 | stuk | Mini Contactor MC | BE31220 | SP (Control general) | stuk | Mini3NO+1NC 24V 50/60Hz | Contacteur auxiliaire 3NO+1NC Bonbine 24V 50/60Hz | MCRA031AR1 Kleinhilfsschütz 3S+1Ö 24V 50/60Hz | MCRA031AR1 Mini Contactor Relay 3NO+1NC 24V 50/60Hz
1SAH102181R9900 | MCRA031AR6 | Active | 4013614547744 | 39.68 | 1 | 1 | stuk | Mini Contactor MC | BE31220 | SP (Control general) | stuk | Mini3NO+1NC 220-230V 50/60Hz | Contacteur auxiliaire 3NO+1NC Bonbine 220-230V 50/60Hz | MCRA031AR6 Kleinhilfsschütz 3S+1Ö 220-230V 50/60Hz | MCRA031AR6 Mini Contactor Relay 3NO+1NC 220-230V 50/60Hz
1SAH102182R9900 | MCRA031ARJ | Active | 4013614547751 | 39.68 | 1 | 1 | stuk | Mini Contactor MC | BE31220 | SP (Control general) | stuk | Mini3NO+1NC 110-115V50Hz/110-120V60Hz | Contacteur auxiliaire 3NO+1NC Bonbine 110-115V50Hz110-120V60Hz | MCRA031ARJ Kleinhilfsschütz 3S+1Ö 110-115V 50Hz / 110-120V 60Hz | MCRA031ARJ Mini Contactor Relay 3NO+1NC 110-115V 50Hz/110-120V 60Hz
1SAH102183R9900 | MCRA022AR1 | Active | 4013614547768 | 39.68 | 1 | 1 | stuk | Mini Contactor MC | BE31220 | SP (Control general) | stuk | Mini2NO+2NC 24V 50/60Hz | Contacteur auxiliaire 2NO+2NC Bonbine 24V 50/60Hz | MCRA022AR1 Kleinhilfsschütz 2S+2Ö 24V 50/60Hz | MCRA022AR1 Mini Contactor Relay 2NO+2NC 24V 50/60Hz
1SAH102184R9900 | MCRA022AR6 | Active | 4013614547775 | 39.68 | 1 | 1 | stuk | Mini Contactor MC | BE31220 | SP (Control general) | stuk | Mini2NO+2NC 220-230V 50/60Hz | Contacteur auxiliaire 2NO+2NC Bonbine 220-230V 50/60Hz | MCRA022AR6 Kleinhilfsschütz 2S+2Ö 220-230V 50/60Hz | MCRA022AR6 Mini Contactor Relay 2NO+2NC 220-230V 50/60Hz
1SAH102498R9910 | MCRC040ATWDD-RAIL | Active | 4013614548482 | 52.5 | 1 | 1 | stuk | Mini Contactor MC | BE31220 | SP (Control general) | stuk | Mini4NO 24VDC Rail | Contacteur auxiliaire 4NO Bobine 24Vdc Application ferroviaire | MCRC040ATWDD-RAIL Kleinhilfsschütz 4S 24V DC | MCRC040ATWDD-RAIL Mini Contactor Relay 4NO 24VDC
1SAH102499R9910 | MCRC022ATWDD-RAIL | Active | 4013614548567 | 52.5 | 1 | 1 | stuk | Mini Contactor MC | BE31220 | SP (Control general) | stuk | Mini2NO+2NC 24VDC Rail | Contacteur auxiliaire 2NO+2NC Bonbine 24Vdc Application ferroviaire | MCRC022ATWDD-RAIL Kleinhilfsschütz 2S+2Ö 24V DC | MCRC022ATWDD-RAIL Mini Contactor Relay 2NO+2NC 24VDC
1SAH102500R9910 | MCRC022ATWJD-RAIL | Active | 4013614548598 | 52.5 | 1 | 1 | stuk | Mini Contactor MC | BE31220 | SP (Control general) | stuk | Mini2NO+2NC 110VDC Rail | Contacteur auxiliaire 2NO+2NC Bonbine 110Vdc Application ferroviaire | MCRC022ATWJD-RAIL Kleinhilfsschütz 2S+2Ö 110V DC | MCRC022ATWJD-RAIL Mini Contactor Relay 2NO+2NC 110VDC
1SAH102568R9910 | MCRC031ATWDD-RAIL | Active | 4013614548529 | 52.5 | 1 | 1 | stuk | Mini Contactor MC | BE31220 | SP (Control general) | stuk | Mini3NO+1NC 24VDC Rail | Contacteur auxiliaire 3NO+1NC Bonbine 24Vdc Application ferroviaire | MCRC031ATWDD-RAIL Kleinhilfsschütz 3S+1Ö 24V DC | MCRC031ATWDD-RAIL Mini Contactor Relay 3NO+1NC 24VDC
1SAH102569R9910 | MCRC031ATWJD-RAIL | Active | 4013614548550 | 52.5 | 1 | 1 | stuk | Mini Contactor MC | BE31220 | SP (Control general) | stuk | Mini3NO+1NC 110VDC Rail | Contacteur auxiliaire 3NO+1NC Bonbine 110Vdc Application ferroviaire | MCRC031ATWJD-RAIL Kleinhilfsschütz 3S+1Ö 110V DC | MCRC031ATWJD-RAIL Mini Contactor Relay 3NO+1NC 110VDC
1SAH102570R9910 | MCRC040ATWJD-RAIL | Active | 4013614548512 | 52.5 | 1 | 1 | stuk | Mini Contactor MC | BE31220 | SP (Control general) | stuk | Mini4NO 110VDC Railtoepassing | Contacteur auxiliaire 4NO Bobine 110Vdc Application ferroviaire | MCRC040ATWJD-RAIL Kleinhilfsschütz 4S 110V DC | MCRC040ATWJD-RAIL Mini Contactor Relay 4NO 110VDC
1SAH103103R9900 | MCRA004AT7 | Active | 4013614546266 | 36.26 | 1 | 1 | stuk | Mini Contactor MC | BE31220 | SP (Control general) | stuk | Mini4NC 240V 50/60Hz | Contacteur auxiliaire 4NC Bonbine 240V 50/60Hz | MCRA004AT7 Kleinhilfsschütz 4Ö 240V 50/60Hz | MCRA004AT7 Mini Contactor Relay 4NC 240V 50/60Hz
1SAH103104R9900 | MCRA013AT7 | Active | 4013614546150 | 36.26 | 1 | 1 | stuk | Mini Contactor MC | BE31220 | SP (Control general) | stuk | Mini1NO+3NC 240V 50/60Hz | Contacteur auxiliaire 1NO+3NC Bonbine 240V 50/60Hz | MCRA013AT7 Kleinhilfsschütz 1S+3Ö 240V 50/60Hz | MCRA013AT7 Mini Contactor Relay 1NO+3NC 240V 50/60Hz
1SAH103105R9900 | MCRA031AT7 | Active | 4013614545931 | 34.53 | 1 | 1 | stuk | Mini Contactor MC | BE31220 | SP (Control general) | stuk | Mini3NO+1NC 240V 50/60Hz | Contacteur auxiliaire 3NO+1NC Bonbine 240V 50/60Hz | MCRA031AT7 Kleinhilfsschütz 3S+1Ö 240V 50/60Hz | MCRA031AT7 Mini Contactor Relay 3NO+1NC 240V 50/60Hz
1SAH103106R9900 | MCRA040AT7 | Active | 4013614545825 | 34.53 | 1 | 1 | stuk | Mini Contactor MC | BE31220 | SP (Control general) | stuk | Mini4NO 240V 50/60Hz | Contacteur auxiliaire 4NO Bobine 240V 50/60Hz | MCRA040AT7 Kleinhilfsschütz 4S 240V 50/60Hz | MCRA040AT7 Mini Contactor Relay 4NO 240V 50/60Hz
1SAH107171R9900 | MCRC022ATWJ | Active | 4013614547164 | 40.35 | 1 | 1 | stuk | Mini Contactor MC | BE31220 | SP (Control general) | stuk | Mini2NO+2NC 110VDC +/-30% | Contacteur auxiliaire 2NO+2NC Bonbine 110Vdc +/-30% | MCRC022ATWJ Kleinhilfsschütz 2S+2Ö 110V DC Weitspannung | MCRC022ATWJ Mini Contactor Relay 2NO+2NC 110VDC +/-30%
1SAH108236R9900 | MCRA022AT9 | Active | 4013614546051 | 34.53 | 1 | 1 | stuk | Mini Contactor MC | BE31220 | SP (Control general) | stuk | Mini2NO+2NC 48V 50/60Hz | Contacteur auxiliaire 2NO+2NC Bonbine 48V 50/60Hz | MCRA022AT9 Kleinhilfsschütz 2S+2Ö 48V 50/60Hz | MCRA022AT9 Mini Contactor Relay 2NO+2NC 48V 50/60Hz
1SAH108237R9900 | MCRA040AT9 | Active | 4013614545832 | 34.53 | 1 | 1 | stuk | Mini Contactor MC | BE31220 | SP (Control general) | stuk | Mini4NO 48V 50/60Hz | Contacteur auxiliaire 4NO Bobine 48V 50/60Hz | MCRA040AT9 Kleinhilfsschütz 4S 48V 50/60Hz | MCRA040AT9 Mini Contactor Relay 4NO 48V 50/60Hz
1SAH108238R9900 | MCRA031AT9 | Active | 4013614545948 | 34.53 | 1 | 1 | stuk | Mini Contactor MC | BE31220 | SP (Control general) | stuk | Mini3NO+1NC 48V 50/60Hz | Contacteur auxiliaire 3NO+1NC Bonbine 48V 50/60Hz | MCRA031AT9 Kleinhilfsschütz 3S+1Ö 48V 50/60Hz | MCRA031AT9 Mini Contactor Relay 3NO+1NC 48V 50/60Hz
1SAH108859R9900 | MCRA004AT9 | Active | 4013614546273 | 36.26 | 1 | 1 | stuk | Mini Contactor MC | BE31220 | SP (Control general) | stuk | Mini4NC 48V 50/60Hz | Contacteur auxiliaire 4NC Bonbine 48V 50/60Hz | MCRA004AT9 Kleinhilfsschütz 4Ö 48V 50/60Hz | MCRA004AT9 Mini Contactor Relay 4NC 48V 50/60Hz
1SAH113311R9900 | MCRC040ATDD | Active | 4013614546938 | 40.35 | 1 | 1 | stuk | Mini Contactor MC | BE31220 | SP (Control general) | stuk | Mini4NO 24VDC+ | Contacteur auxiliaire 4NO Bobine 24Vdc + diode | MCRC040ATDD Kleinhilfsschütz 4S 24V DC mit Diode | MCRC040ATDD Mini Contactor Relay 4NO 24VDC Diode
1SAH113324R9900 | MCRC022ATDD | Active | 4013614547133 | 40.35 | 1 | 1 | stuk | Mini Contactor MC | BE31220 | SP (Control general) | stuk | Mini2NO+2NC 24VDC+ | Contacteur auxiliaire 2NO+2NC Bonbine 24Vdc + diode | MCRC022ATDD Kleinhilfsschütz 2S+2Ö 24V DC mit Diode | MCRC022ATDD Mini Contactor Relay 2NO+2NC 24VDC Diode
1SAH113325R9900 | MCRC031ATDD | Active | 4013614547034 | 40.35 | 1 | 1 | stuk | Mini Contactor MC | BE31220 | SP (Control general) | stuk | Mini3NO+1NC 24VDC+ | Contacteur auxiliaire 3NO+1NC Bonbine 24Vdc + diode | MCRC031ATDD Kleinhilfsschütz 3S+1Ö 24V DC mit Diode | MCRC031ATDD Mini Contactor Relay 3NO+1NC 24VDC Diode
1SAH220397R9900 | MCRC004ATWD | Active | 4013614547249 | 42.41 | 1 | 1 | stuk | Mini Contactor MC | BE31220 | SP (Control general) | stuk | Mini4NC 24VDC +/-30% | Contacteur auxiliaire 4NC Bonbine 24Vdc +/-30% | MCRC004ATWD Kleinhilfsschütz 4Ö 24V DC Weitspannung | MCRC004ATWD Mini Contactor Relay 4NC 24VDC +/-30%
1SAH220398R9900 | MCRC004ATWJ | Active | 4013614547263 | 42.41 | 1 | 1 | stuk | Mini Contactor MC | BE31220 | SP (Control general) | stuk | Mini4NC 110VDC +/-30% | Contacteur auxiliaire 4NC Bonbine 110Vdc +/-30% | MCRC004ATWJ Kleinhilfsschütz 4Ö 110V DC Weitspannung | MCRC004ATWJ Mini Contactor Relay 4NC 110VDC +/-30%
1SAH220399R9900 | MCRC004ATWL | Active | 4013614547270 | 42.41 | 1 | 1 | stuk | Mini Contactor MC | BE31220 | SP (Control general) | stuk | Mini4NC 125VDC +/-30% | Contacteur auxiliaire 4NC Bonbine 125Vdc +/-30% | MCRC004ATWL Kleinhilfsschütz 4Ö 125V DC Weitspannung | MCRC004ATWL Mini Contactor Relay 4NC 125VDC +/-30%
1SAH220400R9900 | MCRC004ATWN | Active | 4013614547287 | 42.41 | 1 | 1 | stuk | Mini Contactor MC | BE31220 | SP (Control general) | stuk | Mini4NC 220VDC +/-30% | Contacteur auxiliaire 4NC Bonbine 220Vdc +/-30% | MCRC004ATWN Kleinhilfsschütz 4Ö 220V DC Weitspannung | MCRC004ATWN Mini Contactor Relay 4NC 220VDC +/-30%
1SAH220402R9900 | MCRC022ATWN | Active | 4013614547188 | 40.35 | 1 | 1 | stuk | Mini Contactor MC | BE31220 | SP (Control general) | stuk | Mini2NO+2NC 220VDC +/-30% | Contacteur auxiliaire 2NO+2NC Bonbine 220Vdc +/-30% | MCRC022ATWN Kleinhilfsschütz 2S+2Ö 220V DC Weitspannung | MCRC022ATWN Mini Contactor Relay 2NO+2NC 220VDC +/-30%
1SAH220403R9900 | MCRC031ATWN | Active | 4013614547089 | 40.35 | 1 | 1 | stuk | Mini Contactor MC | BE31220 | SP (Control general) | stuk | Mini3NO+1NC 220VDC +/-30% | Contacteur auxiliaire 3NO+1NC Bonbine 220Vdc +/-30% | MCRC031ATWN Kleinhilfsschütz 3S+1Ö 220V DC Weitspannung | MCRC031ATWN Mini Contactor Relay 3NO+1NC 220VDC +/-30%
1SAH220404R9900 | MCRC040ATWN | Active | 4013614546983 | 40.35 | 1 | 1 | stuk | Mini Contactor MC | BE31220 | SP (Control general) | stuk | Mini4NO 220VDC +/-30% | Contacteur auxiliaire 4NO Bobine 220Vdc +/-30% | MCRC040ATWN Kleinhilfsschütz 4S 220V DC Weitspannung | MCRC040ATWN Mini Contactor Relay 4NO 220VDC +/-30%
1SAH220406R9900 | MCRC031ATWJ | Active | 4013614547065 | 40.35 | 1 | 1 | stuk | Mini Contactor MC | BE31220 | SP (Control general) | stuk | Mini3NO+1NC 110VDC +/-30% | Contacteur auxiliaire 3NO+1NC Bonbine 110Vdc +/-30% | MCRC031ATWJ Kleinhilfsschütz 3S+1Ö 110V DC Weitspannung | MCRC031ATWJ Mini Contactor Relay 3NO+1NC 110VDC +/-30%
1SAH220407R9900 | MCRC040ATWJ | Active | 4013614546969 | 40.35 | 1 | 1 | stuk | Mini Contactor MC | BE31220 | SP (Control general) | stuk | Mini4NO 110VDC +/-30% | Contacteur auxiliaire 4NO Bobine 110Vdc +/-30% | MCRC040ATWJ Kleinhilfsschütz 4S 110V DC Weitspannung | MCRC040ATWJ Mini Contactor Relay 4NO 110VDC +/-30%
1SAH220408R9900 | MCRC022ATWD | Active | 4013614547140 | 40.35 | 1 | 1 | stuk | Mini Contactor MC | BE31220 | SP (Control general) | stuk | Mini2NO+2NC 24VDC +/-30% | Contacteur auxiliaire 2NO+2NC Bonbine 24Vdc +/-30% | MCRC022ATWD Kleinhilfsschütz 2S+2Ö 24V DC Weitspannung | MCRC022ATWD Mini Contactor Relay 2NO+2NC 24VDC +/-30%
1SAH220409R9900 | MCRC031ATWD | Active | 4013614547041 | 40.35 | 1 | 1 | stuk | Mini Contactor MC | BE31220 | SP (Control general) | stuk | Mini3NO+1NC 24VDC +/-30% | Contacteur auxiliaire 3NO+1NC Bonbine 24Vdc +/-30% | MCRC031ATWD Kleinhilfsschütz 3S+1Ö 24V DC Weitspannung | MCRC031ATWD Mini Contactor Relay 3NO+1NC 24VDC +/-30%
1SAH220410R9900 | MCRC040ATWD | Active | 4013614546945 | 40.35 | 1 | 1 | stuk | Mini Contactor MC | BE31220 | SP (Control general) | stuk | Mini4NO 24VDC +/-30% | Contacteur auxiliaire 4NO Bobine 24Vdc +/-30% | MCRC040ATWD Kleinhilfsschütz 4S 24V DC Weitspannung | MCRC040ATWD Mini Contactor Relay 4NO 24VDC +/-30%
1SAH220417R9900 | MCRA013ATM | Active | 4013614546181 | 36.26 | 1 | 1 | stuk | Mini Contactor MC | BE31220 | SP (Control general) | stuk | Mini1NO+3NC 208-220V 60Hz | Contacteur auxiliaire 1NO+3NC Bonbine 208-220V 60Hz | MCRA013ATM Kleinhilfsschütz 1S+3Ö 208-220V 60Hz | MCRA013ATM Mini Contactor Relay 1NO+3NC 208-220V 60Hz
1SAH220432R9900 | MCRA013AT9 | Active | 4013614546167 | 36.26 | 1 | 1 | stuk | Mini Contactor MC | BE31220 | SP (Control general) | stuk | Mini1NO+3NC 48V 50/60Hz | Contacteur auxiliaire 1NO+3NC Bonbine 48V 50/60Hz | MCRA013AT9 Kleinhilfsschütz 1S+3Ö 48V 50/60Hz | MCRA013AT9 Mini Contactor Relay 1NO+3NC 48V 50/60Hz
1SAH220438R9900 | MCRA022AT1 | Active | 4013614546013 | 34.53 | 1 | 1 | stuk | Mini Contactor MC | BE31220 | SP (Control general) | stuk | Mini2NO+2NC 24V 50/60Hz | Contacteur auxiliaire 2NO+2NC Bonbine 24V 50/60Hz | MCRA022AT1 Kleinhilfsschütz 2S+2Ö 24V 50/60Hz | MCRA022AT1 Mini Contactor Relay 2NO+2NC 24V 50/60Hz
1SAH220444R9900 | MCRC013ATWD | Active | 4013614547195 | 42.41 | 1 | 1 | stuk | Mini Contactor MC | BE31220 | SP (Control general) | stuk | Mini1NO+3NC 24VDC +/-30% | Contacteur auxiliaire 1NO+3NC Bonbine 24Vdc +/-30% | MCRC013ATWD Kleinhilfsschütz 1S+3Ö 24V DC Weitspannung | MCRC013ATWD Mini Contactor Relay 1NO+3NC 24VDC +/-30%
1SAH220445R9900 | MCRC013ATWG | Active | 4013614547201 | 42.41 | 1 | 1 | stuk | Mini Contactor MC | BE31220 | SP (Control general) | stuk | Mini1NO+3NC 48VDC +/-30% | Contacteur auxiliaire 1NO+3NC Bonbine 48Vdc +/-30% | MCRC013ATWG Kleinhilfsschütz 1S+3Ö 48V DC Weitspannung | MCRC013ATWG Mini Contactor Relay 1NO+3NC 48VDC +/-30%
1SAH220446R9900 | MCRC013ATWJ | Active | 4013614547218 | 42.41 | 1 | 1 | stuk | Mini Contactor MC | BE31220 | SP (Control general) | stuk | Mini1NO+3NC 110VDC +/-30% | Contacteur auxiliaire 1NO+3NC Bonbine 110Vdc +/-30% | MCRC013ATWJ Kleinhilfsschütz 1S+3Ö 110V DC Weitspannung | MCRC013ATWJ Mini Contactor Relay 1NO+3NC 110VDC +/-30%
1SAH220447R9900 | MCRC013ATWL | Active | 4013614547225 | 42.41 | 1 | 1 | stuk | Mini Contactor MC | BE31220 | SP (Control general) | stuk | Mini1NO+3NC 125VDC +/-30% | Contacteur auxiliaire 1NO+3NC Bonbine 125Vdc +/-30% | MCRC013ATWL Kleinhilfsschütz 1S+3Ö 125V DC Weitspannung | MCRC013ATWL Mini Contactor Relay 1NO+3NC 125VDC +/-30%
1SAH220448R9900 | MCRC013ATWN | Active | 4013614547232 | 42.41 | 1 | 1 | stuk | Mini Contactor MC | BE31220 | SP (Control general) | stuk | Mini1NO+3NC 220VDC +/-30% | Contacteur auxiliaire 1NO+3NC Bonbine 220Vdc +/-30% | MCRC013ATWN Kleinhilfsschütz 1S+3Ö 220V DC Weitspannung | MCRC013ATWN Mini Contactor Relay 1NO+3NC 220VDC +/-30%
1SAH220456R9900 | MCRC022ATWL | Active | 4013614547171 | 40.35 | 1 | 1 | stuk | Mini Contactor MC | BE31220 | SP (Control general) | stuk | Mini2NO+2NC 125VDC +/-30% | Contacteur auxiliaire 2NO+2NC Bonbine 125Vdc +/-30% | MCRC022ATWL Kleinhilfsschütz 2S+2Ö 125V DC Weitspannung | MCRC022ATWL Mini Contactor Relay 2NO+2NC 125VDC +/-30%
1SAH220457R9900 | MCRC031ATWL | Active | 4013614547072 | 40.35 | 1 | 1 | stuk | Mini Contactor MC | BE31220 | SP (Control general) | stuk | Mini3NO+1NC 125VDC +/-30% | Contacteur auxiliaire 3NO+1NC Bonbine 125Vdc +/-30% | MCRC031ATWL Kleinhilfsschütz 3S+1Ö 125V DC Weitspannung | MCRC031ATWL Mini Contactor Relay 3NO+1NC 125VDC +/-30%
1SAH220458R9900 | MCRC040ATWL | Active | 4013614546976 | 40.35 | 1 | 1 | stuk | Mini Contactor MC | BE31220 | SP (Control general) | stuk | Mini4NO 125VDC +/-30% | Contacteur auxiliaire 4NO Bobine 125Vdc +/-30% | MCRC040ATWL Kleinhilfsschütz 4S 125V DC Weitspannung | MCRC040ATWL Mini Contactor Relay 4NO 125VDC +/-30%
1SAH220463R9900 | MCRC040ATWG | Active | 4013614546952 | 40.35 | 1 | 1 | stuk | Mini Contactor MC | BE31220 | SP (Control general) | stuk | Mini4NO 48VDC +/-30% | Contacteur auxiliaire 4NO Bobine 48Vdc +/-30% | MCRC040ATWG Kleinhilfsschütz 4S 48V DC Weitspannung | MCRC040ATWG Mini Contactor Relay 4NO 48VDC +/-30%
1SAJ261000R0100 | PNQ22-FBP.0 | Active | 4013614493218 | 1348.93 | 1 | 1 | stuk | UMC and Communication Interfaces | BE31220 | SP (Control general) | stuk | PNQ22-FBP.0 Profinet interface 4 UMC100.3 | PNQ22-FBP.0 Profinet interface Série UMC | PNQ22-FBP.0 Profinet Interface für 4 UMC100.3 | PNQ22-FBP.0 Profinet interface for 4 UMC100.3
1SAL100046R9902 | MC2A301ATM | Active | 4013614544255 | 38.98 | 1 | 1 | stuk | Mini Contactor MC | BE31220 | SP (Control general) | stuk | MC2 5 5kW 400VAC 3P 208-220V 60Hz 1NC | Mini-contacteur 5,5kW 400Vac 3p Bobine 208-220V 60Hz Contact auxiliaire 1NC | MC2A301ATM Kleinschütz 3S Hilfs 1Ö 208-220V 60Hz | MC2A301ATM Mini Contactor 3NO AUX 1NC 208-220V 60Hz
1SAL100126R9900 | MCRC022AID | Active | 4013614550003 | 44.63 | 1 | 1 | stuk | Mini Contactor MC | BE31220 | SP (Control general) | stuk | MCR 2NO+2NC 24VDC | Contacteur auxiliaire 2NO+2NC Bonbine 24Vdc | Contactor relays 2NO+2NC Coil 24Vdc | MCRC022AID Mini Contactor Relay 2NO+2NC 24VDC
1SAL100175R9901 | MC1A301ARJ | Active | 4013614543722 | 39.68 | 1 | 1 | stuk | Mini Contactor MC | BE31220 | SP (Control general) | stuk | MC1 4kW 400VAC 3P | Mini-contacteur 4kW 400Vac 3p | MC1A301ARJ Kleinschütz 3S Hilfs 1Ö 110-115V/50 / 110-120V/60 | MC1A301ARJ Mini Contactor 3NO AUX 1NC 110-115V 50Hz/110-120V 60Hz
1SAL100182R9901 | MC1A310ARJ | Active | 4013614543692 | 39.68 | 1 | 1 | stuk | Mini Contactor MC | BE31220 | SP (Control general) | stuk | MC1 4kW 400VAC 3P | Mini-contacteur 4kW 400Vac 3p | MC1A310ARJ Kleinschütz 3S Hilfs 1S 110-115V/50 / 110-120V/60 | MC1A310ARJ Mini Contactor 3NO AUX 1NO 110-115V 50Hz/110-120V 60Hz
1SAL100210R9901 | MC1C310ATB | Active | 4013614542718 | 38.66 | 1 | 1 | stuk | Mini Contactor MC | BE31220 | SP (Control general) | stuk | MC1 4kW 400VAC 3P 12VDC 1NO | Mini-contacteur 4kW 400Vac 3p Bobine 12Vdc Contact auxiliaire 1NO | MC1C310ATB Kleinschütz 3S Hilfs 1S 12V DC | MC1C310ATB Mini Contactor 3NO AUX 1NO 12VDC
1SAL100213R9901 | MC1A310ATJ | Active | 4013614541360 | 34.53 | 1 | 1 | stuk | Mini Contactor MC | BE31220 | SP (Control general) | stuk | Mini Contactor MC MC1A310ATJ | Mini-contacteur 4kW 400Vac 3p Bobine 110-115V 50Hz/110-120V 60Hz Contact auxiliaire 1NO | MC1A310ATJ Kleinschütz 3S Hilfs 1S 110-115V/50 / 110-120V/60 | MC1A310ATJ Mini Contactor 3NO AUX 1NO 110-115V 50Hz/110-120V 60Hz
1SAL100214R9901 | MC1A310ATN | Active | 4013614541384 | 34.53 | 1 | 1 | stuk | Mini Contactor MC | BE31220 | SP (Control general) | stuk | MC1A310ATN 3NO AUX 1NO 220-240V 50Hz/240-277V60Hz | Mini-contacteur 4kW 400Vac 3p Bobine 220-240V 50Hz/240-277V60Hz Contact auxiliaire 1NO | MC1A310ATN Kleinschütz 3S Hilfs 1S 220-240V 50Hz / 240-277V 60Hz | MC1A310ATN Mini Contactor 3NO AUX 1NO 220-240V 50Hz/240-277V60Hz
1SAL100215R9901 | MC1A310ATU | Active | 4013614541391 | 34.53 | 1 | 1 | stuk | Mini Contactor MC | BE31220 | SP (Control general) | stuk | MC1A310ATU 3NO AUX 1NO 380-400V 50Hz/440V60Hz | Mini-contacteur 4kW 400Vac 3p Bobine 380-400V 50Hz/440V60Hz Contact auxiliaire 1NO | MC1A310ATU Kleinschütz 3S Hilfs 1S 380-400V 50Hz / 440V 60Hz | MC1A310ATU Mini Contactor 3NO AUX 1NO 380-400V 50Hz/440V60Hz
1SAL100216R9901 | MC1C310ATD | Active | 4013614542725 | 38.66 | 1 | 1 | stuk | Mini Contactor MC | BE31220 | SP (Control general) | stuk | MC1 4kW 400VAC 3P 24VDC 1NO | Mini-contacteur 4kW 400Vac 3p Bobine 24Vdc Contact auxiliaire 1NO | MC1C310ATD Kleinschütz 3S Hilfs 1S 24V DC | MC1C310ATD Mini Contactor 3NO AUX 1NO 24VDC
1SAL100220R9901 | MC1C301ATB | Active | 4013614542817 | 38.66 | 1 | 1 | stuk | Mini Contactor MC | BE31220 | SP (Control general) | stuk | MC1 4kW 400VAC 3P 12VDC 1NC | Mini-contacteur 4kW 400Vac 3p Bobine 12Vdc Contact auxiliaire 1NC | MC1C301ATB Kleinschütz 3S Hilfs 1Ö 12V DC | MC1C301ATB Mini Contactor 3NO AUX 1NC 12VDC
1SAL100223R9901 | MC1A301ATJ | Active | 4013614541476 | 34.53 | 1 | 1 | stuk | Mini Contactor MC | BE31220 | SP (Control general) | stuk | Mini Contactor MC MC1A301ATJ | Mini-contacteur 4kW 400Vac 3p Bobine 110-115V 50Hz/110-120V 60Hz Contact auxiliaire 1NC | MC1A301ATJ Kleinschütz 3S Hilfs 1Ö 110-115V 50Hz / 110-120V 60Hz | MC1A301ATJ Mini Contactor 3NO AUX 1NC 110-115V 50Hz/110-120V 60Hz
1SAL100224R9901 | MC1A301ATN | Active | 4013614541490 | 34.53 | 1 | 1 | stuk | Mini Contactor MC | BE31220 | SP (Control general) | stuk | MC1A301ATN 3NO AUX 1NC 220-240V 50Hz/240-277V60Hz | Mini-contacteur 4kW 400Vac 3p Bobine 220-240V 50Hz/240-277V60Hz Contact auxiliaire 1NC | MC1A301ATN Kleinschütz 3S Hilfs 1Ö 220-240V 50Hz / 240-277V 60Hz | MC1A301ATN Mini Contactor 3NO AUX 1NC 220-240V 50Hz/240-277V60Hz
1SAL100225R9901 | MC1A301ATU | Active | 4013614541506 | 34.53 | 1 | 1 | stuk | Mini Contactor MC | BE31220 | SP (Control general) | stuk | MC1A301ATU 3NO AUX 1NC 380-400V 50Hz/440V60Hz | Mini-contacteur 4kW 400Vac 3p Bobine 380-400V 50Hz/440V60Hz Contact auxiliaire 1NC | MC1A301ATU Kleinschütz 3S Hilfs 1Ö 380-400V 50Hz / 440V 60Hz | MC1A301ATU Mini Contactor 3NO AUX 1NC 380-400V 50Hz/440V60Hz
1SAL100226R9901 | MC1C301ATD | Active | 4013614542824 | 38.66 | 1 | 1 | stuk | Mini Contactor MC | BE31220 | SP (Control general) | stuk | MC1 4kW 400VAC 3P 24VDC 1NC | Mini-contacteur 4kW 400Vac 3p Bobine 24Vdc Contact auxiliaire 1NC | MC1C301ATD Kleinschütz 3S Hilfs 1Ö 24V DC | MC1C301ATD Mini Contactor 3NO AUX 1NC 24VDC
1SAL100249U9901 | MC1A310AT6MP | Active |  | 33.15 | 1 | 40 | stuk | Mini Contactor MC | BE31220 | SP (Control general) | stuk | MC1A310AT6MP 3NO AUX 1NO 220-230V 50/60Hz | Mini-contacteur 4kW 400Vac 3p Bobine 220-230V 50/60Hz Contact auxiliaire 1NO Multi pack | Mini Contactor 3pole 4kW 400Vac Coil 220-230V 50/60 Hz Aux. contact 1NO MultiPack | MC1A310AT6MP Mini Contactor 3NO AUX 1NO 220-230V 50/60Hz
1SAL100256R9901 | MC1C310AID | Active | 4013614549939 | 42.75 | 1 | 1 | stuk | Mini Contactor MC | BE31220 | SP (Control general) | stuk | MC1 4kW 400VAC 3P 1NO 24VDC | Mini-contacteur 4kW 400Vac 3p 1NO Bonbine 24Vdc | Mini Contactor 3pole 4kW 400Vac 1NO Coil 24Vdc | MC1C310AID Mini Contactor 3NO AUX 1NO 24VDC
1SAL100263R9901 | MC1A301AIJ | Active | 4013614549380 | 38.17 | 1 | 1 | stuk | Mini Contactor MC | BE31220 | SP (Control general) | stuk | MC1 4kW 400VAC 3P | Mini-contacteur 4kW 400Vac 3p | MC1A301AIJ Kleinschütz 3S Hilfs 1Ö 110-115V/50 / 110-120V/60 | MC1A301AIJ Mini Contactor 3NO AUX 1NC 110-115V 50Hz/110-120V 60Hz
1SAL100266R9901 | MC1C301AID | Active | 4013614549977 | 49.17 | 1 | 1 | stuk | Mini Contactor MC | BE31220 | SP (Control general) | stuk | MC1 4kW 400VAC 3P 1NC 24VDC | Mini-contacteur 4kW 400Vac 3p 1NC Bonbine 24Vdc | Mini Contactor 3pole 4kW 400Vac 1NC Coil 24Vdc | MC1C301AID Mini Contactor 3NO AUX 1NC 24VDC
1SAL100296R9901 | MC1A400AT9 | Active | 4013614541575 | 35.57 | 1 | 1 | stuk | Mini Contactor MC | BE31220 | SP (Control general) | stuk | MC1 4kW 400VAC 4P | Mini-contacteur 4kW 400Vac 4p | MC1A400AT9 Kleinschütz 4S 48V 50/60Hz | MC1A400AT9 Mini Contactor 4NO 48V 50/60Hz
1SAL100298R9901 | MC1A310AT9 | Active | 4013614541353 | 34.53 | 1 | 1 | stuk | Mini Contactor MC | BE31220 | SP (Control general) | stuk | MC1A310AT9 3NO AUX 1NO 48V 50/60Hz | Mini-contacteur 4kW 400Vac 3p Bobine 48V 50/60Hz Contact auxiliaire 1NO | MC1A310AT9 Kleinschütz 3S Hilfs 1S 48V 50/60Hz | MC1A310AT9 Mini Contactor 3NO AUX 1NO 48V 50/60Hz
1SAL100308R9901 | MC1AA00ATW | Active | 4013614541735 | 37.32 | 1 | 1 | stuk | Mini Contactor MC | BE31220 | SP (Control general) | stuk | MC1AA00ATW 4NC 415-440V50Hz/480V 60Hz | Mini-contacteur 4kW 400Vac 4p Bobine 415-440V50Hz/480V 60Hz 4NC contacts principaux | MC1AA00ATW Kleinschütz 4Ö 415-440V 50Hz / 480V 60Hz | MC1AA00ATW Mini Contactor 4NC 415-440V50Hz/480V 60Hz
1SAL100320R9901 | MC1A301AT9 | Active | 4013614541469 | 34.53 | 1 | 1 | stuk | Mini Contactor MC | BE31220 | SP (Control general) | stuk | MC1A301AT9 3NO AUX 1NC 48V 50/60Hz | Mini-contacteur 4kW 400Vac 3p Bobine 48V 50/60Hz Contact auxiliaire 1NC | MC1A301AT9 Kleinschütz 3S Hilfs 1Ö 48V 50/60Hz | MC1A301AT9 Mini Contactor 3NO AUX 1NC 48V 50/60Hz
1SAL100360R9901 | MC1C400ATB | Active | 4013614542916 | 39.13 | 1 | 1 | stuk | Mini Contactor MC | BE31220 | SP (Control general) | stuk | MC1 4kW 400VAC 4P 12VDC | Mini-contacteur 4kW 400Vac 4p Bobine 12Vdc | MC1C400ATB Kleinschütz 4S 12V DC | MC1C400ATB Mini Contactor 4NO 12VDC
1SAL100363R9901 | MC1A400ATJ | Active | 4013614541582 | 35.57 | 1 | 1 | stuk | Mini Contactor MC | BE31220 | SP (Control general) | stuk | MC1 4kW 400VAC 4P | Mini-contacteur 4kW 400Vac 4p | MC1A400ATJ Kleinschütz 4S 110-115V 50Hz / 110-120V 60Hz | MC1A400ATJ Mini Contactor 4NO 110-115V 50Hz/110-120V 60Hz
1SAL100364R9901 | MC1A400ATN | Active | 4013614541605 | 35.57 | 1 | 1 | stuk | Mini Contactor MC | BE31220 | SP (Control general) | stuk | MC1 4kW 400VAC 4P | Mini-contacteur 4kW 400Vac 4p | MC1A400ATN Kleinschütz 4S 220-240V 50Hz / 240-277V 60Hz | MC1A400ATN Mini Contactor 4NO 220-240V 50Hz/240-277V60Hz
1SAL100365R9901 | MC1A400ATU | Active | 4013614541612 | 35.57 | 1 | 1 | stuk | Mini Contactor MC | BE31220 | SP (Control general) | stuk | MC1 4kW 400VAC 4P | Mini-contacteur 4kW 400Vac 4p | MC1A400ATU Kleinschütz 4S 380-400V 50Hz / 440V 60Hz | MC1A400ATU Mini Contactor 4NO 380-400V 50Hz/440V60Hz
1SAL100366R9901 | MC1C400ATD | Active | 4013614542923 | 39.13 | 1 | 1 | stuk | Mini Contactor MC | BE31220 | SP (Control general) | stuk | MC1 4kW 400VAC 4P 24VDC | Mini-contacteur 4kW 400Vac 4p Bobine 24Vdc | MC1C400ATD Kleinschütz 4S 24V DC | MC1C400ATD Mini Contactor 4NO 24VDC
1SAL100373R9901 | MC1AB00ATJ | Active | 4013614541803 | 35.57 | 1 | 1 | stuk | Mini Contactor MC | BE31220 | SP (Control general) | stuk | MC1 4kW 400VAC 4p 2NO+2NC | Mini-contacteur 4kW 400Vac 4p 2NO+2NC | MC1AB00ATJ Kleinschütz 2S+2Ö 110-115V 50Hz / 110-120V 60Hz | MC1AB00ATJ Mini Contactor 2NO+2NC 110-115V 50Hz/110-120V 60Hz
1SAL100374R9901 | MC1AB00ATN | Active | 4013614541827 | 35.57 | 1 | 1 | stuk | Mini Contactor MC | BE31220 | SP (Control general) | stuk | MC1 4kW 400VAC 4p 2NO+2NC | Mini-contacteur 4kW 400Vac 4p 2NO+2NC | MC1AB00ATN Kleinschütz 2S+2Ö 220-240V 50Hz / 240-277V 60Hz | MC1AB00ATN Mini Contactor 2NO+2NC 220-240V 50Hz/240-277V60Hz
1SAL100375R9901 | MC1AB00ATU | Active | 4013614541834 | 35.57 | 1 | 1 | stuk | Mini Contactor MC | BE31220 | SP (Control general) | stuk | MC1 4kW 400VAC 4p 2NO+2NC | Mini-contacteur 4kW 400Vac 4p 2NO+2NC | MC1AB00ATU Kleinschütz 2S+2Ö 380-400V 50Hz / 440V 60Hz | MC1AB00ATU Mini Contactor 2NO+2NC 380-400V 50Hz/440V60Hz
1SAL100380R9901 | MC1C310ATWG | Active | 4013614542770 | 38.66 | 1 | 1 | stuk | Mini Contactor MC | BE31220 | SP (Control general) | stuk | MC1 4kW 400VAC 3P 48VDC +/-30% 1NO | Mini-contacteur 4kW 400Vac 3p Bobine 48Vdc +/-30% Contact auxiliaire 1NO | MC1C310ATWG Kleinschütz 3S Hilfs 1S 48V DC Weitspannung | MC1C310ATWG Mini Contactor 3NO AUX 1NO 48VDC +/-30%
1SAL100383R9901 | MC1AA00ATJ | Active | 4013614541698 | 37.32 | 1 | 1 | stuk | Mini Contactor MC | BE31220 | SP (Control general) | stuk | MC1AA00ATJ 4NC 110-115V 50Hz/110-120V 60Hz | Mini-contacteur 4kW 400Vac 4p Bobine 110-115V 50Hz/110-120V 60Hz 4NC contacts principaux | MC1AA00ATJ Kleinschütz 4Ö 110-115V 50Hz / 110-120V 60Hz | MC1AA00ATJ Mini Contactor 4NC 110-115V 50Hz/110-120V 60Hz
1SAL100384R9901 | MC1AA00ATN | Active | 4013614541711 | 37.32 | 1 | 1 | stuk | Mini Contactor MC | BE31220 | SP (Control general) | stuk | MC1AA00ATN 4NC 220-240V 50Hz/240-277V60Hz | Mini-contacteur 4kW 400Vac 4p Bobine 220-240V 50Hz/240-277V60Hz 4NC contacts principaux | MC1AA00ATN Kleinschütz 4Ö 220-240V 50Hz / 240-277V 60Hz | MC1AA00ATN Mini Contactor 4NC 220-240V 50Hz/240-277V60Hz
1SAL100385R9901 | MC1AA00ATU | Active | 4013614541728 | 37.32 | 1 | 1 | stuk | Mini Contactor MC | BE31220 | SP (Control general) | stuk | MC1AA00ATU 4NC 380-400V 50Hz/440V60Hz | Mini-contacteur 4kW 400Vac 4p Bobine 380-400V 50Hz/440V60Hz 4NC contacts principaux | MC1AA00ATU Kleinschütz 4Ö 380-400V 50Hz / 440V 60Hz | MC1AA00ATU Mini Contactor 4NC 380-400V 50Hz/440V60Hz
1SAL100400R9901 | MC1AB00AT9 | Active | 4013614541797 | 35.57 | 1 | 1 | stuk | Mini Contactor MC | BE31220 | SP (Control general) | stuk | MC1 4kW 400VAC 4P 2NO+2NC | Mini-contacteur 4kW 400Vac 4p 2NO+2NC | MC1AB00AT9 Kleinschütz 2S+2Ö 48V 50/60Hz | MC1AB00AT9 Mini Contactor 2NO+2NC 48V 50/60Hz
1SAL100420R9901 | MC1C400AIB | Active | 4013614549984 | 43.27 | 1 | 1 | stuk | Mini Contactor MC | BE31220 | SP (Control general) | stuk | MC1 4kW 400VAC 4P 12VDC pin uitvoering | Mini-contacteur 4kW 400Vac 4p Bobine 12Vdc version imprimée | MC1C400AIB Kleinschütz 4S 12V DC | MC1C400AIB Mini Contactor 4NO 12VDC
1SAL100435R9902 | MC2C301ATWN | Active | 4013614545269 | 44.88 | 1 | 1 | stuk | Mini Contactor MC | BE31220 | SP (Control general) | stuk | MC2 5 5kW 400VAC 3P 220VDC +/-30% 1NC | Mini-contacteur 5,5kW 400Vac 3p Bobine 220Vdc +/-30% Contact auxiliaire 1NC | MC2C301ATWN Kleinschütz 3S Hilfs 1Ö 220V DC Weitspannung | MC2C301ATWN Mini Contactor 3NO AUX 1NC 220VDC +/-30%
1SAL100442R9902 | MC2C310ATWN | Active | 4013614545160 | 44.88 | 1 | 1 | stuk | Mini Contactor MC | BE31220 | SP (Control general) | stuk | MC2 5 5kW 400VAC 3P 220VDC +/-30% 1NO | Mini-contacteur 5,5kW 400Vac 3p Bobine 220Vdc +/-30% Contact auxiliaire 1NO | MC2C310ATWN Kleinschütz 3S Hilfs 1S 220V DC Weitspannung | MC2C310ATWN Mini Contactor 3NO AUX 1NO 220VDC +/-30%
1SAL100445R9902 | MC2C400ATWN | Active | 4013614545313 | 47.92 | 1 | 1 | stuk | Mini Contactor MC | BE31220 | SP (Control general) | stuk | MC2 5 5kW 400VAC 4P 220VDC +/-30% | Mini-contacteur 5,5kW 400Vac 4p Bobine 220Vdc +/-30% | MC2C400ATWN Kleinschütz 4S 220V DC Weitspannung | MC2C400ATWN Mini Contactor 4NO 220VDC +/-30%
1SAL100513R9906 | MARL110AT | Active | 4013614552311 | 7.9 | 1 | 1 | stuk | Mini Contactor MC | BE31220 | SP (Control general) | stuk | Hulpcontactblok MARL 1NO 10A zijkant | Contact auxiliaire 1NO Montage latéral | MARL110AT Hilfsschalter 1S schraubanschluss, seitlich anbaubar | MARL110AT Auxiliary Contact Block
1SAL100514R9906 | MARL101AT | Active | 4013614552328 | 7.9 | 1 | 1 | stuk | Mini Contactor MC | BE31220 | SP (Control general) | stuk | Hulpcontactblok MARL 1NG 10A zijkant | Contact auxiliaire 1NC Montage latéral | MARL101AT Hilfsschalter 1Ö schraubanschluss, seitlich anbaubar | MARL101AT Auxiliary Contact Block
1SAL100519R9906 | MARL110ATS | Active | 4013614550416 | 7.9 | 1 | 1 | stuk | Mini Contactor MC | BE31220 | SP (Control general) | stuk | Hulpcontactblok MARL 1NO 10A voorkant | Contact auxiliaire 1NO Montage frontal | MARL110ATS Hilfsschalter 1S schraubanschluss, seitlich anbaubar | MARL110ATS Auxiliary Contact Block
1SAL100520R9906 | MARL101ATS | Active | 4013614550423 | 7.9 | 1 | 1 | stuk | Mini Contactor MC | BE31220 | SP (Control general) | stuk | Hulpcontactblok MARL 1NG 10A voorkant | Contact auxiliaire 1NC Montage frontal | MARL101ATS Hilfsschalter 1Ö schraubanschluss, seitlich anbaubar | MARL101ATS Auxiliary Contact Block
1SAL100536R9906 | MP0DAE4 | Active | 4013614550546 | 10.84 | 1 | 1 | stuk | Mini Contactor MC | BE31220 | SP (Control general) | stuk | OntstoringsblokMP0 24-48V | Suppresseurs de surtension 24-48 AC/DC M Série | MP0DAE4 Löschglied für Schützspulen Varistor 24-48V AC/DC | MP0DAE4 Surge Suppressor
1SAL100538R9902 | MC2I301ATD | Active | 4013614545191 | 52.45 | 1 | 1 | stuk | Mini Contactor MC | BE31220 | SP (Control general) | stuk | MC2 3NO AUX 1NC 24VDC 1 2W | Mini-contacteur 5,5kW 400Vac 3p 1NC Bonbine 24Vdc 1,2w | MC2I301ATD Kleinschütz 3S Hilfs 1Ö 24V DC 1,2W | MC2I301ATD Mini Contactor 3NO AUX 1NC 24VDC 1,2W
1SAL100541R9906 | MREBC10AC2 | Active | 4013614550492 | 73.99 | 1 | 1 | stuk | Mini Contactor MC | BE31220 | SP (Control general) | stuk | VertragingsblokMREBC 0 5-60S | Minuterie 0,5 - 60s 24-250 V AC/DC | MREBC10AC2 Elektronisches Zeitrelais 0.5-60s 24-250 V AC/DC | MREBC10AC2 Timer
1SAL100542R9906 | MREBC20AC2 | Active | 4013614550508 | 73.99 | 1 | 1 | stuk | Mini Contactor MC | BE31220 | SP (Control general) | stuk | VertragingsblokMREBC 0 2-24S | Minuterie 0,2 - 24s 24-250 V AC/DC | MREBC20AC2 Elektronisches Zeitrelais 0.2-24s 24-250 V AC/DC | MREBC20AC2 Timer
1SAL100543R9906 | MVB0R | Active | 4013614550607 | 6.89 | 1 | 1 | stuk | Mini Contactor MC | BE31220 | SP (Control general) | stuk | Mont.voetMVB0R vertragingsblok | Adaptateur Rail Din pour Minuterie | MVB0R DIN-Schienenadapter für Zeitrelais | MVB0R Adaptor
1SAL100544R9906 | MP0AAE1 | Active | 4013614550515 | 10.84 | 1 | 1 | stuk | Mini Contactor MC | BE31220 | SP (Control general) | stuk | OntstoringsblokMP0MC 12-60Vac | Suppresseurs de surtension 12-60V 50/60Hz M Série | MP0AAE1 Löschglied für Schützspulen R/C 12-60V 50/60Hz | MP0AAE1 Surge Suppressor
1SAL100545R9906 | MP0AAE2 | Active | 4013614550522 | 10.84 | 1 | 1 | stuk | Mini Contactor MC | BE31220 | SP (Control general) | stuk | OntstoringsblokMP0MC 72-250Vac | Suppresseurs de surtension 72-250V 50/60Hz M Série | MP0AAE2 Löschglied für Schützspulen R/C 72-250V 50/60Hz | MP0AAE2 Surge Suppressor
1SAL100546R9906 | MP0CAE3 | Active | 4013614550539 | 10.84 | 1 | 1 | stuk | Mini Contactor MC | BE31220 | SP (Control general) | stuk | OntstoringsblokMP0MC 6-250Vdc | Suppresseurs de surtension 24-48 AC/DC M Série | MP0CAE3 Löschglied für Schützspulen Diode 6-250VDC | MP0CAE3 Surge Suppressor
1SAL100547R9906 | MMH0 | Active | 4013614550584 | 2.95 | 1 | 1 | stuk | Mini Contactor MC | BE31220 | SP (Control general) | stuk | Vergr.MMH0MechanischMinicont.or | Verrouillage mécanique | MMH0 Mechanische Verriegelung | MMH0 Interlock
1SAL100559R9902 | MC2I310ATD | Active | 4013614544996 | 52.45 | 1 | 1 | stuk | Mini Contactor MC | BE31220 | SP (Control general) | stuk | MC2 3NO AUX 1NO 24VDC 1 2W | Mini-contacteur 5,5kW 400Vac 3p 1NO Bonbine 24Vdc 1,2w | MC2I310ATD Kleinschütz 3S Hilfs 1S 24V DC 1,2W | MC2I310ATD Mini Contactor 3NO AUX 1NO 24VDC 1,2W
1SAL100560R9906 | MACL110AT | Active | 4013614550393 | 7.9 | 1 | 1 | stuk | Mini Contactor MC | BE31220 | SP (Control general) | stuk | Hulpcontactblok MACL 1NO 10A V S | Contact auxiliaire 1NO Montage frontal | MACL110AT Hilfsschalter 1S schraubanschluss, seitlich anbaubar | MACL110AT Auxiliary Contact Block
1SAL100561R9906 | MACL101AT | Active | 4013614550409 | 7.9 | 1 | 1 | stuk | Mini Contactor MC | BE31220 | SP (Control general) | stuk | Hulpcontactblok MACL 1NG 10A V S | Contact auxiliaire 1NC Montage latéral | MACL101AT Hilfsschalter 1Ö schraubanschluss, seitlich anbaubar | MACL101AT Auxiliary Contact Block
1SAL100569R9901 | MC1K400ATD | Active | 4013614542947 | 48.89 | 1 | 1 | stuk | Mini Contactor MC | BE31220 | SP (Control general) | stuk | MC1 4kW 400Vac 4polig 24Vdc 2w | Mini-contacteur 4kW 400Vac 4p Bonbine 24Vdc 2w | MC1K400ATD Kleinschütz 4S 24V DC 2W | MC1K400ATD Mini Contactor 4NO 24VDC 2W
1SAL100572R9901 | MC1I310ATD | Active | 4013614542732 | 48.31 | 1 | 1 | stuk | Mini Contactor MC | BE31220 | SP (Control general) | stuk | MC1 4kW 400Vac 3polig 1NO 24Vdc 1 2w | Mini-contacteur 4kW 400Vac 3p 1NO Bonbine 24Vdc 1,2w | MC1I310ATD Kleinschütz 3S Hilfs 1S 24V DC 1,2W | MC1I310ATD Mini Contactor 3NO AUX 1NO 24VDC 1,2W
1SAL100573R9901 | MC1I301ATD | Active | 4013614542831 | 48.31 | 1 | 1 | stuk | Mini Contactor MC | BE31220 | SP (Control general) | stuk | MC1 4kW 400Vac 3polig 1NC 24Vdc 1 2w | Mini-contacteur 4kW 400Vac 3p 1NC Bonbine 24Vdc 1,2w | MC1I301ATD Kleinschütz 3S Hilfs 1Ö 24V DC 1,2W | MC1I301ATD Mini Contactor 3NO AUX 1NC 24VDC 1,2W
1SAL100576R9901 | MC1K310ATD | Active | 4013614542749 | 48.31 | 1 | 1 | stuk | Mini Contactor MC | BE31220 | SP (Control general) | stuk | MC1 4kW 400Vac 3polig 1NO 24Vdc 2w | Mini-contacteur 4kW 400Vac 3p 1NO Bonbine 24Vdc 2w | MC1K310ATD Kleinschütz 3S Hilfs 1S 24V DC 2W | MC1K310ATD Mini Contactor 3NO AUX 1NO 24VDC 2W
1SAL100577R9901 | MC1K301ATD | Active | 4013614542848 | 48.31 | 1 | 1 | stuk | Mini Contactor MC | BE31220 | SP (Control general) | stuk | MC1 4kW 400Vac 3polig 1NC 24Vdc 2w | Mini-contacteur 4kW 400Vac 3p 1NC Bonbine 24Vdc 2w | MC1K301ATD Kleinschütz 3S Hilfs 1Ö 24V DC 2W | MC1K301ATD Mini Contactor 3NO AUX 1NC 24VDC 2W
1SAL100600R9906 | MVP0C | Active | 4013614550577 | 9.85 | 1 | 1 | stuk | Mini Contactor MC | BE31220 | SP (Control general) | stuk | Mini Contactor MC MVP0C | Liaison de connexion parallèle | MVP0C Parallelanschluss | MVP0C Connecting Link
1SAL100987R9906 | MARN404AT | Active | 4013614550218 | 15.78 | 1 | 1 | stuk | Mini Contactor MC | BE31220 | SP (Control general) | stuk | MARN 4NG 10A S | Contact auxiliaire 4NC Montage frontal | MARN404AT Hilfsschalter 4Ö schraubanschluss, frontseitig anbaubar | MARN404AT Auxiliary Contact Block
1SAL100988R9906 | MARN413AT | Active | 4013614550225 | 15.78 | 1 | 1 | stuk | Mini Contactor MC | BE31220 | SP (Control general) | stuk | MARN 1NO+3NG 10A S | Contact auxiliaire 1NO/3NC Montage frontal | MARN413AT Hilfsschalter 1S/3Ö schraubanschluss, frontseitig anbaubar | MARN413AT Auxiliary Contact Block
1SAL100989R9906 | MARN422AT | Active | 4013614550232 | 15.78 | 1 | 1 | stuk | Mini Contactor MC | BE31220 | SP (Control general) | stuk | MARN 2NO+2NG 10A S | Contact auxiliaire 2NO/2NC Montage frontal | MARN422AT Hilfsschalter 2S/2Ö Schraubanschluss, frontseitig anbaubar | MARN422AT Auxiliary Contact Block
1SAL100990R9906 | MARN431AT | Active | 4013614550249 | 15.78 | 1 | 1 | stuk | Mini Contactor MC | BE31220 | SP (Control general) | stuk | MARN 3NO+1NG 10A S | Contact auxiliaire 3NO/1NC Montage frontal | MARN431AT Hilfsschalter 3S/1Ö schraubanschluss, frontseitig anbaubar | MARN431AT Auxiliary Contact Block
1SAL100991R9906 | MARN440AT | Active | 4013614550256 | 15.78 | 1 | 1 | stuk | Mini Contactor MC | BE31220 | SP (Control general) | stuk | MARN 4NO 10A S | Contact auxiliaire 4NO Montage frontal | MARN440AT Hilfsschalter 4S schraubanschluss, frontseitig anbaubar | MARN440AT Auxiliary Contact Block
1SAL100992R9906 | MARN202AT | Active | 4013614550157 | 9.85 | 1 | 1 | stuk | Mini Contactor MC | BE31220 | SP (Control general) | stuk | MARN 2NG 10A S | Contact auxiliaire 2NC Montage frontal | MARN202AT Hilfsschalter 2Ö schraubanschluss, frontseitig anbaubar | MARN202AT Auxiliary Contact Block
1SAL100993R9906 | MARN211AT | Active | 4013614550164 | 9.85 | 1 | 1 | stuk | Mini Contactor MC | BE31220 | SP (Control general) | stuk | MARN 1NO+1NG 10A S | Contact auxiliaire 1NO/1NC Montage frontal | MARN211AT Hilfsschalter 1S/1Ö schraubanschluss, frontseitig anbaubar | MARN211AT Auxiliary Contact Block
1SAL100994R9906 | MARN220AT | Active | 4013614550171 | 9.85 | 1 | 1 | stuk | Mini Contactor MC | BE31220 | SP (Control general) | stuk | MARN 2NO 10A S | Contact auxiliaire 2NO Montage frontal | MARN220AT Hilfsschalter 2S schraubanschluss, frontseitig anbaubar | MARN220AT Auxiliary Contact Block
1SAL100995R9906 | MACN413AT | Active | 4013614550188 | 15.78 | 1 | 1 | stuk | Mini Contactor MC | BE31220 | SP (Control general) | stuk | MACN 1NO+3NG 10A V | Contact auxiliaire 1NO/3NC Montage frontal | MACN413AT Hilfsschalter 1S/3Ö schraubanschluss, frontseitig anbaubar | MACN413AT Auxiliary Contact Block
1SAL100996R9906 | MACN422AT | Active | 4013614550195 | 15.78 | 1 | 1 | stuk | Mini Contactor MC | BE31220 | SP (Control general) | stuk | MACN 2NO+2NG 10A V | Contact auxiliaire 2NO/2NC Montage frontal | MACN422AT Hilfsschalter 2S/2Ö schraubanschluss, frontseitig anbaubar | MACN422AT Auxiliary Contact Block
1SAL100997R9906 | MACN431AT | Active | 4013614550201 | 15.78 | 1 | 1 | stuk | Mini Contactor MC | BE31220 | SP (Control general) | stuk | MACN 3NO+1NG 10A V | Contact auxiliaire 3NO/1NC Montage frontal | MACN431AT Hilfsschalter 3S/1Ö schraubanschluss, frontseitig anbaubar | MACN431AT Auxiliary Contact Block
1SAL100998R9906 | MACN202AT | Active | 4013614550133 | 9.85 | 1 | 1 | stuk | Mini Contactor MC | BE31220 | SP (Control general) | stuk | MACN 2NG 10A V | Contact auxiliaire 2NC Montage frontal | MACN202AT Hilfsschalter 2Ö schraubanschluss, frontseitig anbaubar | MACN202AT Auxiliary Contact Block
1SAL100999R9906 | MACN211AT | Active | 4013614550140 | 9.85 | 1 | 1 | stuk | Mini Contactor MC | BE31220 | SP (Control general) | stuk | MACN 1NO+1NG 10A V | Contact auxiliaire 1NO/1NC Montage frontal | MACN211AT Hilfsschalter 1S/1Ö schraubanschluss, frontseitig anbaubar | MACN211AT Auxiliary Contact Block
1SAL101421R9906 | WKMIU | Active | 4013614550591 | 12.83 | 1 | 1 | stuk | Mini Contactor MC | BE31220 | SP (Control general) | stuk | Bedradingsset WKMIU omkeercombinatie | Inverser le lien de connexion | WKMIU Verbindersatz für Wendeschütze | WKMIU Connecting Link
1SAL101641R9902 | MC2A301AT4 | Active | 4013614544200 | 38.98 | 1 | 1 | stuk | Mini Contactor MC | BE31220 | SP (Control general) | stuk | MC2A301AT4 3NO AUX 1NC 120V 50/60Hz | Inverser le lien de connexion Bobine 120V 50/60Hz Contact auxiliaire 1NC | MC2A301AT4 Kleinschütz 3S Hilfs 1Ö 120V 50/60Hz | MC2A301AT4 Mini Contactor 3NO AUX 1NC 120V 50/60Hz
1SAL101644R9902 | MC2A310AT4 | Active | 4013614544095 | 38.98 | 1 | 1 | stuk | Mini Contactor MC | BE31220 | SP (Control general) | stuk | MC2A310AT4 3NO AUX 1NO 120V 50/60Hz | Mini-contacteur 5,5kW 400Vac 3p Bobine 120V 50/60Hz Contact auxiliaire 1NO | MC2A310AT4 Kleinschütz 3S Hilfs 1S 120V 50/60Hz | MC2A310AT4 Mini Contactor 3NO AUX 1NO 120V 50/60Hz
1SAL101645R9902 | MC2A400AT1 | Active | 4013614544309 | 41.01 | 1 | 1 | stuk | Mini Contactor MC | BE31220 | SP (Control general) | stuk | MC2 5 5kW 400Vac 4polig | Mini-contacteur 5,5kW 400Vac 4p | MC2A400AT1 Kleinschütz 4S 24V 50/60Hz | MC2A400AT1 Mini Contactor 4NO 24V 50/60Hz
1SAL101647R9902 | MC2A400AT4 | Active | 4013614544316 | 41.01 | 1 | 1 | stuk | Mini Contactor MC | BE31220 | SP (Control general) | stuk | MC2 5 5kW 400Vac 4polig | Mini-contacteur 5,5kW 400Vac 4p | MC2A400AT4 Kleinschütz 4S 120V 50/60Hz | MC2A400AT4 Mini Contactor 4NO 120V 50/60Hz
1SAL101648R9902 | MC2AB00AT1 | Active | 4013614544415 | 43.04 | 1 | 1 | stuk | Mini Contactor MC | BE31220 | SP (Control general) | stuk | MC2 5 5kW 400Vac 4p 2NO+2NC | Mini-contacteur 5,5kW 400Vac 4p 2NO+2NC | MC2AB00AT1 Kleinschütz 2S+2Ö 24V 50/60Hz | MC2AB00AT1 Mini Contactor 2NO+2NC 24V 50/60Hz
1SAL101650R9902 | MC2AB00AT4 | Active | 4013614544422 | 43.04 | 1 | 1 | stuk | Mini Contactor MC | BE31220 | SP (Control general) | stuk | MC2 5 5kW 400Vac 4p 2NO+2NC | Mini-contacteur 5,5kW 400Vac 4p 2NO+2NC | MC2AB00AT4 Kleinschütz 2S+2Ö 120V 50/60Hz | MC2AB00AT4 Mini Contactor 2NO+2NC 120V 50/60Hz
1SAL101707R9901 | MC1A310AI6 | Active | 4013614549830 | 38.17 | 1 | 1 | stuk | Mini Contactor MC | BE31220 | SP (Control general) | stuk | MC1 4kW 400Vac 3P | Mini-contacteur 4kW 400Vac 3p | Mini Contactor 3pole 4kW 400Vac | MC1A310AI6 Mini Contactor 3NO AUX 1NO 220-230V 50/60Hz
1SAL101830R9906 | MVB0L | Active |  | 6.59 | 1 | 30 | stuk | Mini Contactor MC | BE31220 | SP (Control general) | stuk | MiniMVB0L DIN Rail adapter | Adaptateur Rail Din pour interrupteur magnétique | MVB0L Lutze-Schienenadapter für Schütz | MVB0L Adaptor
1SAL101833R9901 | MC1AA00ATY | Active | 4013614541742 | 37.32 | 1 | 1 | stuk | Mini Contactor MC | BE31220 | SP (Control general) | stuk | MC1AA00ATY 4NC 500V 50Hz/600V 60Hz | Mini-contacteur 4kW 400Vac 4p Bobine 500V 50Hz/600V 60Hz 4NC contacts principaux | MC1AA00ATY Kleinschütz 4Ö 500V 50Hz / 600V 60Hz | MC1AA00ATY Mini Contactor 4NC 500V 50Hz/600V 60Hz
1SAL101834R9901 | MC1AB00ATW | Active | 4013614541841 | 35.57 | 1 | 1 | stuk | Mini Contactor MC | BE31220 | SP (Control general) | stuk | MC1 4kW 400Vac 4p 2NO+2NC | Mini-contacteur 4kW 400Vac 4p 2NO+2NC | MC1AB00ATW Kleinschütz 2S+2Ö 415-440V 50Hz / 480V 60Hz | MC1AB00ATW Mini Contactor 2NO+2NC 415-440V50Hz/480V 60Hz
1SAL101835R9901 | MC1AC00AT4 | Active | 4013614541872 | 35.57 | 1 | 1 | stuk | Mini Contactor MC | BE31220 | SP (Control general) | stuk | MC1 4kW 400Vac 3P 120V 50/60Hz | Mini-contacteur 4kW 400Vac 3p Bobine 120V 50/60Hz | MC1AC00AT4 Kleinschütz 3S+1Ö 120V 50/60Hz | MC1AC00AT4 Mini Contactor 3NO+1NC 120V 50/60Hz
1SAL101836R9901 | MC1AC00ATM | Active | 4013614541926 | 35.57 | 1 | 1 | stuk | Mini Contactor MC | BE31220 | SP (Control general) | stuk | MC1 4kW 400Vac 3P 208-220V 60Hz | Mini-contacteur 4kW 400Vac 3p Bobine 208-220V 60Hz | MC1AC00ATM Kleinschütz 3S+1Ö 208-220V 60Hz | MC1AC00ATM Mini Contactor 3NO+1NC 208-220V 60Hz
1SAL101837R9901 | MC1AC00ATN | Active | 4013614541933 | 35.57 | 1 | 1 | stuk | Mini Contactor MC | BE31220 | SP (Control general) | stuk | MC1 4kW 400Vac 3P 220-240V 50Hz/240-277V60Hz | Mini-contacteur 4kW 400Vac 3p Bobine 220-240V 50Hz/240-277V60Hz | MC1AC00ATN Kleinschütz 3S+1Ö 220-240V 50Hz / 240-277V 60Hz | MC1AC00ATN Mini Contactor 3NO+1NC 220-240V 50Hz/240-277V60Hz
1SAL101838R9901 | MC1AC00ATW | Active | 4013614541957 | 35.57 | 1 | 1 | stuk | Mini Contactor MC | BE31220 | SP (Control general) | stuk | MC1 4kW 400Vac 3P 415-440V50Hz/480V 60Hz | Mini-contacteur 4kW 400Vac 3p Bobine 415-440V50Hz/480V 60Hz | MC1AC00ATW Kleinschütz 3S+1Ö 415-440V 50Hz / 480V 60Hz | MC1AC00ATW Mini Contactor 3NO+1NC 415-440V50Hz/480V 60Hz
1SAL101839R9901 | MC1AC00ATY | Active | 4013614541964 | 35.57 | 1 | 1 | stuk | Mini Contactor MC | BE31220 | SP (Control general) | stuk | MC1 4kW 400Vac 3P 500V 50Hz/600V 60Hz | Mini-contacteur 4kW 400Vac 3p Bobine 500V 50Hz/600V 60Hz | MC1AC00ATY Kleinschütz 3S+1Ö 500V 50Hz / 600V 60Hz | MC1AC00ATY Mini Contactor 3NO+1NC 500V 50Hz/600V 60Hz
1SAL101840R9901 | MC1I400ATD | Active | 4013614542930 | 48.89 | 1 | 1 | stuk | Mini Contactor MC | BE31220 | SP (Control general) | stuk | MC1 4kW 400Vac 4P 24Vdc 1 2w | Mini-contacteur 4kW 400Vac 4p Bonbine 24Vdc 1,2w | MC1I400ATD Kleinschütz 4S 24V DC 1,2W | MC1I400ATD Mini Contactor 4NO 24VDC 1,2W
1SAL101841R9901 | MC1C400ATDD | Active | 4013614542954 | 39.13 | 1 | 1 | stuk | Mini Contactor MC | BE31220 | SP (Control general) | stuk | MC1 4kW 400Vac 4P 24Vdc+ | Mini-contacteur 4kW 400Vac 4p Bobine 24Vdc + diode | MC1C400ATDD Kleinschütz 4S 24V DC mit Diode | MC1C400ATDD Mini Contactor 4NO 24VDC Diode
1SAL101842R9901 | MC1CA00ATWD | Active | 4013614543012 | 40.61 | 1 | 1 | stuk | Mini Contactor MC | BE31220 | SP (Control general) | stuk | MC1 4kW 400Vac 4P 24Vdc +/-30% | Mini-contacteur 4kW 400Vac 4p Bobine 24Vdc +/-30% | MC1CA00ATWD Kleinschütz 4Ö 24V DC Weitspannung | MC1CA00ATWD Mini Contactor 4NC 24VDC +/-30%
1SAL101843R9901 | MC1CA00ATWL | Active | 4013614543043 | 40.61 | 1 | 1 | stuk | Mini Contactor MC | BE31220 | SP (Control general) | stuk | MC1 4kW 400Vac 4P 125Vdc +/-30% | Mini-contacteur 4kW 400Vac 4p Bobine 125Vdc +/-30% | MC1CA00ATWL Kleinschütz 4Ö 125V DC Weitspannung | MC1CA00ATWL Mini Contactor 4NC 125VDC +/-30%
1SAL101847R9901 | MC1C310ARB | Active | 4013614543968 | 44.44 | 1 | 1 | stuk | Mini Contactor MC | BE31220 | SP (Control general) | stuk | MC1 4kW 400Vac 3P 12Vdc 1NO Tractie | Mini-contacteur 4kW 400Vac 3p Bobine 12Vdc Contact auxiliaire 1NO, ring tongue fer | MC1C310ARB Kleinschütz 3S Hilfs 1S 12V DC | MC1C310ARB Mini Contactor 3NO AUX 1NO 12VDC
1SAL101848R9901 | MC1C301ARB | Active | 4013614543982 | 44.44 | 1 | 1 | stuk | Mini Contactor MC | BE31220 | SP (Control general) | stuk | MC1 4kW 400Vac 3P 12Vdc 1NC Tractie | Mini-contacteur 4kW 400Vac 3p Bobine 12Vdc Contact auxiliaire 1NC, ring tongue fer | MC1C301ARB Kleinschütz 3S Hilfs 1Ö 12V DC | MC1C301ARB Mini Contactor 3NO AUX 1NC 12VDC
1SAL101858R9901 | MC1K301ARD | Active | 4013614543999 | 44.44 | 1 | 1 | stuk | Mini Contactor MC | BE31220 | SP (Control general) | stuk | MC1 4kW 400Vac 3P 1NC 24Vdc 2w | Mini-contacteur 4kW 400Vac 3p 1NC Bonbine 24Vdc 2w | MC1K301ARD Kleinschütz 3S Hilfs 1Ö 24V DC 2W | MC1K301ARD Mini Contactor 3NO AUX 1NC 24VDC 2W
1SAL101859R9901 | MC1C400ARB | Active | 4013614544002 | 44.99 | 1 | 1 | stuk | Mini Contactor MC | BE31220 | SP (Control general) | stuk | MC1 4kW 400Vac 4P 12Vdc ring tongue | Mini-contacteur 4kW 400Vac 4p Bobine 12Vdc Contact auxiliaire 1NO | MC1C400ARB Kleinschütz 4S 12V DC | MC1C400ARB Mini Contactor 4NO 12VDC
1SAL101860R9901 | MC1K400ARD | Active | 4013614544019 | 44.99 | 1 | 1 | stuk | Mini Contactor MC | BE31220 | SP (Control general) | stuk | MC1 4kW 400Vac 4P 24Vdc 2w | Mini-contacteur 4kW 400Vac 4p Spoel 12Vdc | MC1K400ARD Kleinschütz 4S 24V DC 2W | MC1K400ARD Mini Contactor 4NO 24VDC 2W
1SAL101875R9902 | MC2A310AT7 | Active | 4013614544118 | 38.98 | 1 | 1 | stuk | Mini Contactor MC | BE31220 | SP (Control general) | stuk | MC2 5 5kW 400Vac 3P 240V 50/60Hz 1NO | Mini-contacteur 5,5kW 400Vac 3p Bobine 240V 50/60Hz Contact auxiliaire 1NO | MC2A310AT7 Kleinschütz 3S Hilfs 1S 240V 50/60Hz | MC2A310AT7 Mini Contactor 3NO AUX 1NO 240V 50/60Hz
1SAL101876R9902 | MC2A310ATY | Active | 4013614544187 | 38.98 | 1 | 1 | stuk | Mini Contactor MC | BE31220 | SP (Control general) | stuk | MC2A310ATY 3NO AUX 1NO 500V 50Hz/600V 60Hz | Mini-contacteur 5,5kW 400Vac 3p Bobine 500V 50Hz/600V 60Hz Contact auxiliaire 1NO | MC2A310ATY Kleinschütz 3S Hilfs 1S 500V 50Hz / 600V 60Hz | MC2A310ATY Mini Contactor 3NO AUX 1NO 500V 50Hz/600V 60Hz
1SAL101877R9902 | MC2A301AT7 | Active | 4013614544224 | 38.98 | 1 | 1 | stuk | Mini Contactor MC | BE31220 | SP (Control general) | stuk | MC2 5 5kW 400Vac 3P 240V 50/60Hz 1NC | Mini-contacteur 5,5kW 400Vac 3p Bobine 240V 50/60Hz Contact auxiliaire 1NC | MC2A301AT7 Kleinschütz 3S Hilfs 1Ö 240V 50/60Hz | MC2A301AT7 Mini Contactor 3NO AUX 1NC 240V 50/60Hz
1SAL101907R9902 | MC2A301ATY | Active | 4013614544293 | 38.98 | 1 | 1 | stuk | Mini Contactor MC | BE31220 | SP (Control general) | stuk | MC2A301ATY 3NO AUX 1NC 500V 50Hz/600V 60Hz | Mini-contacteur 5,5kW 400Vac 3p Bobine 500V 50Hz/600V 60Hz Contact auxiliaire 1NC | MC2A301ATY Kleinschütz 3S Hilfs 1Ö 500V 50Hz / 600V 60Hz | MC2A301ATY Mini Contactor 3NO AUX 1NC 500V 50Hz/600V 60Hz
1SAL101910R9902 | MC2A400AT7 | Active | 4013614544330 | 41.01 | 1 | 1 | stuk | Mini Contactor MC | BE31220 | SP (Control general) | stuk | MC2 5 5kW 400Vac 4P | Mini-contacteur 5,5kW 400Vac 4p | MC2A400AT7 Kleinschütz 4S 240V 50/60Hz | MC2A400AT7 Mini Contactor 4NO 240V 50/60Hz
1SAL101912R9902 | MC2A400ATM | Active | 4013614544361 | 41.01 | 1 | 1 | stuk | Mini Contactor MC | BE31220 | SP (Control general) | stuk | MC2 5 5kW 400Vac 4P | Mini-contacteur 5,5kW 400Vac 4p | MC2A400ATM Kleinschütz 4S 208-220V 60Hz | MC2A400ATM Mini Contactor 4NO 208-220V 60Hz
1SAL101915R9902 | MC2A400ATY | Active | 4013614544408 | 41.01 | 1 | 1 | stuk | Mini Contactor MC | BE31220 | SP (Control general) | stuk | MC2 5 5kW 400Vac 4P | Mini-contacteur 5,5kW 400Vac 4p | MC2A400ATY Kleinschütz 4S 500V 50Hz / 600V 60Hz | MC2A400ATY Mini Contactor 4NO 500V 50Hz/600V 60Hz
1SAL101917R9902 | MC2AB00AT7 | Active | 4013614544446 | 43.04 | 1 | 1 | stuk | Mini Contactor MC | BE31220 | SP (Control general) | stuk | MC2 5 5kW 400Vac 4p 2NO+2NC | Mini-contacteur 5,5kW 400Vac 4p 2NO+2NC | MC2AB00AT7 Kleinschütz 2S+2Ö 240V 50/60Hz | MC2AB00AT7 Mini Contactor 2NO+2NC 240V 50/60Hz
1SAL101918R9902 | MC2AB00ATM | Active | 4013614544477 | 43.04 | 1 | 1 | stuk | Mini Contactor MC | BE31220 | SP (Control general) | stuk | MC2 5 5kW 400Vac 4p 2NO+2NC | Mini-contacteur 5,5kW 400Vac 4p 2NO+2NC | MC2AB00ATM Kleinschütz 2S+2Ö 208-220V 60Hz | MC2AB00ATM Mini Contactor 2NO+2NC 208-220V 60Hz
1SAL101919R9902 | MC2AB00ATU | Active | 4013614544491 | 43.04 | 1 | 1 | stuk | Mini Contactor MC | BE31220 | SP (Control general) | stuk | MC2 5 5kW 400Vac 4p 2NO+2NC | Mini-contacteur 5,5kW 400Vac 4p 2NO+2NC | MC2AB00ATU Kleinschütz 2S+2Ö 380-400V 50Hz / 440V 60Hz | MC2AB00ATU Mini Contactor 2NO+2NC 380-400V 50Hz/440V60Hz
1SAL101923R9902 | MC2AB00ATY | Active | 4013614544514 | 43.04 | 1 | 1 | stuk | Mini Contactor MC | BE31220 | SP (Control general) | stuk | MC2 5 5kW 400Vac 4p 2NO+2NC | Mini-contacteur 5,5kW 400Vac 4p 2NO+2NC | MC2AB00ATY Kleinschütz 2S+2Ö 500V 50Hz / 600V 60Hz | MC2AB00ATY Mini Contactor 2NO+2NC 500V 50Hz/600V 60Hz
1SAL101926R9902 | MC2C310ATDD | Active | 4013614545115 | 44.88 | 1 | 1 | stuk | Mini Contactor MC | BE31220 | SP (Control general) | stuk | MC2C310ATDD 3NO AUX 1NO 24VDC | Mini-contacteur 5,5kW 400Vac 3p Bobine 24Vdc + diode Contact auxiliaire 1NO | MC2C310ATDD Kleinschütz 3S Hilfs 1S 24V DC mit Diode | MC2C310ATDD Mini Contactor 3NO AUX 1NO 24VDC Diode
1SAL101951R9902 | MC2C310ATWG | Active | 4013614545139 | 44.88 | 1 | 1 | stuk | Mini Contactor MC | BE31220 | SP (Control general) | stuk | MC2 5 5kW 400Vac 3P 48Vdc +/-30% 1NO | Mini-contacteur 5,5kW 400Vac 3p Bobine 48Vdc +/-30% Contact auxiliaire 1NO | MC2C310ATWG Kleinschütz 3S Hilfs 1S 48V DC Weitspannung | MC2C310ATWG Mini Contactor 3NO AUX 1NO 48VDC +/-30%
1SAL101955R9902 | MC2C301ATDD | Active | 4013614545214 | 44.88 | 1 | 1 | stuk | Mini Contactor MC | BE31220 | SP (Control general) | stuk | MC2C301ATDD 3NO AUX 1NC 24VDC | Mini-contacteur 5,5kW 400Vac 3p Bobine 24Vdc + diode Contact auxiliaire 1NC | MC2C301ATDD Kleinschütz 3S Hilfs 1Ö 24V DC mit Diode | MC2C301ATDD Mini Contactor 3NO AUX 1NC 24VDC Diode
1SAL101958R9902 | MC2C301ATWG | Active | 4013614545238 | 43.15 | 1 | 1 | stuk | Mini Contactor MC | BE31220 | SP (Control general) | stuk | MC2 5 5kW 400Vac 3P 48Vdc +/-30% 1NC | Mini-contacteur 5,5kW 400Vac 3p Bobine 48Vdc +/-30% Contact auxiliaire 1NC | MC2C301ATWG Kleinschütz 3S Hilfs 1Ö 48V DC Weitspannung | MC2C301ATWG Mini Contactor 3NO AUX 1NC 48VDC +/-30%
1SAL101961R9902 | MC2C400ATWD | Active | 4013614545276 | 47.92 | 1 | 1 | stuk | Mini Contactor MC | BE31220 | SP (Control general) | stuk | MC2 5 5kW 400Vac 4P 24Vdc +/-30% | Mini-contacteur 5,5kW 400Vac 4p Bobine 24Vdc +/-30% | MC2C400ATWD Kleinschütz 4S 24V DC Weitspannung | MC2C400ATWD Mini Contactor 4NO 24VDC +/-30%
1SAL101962R9902 | MC2C400ATWG | Active | 4013614545283 | 47.92 | 1 | 1 | stuk | Mini Contactor MC | BE31220 | SP (Control general) | stuk | MC2 5 5kW 400Vac 4P 48Vdc +/-30% | Mini-contacteur 5,5kW 400Vac 4p Bobine 48Vdc +/-30% | MC2C400ATWG Kleinschütz 4S 48V DC Weitspannung | MC2C400ATWG Mini Contactor 4NO 48VDC +/-30%
1SAL101963R9902 | MC2C400ATWJ | Active | 4013614545290 | 47.92 | 1 | 1 | stuk | Mini Contactor MC | BE31220 | SP (Control general) | stuk | MC2 5 5kW 400Vac 4P 110Vdc +/-30% | Mini-contacteur 5,5kW 400Vac 4p Bobine 110Vdc +/-30% | MC2C400ATWJ Kleinschütz 4S 110V DC Weitspannung | MC2C400ATWJ Mini Contactor 4NO 110VDC +/-30%
1SAL101964R9902 | MC2C400ATWL | Active | 4013614545306 | 47.92 | 1 | 1 | stuk | Mini Contactor MC | BE31220 | SP (Control general) | stuk | MC2 5 5kW 400Vac 4P 125Vdc +/-30% | Mini-contacteur 5,5kW 400Vac 4p Bobine 125Vdc +/-30% | MC2C400ATWL Kleinschütz 4S 125V DC Weitspannung | MC2C400ATWL Mini Contactor 4NO 125VDC +/-30%
1SAL101965R9902 | MC2CB00ATWD | Active | 4013614545320 | 47.92 | 1 | 1 | stuk | Mini Contactor MC | BE31220 | SP (Control general) | stuk | MC2 5 5kW 400Vac 4p 2NO+2NC | Mini-contacteur 5,5kW 400Vac 4p 2NO+2NC | MC2CB00ATWD Kleinschütz 2S+2Ö 24V DC Weitspannung | MC2CB00ATWD Mini Contactor 2NO+2NC 24VDC +/-30%
1SAL101966R9902 | MC2CB00ATWG | Active | 4013614545337 | 47.92 | 1 | 1 | stuk | Mini Contactor MC | BE31220 | SP (Control general) | stuk | MC2 5 5kW 400Vac 4p 2NO+2NC | Mini-contacteur 5,5kW 400Vac 4p 2NO+2NC | MC2CB00ATWG Kleinschütz 2S+2Ö 48V DC Weitspannung | MC2CB00ATWG Mini Contactor 2NO+2NC 48VDC +/-30%
1SAL101967R9902 | MC2CB00ATWJ | Active | 4013614545344 | 47.92 | 1 | 1 | stuk | Mini Contactor MC | BE31220 | SP (Control general) | stuk | MC2 5 5kW 400Vac 4p 2NO+2NC | Mini-contacteur 5,5kW 400Vac 4p 2NO+2NC | MC2CB00ATWJ Kleinschütz 2S+2Ö 110V DC Weitspannung | MC2CB00ATWJ Mini Contactor 2NO+2NC 110VDC +/-30%
1SAL101968R9902 | MC2CB00ATWN | Active | 4013614545368 | 47.92 | 1 | 1 | stuk | Mini Contactor MC | BE31220 | SP (Control general) | stuk | MC2 5 5kW 400Vac 4p 2NO+2NC | Mini-contacteur 5,5kW 400Vac 4p 2NO+2NC | MC2CB00ATWN Kleinschütz 2S+2Ö 220V DC Weitspannung | MC2CB00ATWN Mini Contactor 2NO+2NC 220VDC +/-30%
1SAL102000R9911 | MC1C310ATWED-RAIL | Active | 4013614548017 | 50.28 | 1 | 1 | stuk | Mini Contactor MC | BE31220 | SP (Control general) | stuk | MC1 4kW 400Vac 3P 33Vdc 1NO Tractie | Mini-contacteur 4kW 400Vac 3p Bobine 33Vdc Contact auxiliaire 1NO Application ferroviaire | MC1C310ATWED-RAIL Kleinschütz 3S Hilfs 1S 33V DC | MC1C310ATWED-RAIL Mini Contactor 3NO AUX 1NO 33VDC
1SAL102001R9911 | MC1C310ATWID-RAIL | Active | 4013614548024 | 50.28 | 1 | 1 | stuk | Mini Contactor MC | BE31220 | SP (Control general) | stuk | MC1 4kW 400Vac 3P 72Vdc 1NO Tractie | Mini-contacteur 4kW 400Vac 3p Bobine 72Vdc Contact auxiliaire 1NO Application ferroviaire | MC1C310ATWID-RAIL Kleinschütz 3S Hilfs 1S 72V DC | MC1C310ATWID-RAIL Mini Contactor 3NO AUX 1NO 72VDC
1SAL102021R9911 | MC1C301ATWED-RAIL | Active | 4013614548055 | 50.28 | 1 | 1 | stuk | Mini Contactor MC | BE31220 | SP (Control general) | stuk | MC1 4kW 400Vac 3P 33Vdc 1NC Tractie | Mini-contacteur 4kW 400Vac 3p Bobine 33Vdc Contact auxiliaire 1NC Application ferroviaire | MC1C301ATWED-RAIL Kleinschütz 3S Hilfs 1Ö 33V DC | MC1C301ATWED-RAIL Mini Contactor 3NO AUX 1NC 33VDC
1SAL102022R9912 | MC2C310ATWED-RAIL | Active | 4013614548178 | 50.76 | 1 | 1 | stuk | Mini Contactor MC | BE31220 | SP (Control general) | stuk | MC2 5 5kW 400Vac 3P 33Vdc 1NO Tractie | Mini-contacteur 5,5kW 400Vac 3p Bobine 33Vdc Contact auxiliaire 1NO Application ferroviaire | MC2C310ATWED-RAIL Kleinschütz 3S Hilfs 1S 33V DC | MC2C310ATWED-RAIL Mini Contactor 3NO AUX 1NO 33VDC
1SAL102042R9912 | MC2C301ATWED-RAIL | Active | 4013614548215 | 50.76 | 1 | 1 | stuk | Mini Contactor MC | BE31220 | SP (Control general) | stuk | MC2 5 5kW 400Vac 3P 33Vdc 1NC Tractie | Mini-contacteur 5,5kW 400Vac 3p Bobine 33Vdc Contact auxiliaire 1NC Application ferroviaire | MC2C301ATWED-RAIL Kleinschütz 3S Hilfs 1Ö 33V DC | MC2C301ATWED-RAIL Mini Contactor 3NO AUX 1NC 33VDC
1SAL102084R9912 | MC2C301ATWID-RAIL | Active | 4013614548222 | 50.76 | 1 | 1 | stuk | Mini Contactor MC | BE31220 | SP (Control general) | stuk | MC2 5 5kW 400Vac 3P 72Vdc 1NC Tractie | Mini-contacteur 5,5kW 400Vac 3p Bobine 72Vdc Contact auxiliaire 1NC Application ferroviaire | MC2C301ATWID-RAIL Kleinschütz 3S Hilfs 1Ö 72V DC | MC2C301ATWID-RAIL Mini Contactor 3NO AUX 1NC 72VDC
1SAL102106R9912 | MC2C400ATWED-RAIL | Active | 4013614548253 | 53.23 | 1 | 1 | stuk | Mini Contactor MC | BE31220 | SP (Control general) | stuk | MC2 5 5kW 400Vac 4P 33Vdc Railtoepassing | Mini-contacteur 5,5kW 400Vac 4p Bobine 33Vdc Application ferroviaire | MC2C400ATWED-RAIL Kleinschütz 4S 33V DC | MC2C400ATWED-RAIL Mini Contactor 4NO 33VDC
1SAL102109R9912 | MC2C400ATWJD-RAIL | Active | 4013614548277 | 53.23 | 1 | 1 | stuk | Mini Contactor MC | BE31220 | SP (Control general) | stuk | MC2 5 5kW 400Vac 4P 110Vdc Railtoepassing | Mini-contacteur 5,5kW 400Vac 4p Bobine 110Vdc Application ferroviaire | MC2C400ATWJD-RAIL Kleinschütz 4S 110V DC | MC2C400ATWJD-RAIL Mini Contactor 4NO 110VDC
1SAL102110R9912 | MC2CB00ATWDD-RAIL | Active | 4013614548284 | 53.23 | 1 | 1 | stuk | Mini Contactor MC | BE31220 | SP (Control general) | stuk | MC2 5 5kW 400Vac 4p 2NO+2NC | Mini-contacteur 5,5kW 400Vac 4p 2NO+2NC | MC2CB00ATWDD-RAIL Kleinschütz 2S+2Ö 24V DC | MC2CB00ATWDD-RAIL Mini Contactor 2NO+2NC 24VDC
1SAL102111R9912 | MC2CB00ATWED-RAIL | Active | 4013614548291 | 53.23 | 1 | 1 | stuk | Mini Contactor MC | BE31220 | SP (Control general) | stuk | MC2 5 5kW 400Vac 4p 2NO+2NC | Mini-contacteur 5,5kW 400Vac 4p 2NO+2NC | MC2CB00ATWED-RAIL Kleinschütz 2S+2Ö 33V DC | MC2CB00ATWED-RAIL Mini Contactor 2NO+2NC 33VDC
1SAL102119R9911 | MC1C310ARWED-RAIL | Active | 4013614548734 | 65.35 | 1 | 1 | stuk | Mini Contactor MC | BE31220 | SP (Control general) | stuk | MC1 4kW 400Vac 3P 33Vdc 1NO Tractie | Mini-contacteur 4kW 400Vac 3p Bobine 33Vdc Contact auxiliaire 1NO Application ferroviaire | MC1C310ARWED-RAIL Kleinschütz 3S Hilfs 1S 33V DC | MC1C310ARWED-RAIL Mini Contactor 3NO AUX 1NO 33VDC
1SAL102120R9911 | MC1C310ARWID-RAIL | Active | 4013614548741 | 65.35 | 1 | 1 | stuk | Mini Contactor MC | BE31220 | SP (Control general) | stuk | MC1 4kW 400Vac 3P 72Vdc 1NO Tractie | Mini-contacteur 4kW 400Vac 3p Bobine 72Vdc Contact auxiliaire 1NC Application ferroviaire | MC1C310ARWID-RAIL Kleinschütz 3S Hilfs 1S 72V DC | MC1C310ARWID-RAIL Mini Contactor 3NO AUX 1NO 72VDC
1SAL102121R9911 | MC1C301ARWDD-RAIL | Active | 4013614548765 | 65.35 | 1 | 1 | stuk | Mini Contactor MC | BE31220 | SP (Control general) | stuk | MC1 4kW 400Vac 3P 24Vdc 1NC Tractie | Mini-contacteur 4kW 400Vac 3p Bobine 24Vdc Contact auxiliaire 1NC Application ferroviaire | MC1C301ARWDD-RAIL Kleinschütz 3S Hilfs 1Ö 24V DC | MC1C301ARWDD-RAIL Mini Contactor 3NO AUX 1NC 24VDC
1SAL102122R9911 | MC1C301ARWED-RAIL | Active | 4013614548772 | 65.35 | 1 | 1 | stuk | Mini Contactor MC | BE31220 | SP (Control general) | stuk | MC1 4kW 400Vac 3P 33Vdc 1NC Tractie | Mini-contacteur 4kW 400Vac 3p Bobine 33Vdc Contact auxiliaire 1NC Application ferroviaire | MC1C301ARWED-RAIL Kleinschütz 3S Hilfs 1Ö 33V DC | MC1C301ARWED-RAIL Mini Contactor 3NO AUX 1NC 33VDC
1SAL102123R9911 | MC1C301ARWID-RAIL | Active | 4013614548789 | 65.35 | 1 | 1 | stuk | Mini Contactor MC | BE31220 | SP (Control general) | stuk | MC1 4kW 400Vac 3P 72Vdc 1NC Tractie | Mini-contacteur 4kW 400Vac 3p Bobine 72Vdc Contact auxiliaire 1NC Application ferroviaire | MC1C301ARWID-RAIL Kleinschütz 3S Hilfs 1Ö 72V DC | MC1C301ARWID-RAIL Mini Contactor 3NO AUX 1NC 72VDC
1SAL102124R9911 | MC1C400ARWED-RAIL | Active | 4013614548819 | 53.23 | 1 | 1 | stuk | Mini Contactor MC | BE31220 | SP (Control general) | stuk | MC1 4kW 400Vac 4P 33Vdc | Mini-contacteur 4kW 400Vac 4p Bobine 33Vdc | MC1C400ARWED-RAIL Kleinschütz 4S 33V DC | MC1C400ARWED-RAIL Mini Contactor 4NO 33VDC
1SAL102129R9911 | MC1CB00ARWDD-RAIL | Active | 4013614548888 | 53.23 | 1 | 1 | stuk | Mini Contactor MC | BE31220 | SP (Control general) | stuk | MC1 4kW 400Vac 4p 2NO+2NC | Mini-contacteur 4kW 400Vac 4p 2NO+2NC | MC1CB00ARWDD-RAIL Kleinschütz 2S+2Ö 24V DC | MC1CB00ARWDD-RAIL Mini Contactor 2NO+2NC 24VDC
1SAL102130R9911 | MC1CB00ARWED-RAIL | Active | 4013614548895 | 53.23 | 1 | 1 | stuk | Mini Contactor MC | BE31220 | SP (Control general) | stuk | MC1 4kW 400Vac 4p 2NO+2NC | Mini-contacteur 4kW 400Vac 4p 2NO+2NC | MC1CB00ARWED-RAIL Kleinschütz 2S+2Ö 33V DC | MC1CB00ARWED-RAIL Mini Contactor 2NO+2NC 33VDC
1SAL102131R9912 | MC2C310ARWED-RAIL | Active | 4013614549229 | 61.22 | 1 | 1 | stuk | Mini Contactor MC | BE31220 | SP (Control general) | stuk | MC2 5 5kW 400Vac 3P 33Vdc 1NO Tractie | Mini-contacteur 5,5kW 400Vac 3p Bobine 33Vdc Contact auxiliaire 1NO Application ferroviaire | MC2C310ARWED-RAIL Kleinschütz 3S Hilfs 1S 33V DC | MC2C310ARWED-RAIL Mini Contactor 3NO AUX 1NO 33VDC
1SAL102132R9912 | MC2C301ARWDD-RAIL | Active | 4013614549250 | 61.22 | 1 | 1 | stuk | Mini Contactor MC | BE31220 | SP (Control general) | stuk | MC2 5 5kW 400Vac 3P 24Vdc 1NC Tractie | Mini-contacteur 5,5kW 400Vac 3p Bobine 24Vdc Contact auxiliaire 1NC Application ferroviaire | MC2C301ARWDD-RAIL Kleinschütz 3S Hilfs 1Ö 24V DC | MC2C301ARWDD-RAIL Mini Contactor 3NO AUX 1NC 24VDC
1SAL102133R9912 | MC2C301ARWED-RAIL | Active | 4013614549267 | 61.22 | 1 | 1 | stuk | Mini Contactor MC | BE31220 | SP (Control general) | stuk | MC2 5 5kW 400Vac 3P 33Vdc 1NC Tractie | Mini-contacteur 5,5kW 400Vac 3p Bobine 33Vdc Contact auxiliaire 1NC Application ferroviaire | MC2C301ARWED-RAIL Kleinschütz 3S Hilfs 1Ö 33V DC | MC2C301ARWED-RAIL Mini Contactor 3NO AUX 1NC 33VDC
1SAL102134R9912 | MC2C301ARWJD-RAIL | Active | 4013614549281 | 61.22 | 1 | 1 | stuk | Mini Contactor MC | BE31220 | SP (Control general) | stuk | MC2C301ARWJD-RAIL 3NO AUX 1NC 110VDC | Mini-contacteur 5,5kW 400Vac 3p Bobine 110Vdc Contact auxiliaire 1NC Application ferroviaire | MC2C301ARWJD-RAIL Kleinschütz 3S Hilfs 1Ö 110V DC | MC2C301ARWJD-RAIL Mini Contactor 3NO AUX 1NC 110VDC
1SAL102147U9901 | MC1A301AT1MP | Active |  | 33.15 | 1 | 40 | stuk | Mini Contactor MC | BE31220 | SP (Control general) | stuk | MC1 4kW 400Vac 3P 24V 50/60Hz 1NCMultipack | Mini-contacteur 4kW 400Vac 3p Bobine 24V 50/60Hz Contact auxiliaire 1NC Multi pack | MC1A301AT1MP Kleinschütz 3S Hilfs 1Ö 24V 50/60Hz | MC1A301AT1MP Mini Contactor 3NO AUX 1NC 24V 50/60Hz
1SAL102148U9900 | MCRA022AT6MP | Active |  | 33.15 | 1 | 40 | stuk | Mini Contactor MC | BE31220 | SP (Control general) | stuk | MCR 2NO+2NC 220-230V 50/60Hz | Contacteur auxiliaire 2NO+2NC Bonbine 220-230V 50/60Hz | MCRA022AT6MP Kleinhilfsschütz 2S+2Ö 220-230V 50/60Hz | MCRA022AT6MP Mini Contactor Relay 2NO+2NC 220-230V 50/60Hz
1SAL102149R9901 | MI1S00SAUJ | Active | 4013614550065 | 66.4 | 1 | 1 | stuk | Mini Contactor MC | BE31220 | SP (Control general) | stuk | Mini Contactor MC MI1S00SAUJ | Mini-contacteur 4kW 400Vac 3p Bobine 110-115V 50Hz/110-120V 60Hz | Mini Contactor 3pole 4kW 400Vac Reverse, Aux. contact 1NC Coil 110-115V 50Hz/110-120V 60Hz | MI1S00SAUJ Mini Rev.Contactor 3NO AUX 1NC 110-115V 50Hz/110-120V 60Hz
1SAL102157R9901 | MC1A310AR6 | Active | 4013614543685 | 39.68 | 1 | 1 | stuk | Mini Contactor MC | BE31220 | SP (Control general) | stuk | MC1 4kW 400Vac 3P | Mini-contacteur 4kW 400Vac 3p | MC1A310AR6 Kleinschütz 3S Hilfs 1S 220-230V 50/60Hz | MC1A310AR6 Mini Contactor 3NO AUX 1NO 220-230V 50/60Hz
1SAL102158R9901 | MC1A301AR6 | Active | 4013614543715 | 39.68 | 1 | 1 | stuk | Mini Contactor MC | BE31220 | SP (Control general) | stuk | MC1 4kW 400Vac 3P | Mini-contacteur 4kW 400Vac 3p | MC1A301AR6 Kleinschütz 3S Hilfs 1Ö 220-230V 50/60Hz | MC1A301AR6 Mini Contactor 3NO AUX 1NC 220-230V 50/60Hz
1SAL102160R9901 | MC1A400AR1 | Active | 4013614543739 | 40.9 | 1 | 1 | stuk | Mini Contactor MC | BE31220 | SP (Control general) | stuk | MC1 4kW 400Vac 4P | Mini-contacteur 4kW 400Vac 4p | MC1A400AR1 Kleinschütz 4S 24V 50/60Hz | MC1A400AR1 Mini Contactor 4NO 24V 50/60Hz
1SAL102164R9901 | MC1A400AR6 | Active | 4013614543746 | 40.9 | 1 | 1 | stuk | Mini Contactor MC | BE31220 | SP (Control general) | stuk | MC1 4kW 400Vac 4P | Mini-contacteur 4kW 400Vac 4p | MC1A400AR6 Kleinschütz 4S 220-230V 50/60Hz | MC1A400AR6 Mini Contactor 4NO 220-230V 50/60Hz
1SAL102166R9901 | MC1A400ARJ | Active | 4013614543753 | 40.9 | 1 | 1 | stuk | Mini Contactor MC | BE31220 | SP (Control general) | stuk | MC1 4kW 400Vac 4P | Mini-contacteur 4kW 400Vac 4p | MC1A400ARJ Kleinschütz 4S 110-115V 50Hz / 110-120V 60Hz | MC1A400ARJ Mini Contactor 4NO 110-115V 50Hz/110-120V 60Hz
1SAL102167R9901 | MC1AA00AR1 | Active | 4013614543760 | 40.9 | 1 | 1 | stuk | Mini Contactor MC | BE31220 | SP (Control general) | stuk | MC1 4kW 400Vac 4P 24V 50/60Hz | Mini-contacteur 4kW 400Vac 4p Bobine 24V 50/60Hz | MC1AA00AR1 Kleinschütz 4Ö 24V 50/60Hz | MC1AA00AR1 Mini Contactor 4NC 24V 50/60Hz
1SAL102169R9901 | MC1AA00AR6 | Active | 4013614543777 | 40.9 | 1 | 1 | stuk | Mini Contactor MC | BE31220 | SP (Control general) | stuk | MC1 4kW 400Vac 4P 220-230V 50/60Hz | Mini-contacteur 4kW 400Vac 4p Bobine 220-230V 50/60Hz | MC1AA00AR6 Kleinschütz 4Ö 220-230V 50/60Hz | MC1AA00AR6 Mini Contactor 4NC 220-230V 50/60Hz
1SAL102170R9901 | MC1AA00ARJ | Active | 4013614543784 | 40.9 | 1 | 1 | stuk | Mini Contactor MC | BE31220 | SP (Control general) | stuk | MC1AA00ARJ 4NC 110-115V 50Hz/110-120V 60Hz | Mini-contacteur 4kW 400Vac 4p Bobine 110-115V 50Hz/110-120V 60Hz | MC1AA00ARJ Kleinschütz 4Ö 110-115V 50Hz / 110-120V 60Hz | MC1AA00ARJ Mini Contactor 4NC 110-115V 50Hz/110-120V 60Hz
1SAL102172R9901 | MC1AB00AR1 | Active | 4013614543791 | 40.9 | 1 | 1 | stuk | Mini Contactor MC | BE31220 | SP (Control general) | stuk | MC1 4kW 400Vac 4p 2NO+2NC | Mini-contacteur 4kW 400Vac 4p 2NO+2NC | MC1AB00AR1 Kleinschütz 2S+2Ö 24V 50/60Hz | MC1AB00AR1 Mini Contactor 2NO+2NC 24V 50/60Hz
1SAL102173R9901 | MC1AB00AR6 | Active | 4013614543807 | 40.9 | 1 | 1 | stuk | Mini Contactor MC | BE31220 | SP (Control general) | stuk | MC1 4kW 400Vac 4p 2NO+2NC | Mini-contacteur 4kW 400Vac 4p 2NO+2NC | MC1AB00AR6 Kleinschütz 2S+2Ö 220-230V 50/60Hz | MC1AB00AR6 Mini Contactor 2NO+2NC 220-230V 50/60Hz
1SAL102174R9901 | MC1AB00ARJ | Active | 4013614543814 | 40.9 | 1 | 1 | stuk | Mini Contactor MC | BE31220 | SP (Control general) | stuk | MC1 4kW 400Vac 4p 2NO+2NC | Mini-contacteur 4kW 400Vac 4p 2NO+2NC | MC1AB00ARJ Kleinschütz 2S+2Ö 110-115V 50Hz / 110-120V 60Hz | MC1AB00ARJ Mini Contactor 2NO+2NC 110-115V 50Hz/110-120V 60Hz
1SAL102175R9902 | MC2A310AR6 | Active | 4013614545689 | 44.88 | 1 | 1 | stuk | Mini Contactor MC | BE31220 | SP (Control general) | stuk | MC2 5 5kW 400Vac 3P | Mini-contacteur 5,5kW 400Vac 3p | MC2A310AR6 Kleinschütz 3S Hilfs 1S 220-230V 50/60Hz | MC2A310AR6 Mini Contactor 3NO AUX 1NO 220-230V 50/60Hz
1SAL102176R9902 | MC2A301AR6 | Active | 4013614545719 | 44.88 | 1 | 1 | stuk | Mini Contactor MC | BE31220 | SP (Control general) | stuk | MC2 5 5kW 400Vac 3P | Mini-contacteur 5,5kW 400Vac 3p | MC2A301AR6 Kleinschütz 3S Hilfs 1Ö 220-230V 50/60Hz | MC2A301AR6 Mini Contactor 3NO AUX 1NC 220-230V 50/60Hz
1SAL102332R9900 | MCRC040AID | Active | 4013614549991 | 44.63 | 1 | 1 | stuk | Mini Contactor MC | BE31220 | SP (Control general) | stuk | MCRC040AIDMini.Cont.Relay 4NO 24VDC | Contacteur auxiliaire 4NO Bobine 24Vdc | Contactor relays 4NO Coil 24Vdc | MCRC040AID Mini Contactor Relay 4NO 24VDC
1SAL102378R9902 | MC2C310ATWD | Active | 4013614545122 | 44.88 | 1 | 1 | stuk | Mini Contactor MC | BE31220 | SP (Control general) | stuk | MC2 5 5kW 400Vac 3P 24Vdc +/-30% 1NO | Mini-contacteur 5,5kW 400Vac 3p Bobine 24Vdc +/-30% Contact auxiliaire 1NO | MC2C310ATWD Kleinschütz 3S Hilfs 1S 24V DC Weitspannung | MC2C310ATWD Mini Contactor 3NO AUX 1NO 24VDC +/-30%
1SAL102379R9902 | MC2C301ATWD | Active | 4013614545221 | 44.88 | 1 | 1 | stuk | Mini Contactor MC | BE31220 | SP (Control general) | stuk | MC2 5 5kW 400Vac 3P 24Vdc +/-30% 1NC | Mini-contacteur 5,5kW 400Vac 3p Bobine 24Vdc +/-30% Contact auxiliaire 1NC | MC2C301ATWD Kleinschütz 3S Hilfs 1Ö 24V DC Weitspannung | MC2C301ATWD Mini Contactor 3NO AUX 1NC 24VDC +/-30%
1SAL102381R9902 | MC2C310ATWJ | Active | 4013614545146 | 44.88 | 1 | 1 | stuk | Mini Contactor MC | BE31220 | SP (Control general) | stuk | MC2C310ATWJ 3NO AUX 1NO 110VDC +/-30% | Mini-contacteur 5,5kW 400Vac 3p Bobine 110Vdc +/-30% Contact auxiliaire 1NO | MC2C310ATWJ Kleinschütz 3S Hilfs 1S 110V DC Weitspannung | MC2C310ATWJ Mini Contactor 3NO AUX 1NO 110VDC +/-30%
1SAL102382R9902 | MC2C301ATWJ | Active | 4013614545245 | 44.88 | 1 | 1 | stuk | Mini Contactor MC | BE31220 | SP (Control general) | stuk | MC2C301ATWJ 3NO AUX 1NC 110VDC +/-30% | Mini-contacteur 5,5kW 400Vac 3p Bobine 110Vdc +/-30% Contact auxiliaire 1NC | MC2C301ATWJ Kleinschütz 3S Hilfs 1Ö 110V DC Weitspannung | MC2C301ATWJ Mini Contactor 3NO AUX 1NC 110VDC +/-30%
1SAL102611R9901 | MC1A310ATM | Active | 4013614541377 | 34.53 | 1 | 1 | stuk | Mini Contactor MC | BE31220 | SP (Control general) | stuk | MC1 4kW 400Vac 3P 208-220V 60Hz 1NO | Mini-contacteur 4kW 400Vac 3p Bobine 208-220V 60Hz Contact auxiliaire 1NO | MC1A310ATM Kleinschütz 3S Hilfs 1S 208-220V 60Hz | MC1A310ATM Mini Contactor 3NO AUX 1NO 208-220V 60Hz
1SAL102615R9901 | MC1A310ATW | Active | 4013614541407 | 34.53 | 1 | 1 | stuk | Mini Contactor MC | BE31220 | SP (Control general) | stuk | MC1 4kW 400Vac 3P 415-440V50Hz/480V 60Hz 1NO | Mini-contacteur 4kW 400Vac 3p Bobine 415-440V50Hz/480V 60Hz Contact auxiliaire 1NO | MC1A310ATW Kleinschütz 3S Hilfs 1S 415-440V 50Hz / 480V 60Hz | MC1A310ATW Mini Contactor 3NO AUX 1NO 415-440V50Hz/480V 60Hz
1SAL102616R9901 | MC1A310ATY | Active | 4013614541414 | 34.53 | 1 | 1 | stuk | Mini Contactor MC | BE31220 | SP (Control general) | stuk | MC1A310ATY 3NO AUX 1NO 500V 50Hz/600V 60Hz | Mini-contacteur 4kW 400Vac 3p Bobine 500V 50Hz/600V 60Hz Contact auxiliaire 1NO | MC1A310ATY Kleinschütz 3S Hilfs 1S 500V 50Hz / 600V 60Hz | MC1A310ATY Mini Contactor 3NO AUX 1NO 500V 50Hz/600V 60Hz
1SAL102617R9901 | MC1A310AT1 | Active | 4013614541315 | 34.53 | 1 | 1 | stuk | Mini Contactor MC | BE31220 | SP (Control general) | stuk | MC1 4kW 400Vac 3P 24V 50/60Hz 1NO | Mini-contacteur 4kW 400Vac 3p Bobine 24V 50/60Hz Contact auxiliaire 1NO | MC1A310AT1 Kleinschütz 3S Hilfs 1S 24V 50/60Hz | MC1A310AT1 Mini Contactor 3NO AUX 1NO 24V 50/60Hz
1SAL102620R9901 | MC1A310AT4 | Active | 4013614541322 | 34.53 | 1 | 1 | stuk | Mini Contactor MC | BE31220 | SP (Control general) | stuk | MC1 4kW 400Vac 3P 120V 50/60Hz 1NO | Mini-contacteur 4kW 400Vac 3p Bobine 120V 50/60Hz Contact auxiliaire 1NO | MC1A310AT4 Kleinschütz 3S Hilfs 1S 120V 50/60Hz | MC1A310AT4 Mini Contactor 3NO AUX 1NO 120V 50/60Hz
1SAL102622R9901 | MC1A310AT6 | Active | 4013614541339 | 34.53 | 1 | 1 | stuk | Mini Contactor MC | BE31220 | SP (Control general) | stuk | MC1A310AT6 3NO AUX 1NO 220-230V 50/60Hz | Mini-contacteur 4kW 400Vac 3p Bobine 220-230V 50/60Hz Contact auxiliaire 1NO | MC1A310AT6 Kleinschütz 3S Hilfs 1S 220-230V 50/60Hz | MC1A310AT6 Mini Contactor 3NO AUX 1NO 220-230V 50/60Hz
1SAL102623R9901 | MC1A310AT7 | Active | 4013614541346 | 34.53 | 1 | 1 | stuk | Mini Contactor MC | BE31220 | SP (Control general) | stuk | MC1 4kW 400Vac 3P 240V 50/60Hz 1NO | Mini-contacteur 4kW 400Vac 3p Bobine 240V 50/60Hz Contact auxiliaire 1NO | MC1A310AT7 Kleinschütz 3S Hilfs 1S 240V 50/60Hz | MC1A310AT7 Mini Contactor 3NO AUX 1NO 240V 50/60Hz
1SAL102636R9901 | MC1A301ATW | Active | 4013614541513 | 34.53 | 1 | 1 | stuk | Mini Contactor MC | BE31220 | SP (Control general) | stuk | MC1 4kW 400Vac 3P 415-440V50Hz/480V 60Hz 1NC | Mini-contacteur 4kW 400Vac 3p Bobine 415-440V50Hz/480V 60Hz Contact auxiliaire 1NC | MC1A301ATW Kleinschütz 3S Hilfs 1Ö 415-440V 50Hz / 480V 60Hz | MC1A301ATW Mini Contactor 3NO AUX 1NC 415-440V50Hz/480V 60Hz
1SAL102637R9901 | MC1A301ATY | Active | 4013614541520 | 34.53 | 1 | 1 | stuk | Mini Contactor MC | BE31220 | SP (Control general) | stuk | MC1A301ATY 3NO AUX 1NC 500V 50Hz/600V 60Hz | Mini-contacteur 4kW 400Vac 3p Bobine 500V 50Hz/600V 60Hz Contact auxiliaire 1NC | MC1A301ATY Kleinschütz 3S Hilfs 1Ö 500V 50Hz / 600V 60Hz | MC1A301ATY Mini Contactor 3NO AUX 1NC 500V 50Hz/600V 60Hz
1SAL102638R9901 | MC1A301AT1 | Active | 4013614541421 | 34.53 | 1 | 1 | stuk | Mini Contactor MC | BE31220 | SP (Control general) | stuk | MC1 4kW 400Vac 3P 24V 50/60Hz 1NC | Mini-contacteur 4kW 400Vac 3p Bobine 24V 50/60Hz Contact auxiliaire 1NC | MC1A301AT1 Kleinschütz 3S Hilfs 1Ö 24V 50/60Hz | MC1A301AT1 Mini Contactor 3NO AUX 1NC 24V 50/60Hz
1SAL102641R9901 | MC1A301AT4 | Active | 4013614541438 | 34.53 | 1 | 1 | stuk | Mini Contactor MC | BE31220 | SP (Control general) | stuk | MC1 4kW 400Vac 3P 120V 50/60Hz 1NC | Mini-contacteur 4kW 400Vac 3p Bobine 120V 50/60Hz Contact auxiliaire 1NC | MC1A301AT4 Kleinschütz 3S Hilfs 1Ö 120V 50/60Hz | MC1A301AT4 Mini Contactor 3NO AUX 1NC 120V 50/60Hz
1SAL102643R9901 | MC1A301AT6 | Active | 4013614541445 | 34.53 | 1 | 1 | stuk | Mini Contactor MC | BE31220 | SP (Control general) | stuk | MC1A301AT6 3NO AUX 1NC 220-230V 50/60Hz | Mini-contacteur 4kW 400Vac 3p Bobine 220-230V 50/60Hz Contact auxiliaire 1NC | MC1A301AT6 Kleinschütz 3S Hilfs 1Ö 220-230V 50/60Hz | MC1A301AT6 Mini Contactor 3NO AUX 1NC 220-230V 50/60Hz
1SAL102701R9901 | MC1A310AI1 | Active | 4013614549823 | 38.17 | 1 | 1 | stuk | Mini Contactor MC | BE31220 | SP (Control general) | stuk | MC1 4kW 400Vac 3P | Mini-contacteur 4kW 400Vac 3p | Mini Contactor 3pole 4kW 400Vac | MC1A310AI1 Mini Contactor 3NO AUX 1NO 24V 50/60Hz
1SAL102722R9901 | MC1A301AI1 | Active | 4013614549373 | 38.17 | 1 | 1 | stuk | Mini Contactor MC | BE31220 | SP (Control general) | stuk | MC1 4kW 400Vac 3P | Mini-contacteur 4kW 400Vac 3p | Mini Contactor 3pole 4kW 400Vac | MC1A301AI1 Mini Contactor 3NO AUX 1NC 24V 50/60Hz
1SAL102980R9901 | MC1A400ATM | Active | 4013614541599 | 35.57 | 1 | 1 | stuk | Mini Contactor MC | BE31220 | SP (Control general) | stuk | MC1 4kW 400Vac 4P | Mini-contacteur 4kW 400Vac 4p | MC1A400ATM Kleinschütz 4S 208-220V 60Hz | MC1A400ATM Mini Contactor 4NO 208-220V 60Hz
1SAL102984R9901 | MC1A400ATW | Active | 4013614541629 | 35.57 | 1 | 1 | stuk | Mini Contactor MC | BE31220 | SP (Control general) | stuk | MC1 4kW 400Vac 4P | Mini-contacteur 4kW 400Vac 4p | MC1A400ATW Kleinschütz 4S 415-440V 50Hz / 480V 60Hz | MC1A400ATW Mini Contactor 4NO 415-440V50Hz/480V 60Hz
1SAL102985R9901 | MC1A400ATY | Active | 4013614541636 | 35.57 | 1 | 1 | stuk | Mini Contactor MC | BE31220 | SP (Control general) | stuk | MC1 4kW 400Vac 4P | Mini-contacteur 4kW 400Vac 4p | MC1A400ATY Kleinschütz 4S 500V 50Hz / 600V 60Hz | MC1A400ATY Mini Contactor 4NO 500V 50Hz/600V 60Hz
1SAL102986R9901 | MC1A400AT1 | Active | 4013614541537 | 35.57 | 1 | 1 | stuk | Mini Contactor MC | BE31220 | SP (Control general) | stuk | MC1 4kW 400Vac 4P 4NO 24V 50/60Hz S | Mini-contacteur 4kW 400Vac 4p | MC1A400AT1 Kleinschütz 4S 24V 50/60Hz | MC1A400AT1 Mini Contactor 4NO 24V 50/60Hz
1SAL102989R9901 | MC1A400AT4 | Active | 4013614541544 | 35.57 | 1 | 1 | stuk | Mini Contactor MC | BE31220 | SP (Control general) | stuk | MC1 4kW 400Vac 4P | Mini-contacteur 4kW 400Vac 4p | MC1A400AT4 Kleinschütz 4S 120V 50/60Hz | MC1A400AT4 Mini Contactor 4NO 120V 50/60Hz
1SAL102991R9901 | MC1A400AT6 | Active | 4013614541551 | 35.57 | 1 | 1 | stuk | Mini Contactor MC | BE31220 | SP (Control general) | stuk | MC1 4kW 400Vac 4NO 230V 50/60Hz S | Mini-contacteur 4kW 400Vac 4p | MC1A400AT6 Kleinschütz 4S 220-230V 50/60Hz | MC1A400AT6 Mini Contactor 4NO 220-230V 50/60Hz
1SAL102995R9901 | MC1A301AT7 | Active | 4013614541452 | 34.53 | 1 | 1 | stuk | Mini Contactor MC | BE31220 | SP (Control general) | stuk | MC1 4kW 400Vac 3P 240V 50/60Hz 1NC | Mini-contacteur 4kW 400Vac 3p Bobine 240V 50/60Hz Contact auxiliaire 1NC | MC1A301AT7 Kleinschütz 3S Hilfs 1Ö 240V 50/60Hz | MC1A301AT7 Mini Contactor 3NO AUX 1NC 240V 50/60Hz
1SAL102998R9901 | MC1CA00ATWN | Active | 4013614543050 | 40.61 | 1 | 1 | stuk | Mini Contactor MC | BE31220 | SP (Control general) | stuk | MC1 4kW 400Vac 4P 220Vdc +/-30% | Mini-contacteur 4kW 400Vac 4p Bobine 220Vdc +/-30% | MC1CA00ATWN Kleinschütz 4Ö 220V DC Weitspannung | MC1CA00ATWN Mini Contactor 4NC 220VDC +/-30%
1SAL103000R9901 | MC1CA00ATWJ | Active | 4013614543036 | 40.61 | 1 | 1 | stuk | Mini Contactor MC | BE31220 | SP (Control general) | stuk | MC1 4kW 400Vac 4P 110Vdc +/-30% | Mini-contacteur 4kW 400Vac 4p Bobine 110Vdc +/-30% | MC1CA00ATWJ Kleinschütz 4Ö 110V DC Weitspannung | MC1CA00ATWJ Mini Contactor 4NC 110VDC +/-30%
1SAL103001R9901 | MC1AB00ATM | Active | 4013614541810 | 35.57 | 1 | 1 | stuk | Mini Contactor MC | BE31220 | SP (Control general) | stuk | MC1 4kW 400Vac 4p 2NO+2NC | Mini-contacteur 4kW 400Vac 4p 2NO+2NC | MC1AB00ATM Kleinschütz 2S+2Ö 208-220V 60Hz | MC1AB00ATM Mini Contactor 2NO+2NC 208-220V 60Hz
1SAL103004R9901 | MC1AC00AT9 | Active | 4013614541902 | 35.57 | 1 | 1 | stuk | Mini Contactor MC | BE31220 | SP (Control general) | stuk | MC1 4kW 400Vac 3P 48V 50/60Hz 1NC | Mini-contacteur 4kW 400Vac 3p Bobine 48V 50/60Hz Contact auxiliaire 1NC | MC1AC00AT9 Kleinschütz 3S+1Ö 48V 50/60Hz | MC1AC00AT9 Mini Contactor 3NO+1NC 48V 50/60Hz
1SAL103005R9901 | MC1AC00AT1 | Active | 4013614541865 | 35.57 | 1 | 1 | stuk | Mini Contactor MC | BE31220 | SP (Control general) | stuk | MC1 4kW 400Vac 3P 24V 50/60Hz 1NC | Mini-contacteur 4kW 400Vac 3p Bobine 24V 50/60Hz Contact auxiliaire 1NC | MC1AC00AT1 Kleinschütz 3S+1Ö 24V 50/60Hz | MC1AC00AT1 Mini Contactor 3NO+1NC 24V 50/60Hz
1SAL103006R9901 | MC1AB00ATY | Active | 4013614541858 | 35.57 | 1 | 1 | stuk | Mini Contactor MC | BE31220 | SP (Control general) | stuk | MC1 4kW 400Vac 4p 2NO+2NC | Mini-contacteur 4kW 400Vac 4p 2NO+2NC | MC1AB00ATY Kleinschütz 2S+2Ö 500V 50Hz / 600V 60Hz | MC1AB00ATY Mini Contactor 2NO+2NC 500V 50Hz/600V 60Hz
1SAL103007R9901 | MC1AB00AT1 | Active | 4013614541759 | 35.57 | 1 | 1 | stuk | Mini Contactor MC | BE31220 | SP (Control general) | stuk | MC1 4kW 400Vac 4p 2NO+2NC | Mini-contacteur 4kW 400Vac 4p 2NO+2NC | MC1AB00AT1 Kleinschütz 2S+2Ö 24V 50/60Hz | MC1AB00AT1 Mini Contactor 2NO+2NC 24V 50/60Hz
1SAL103010R9901 | MC1AB00AT4 | Active | 4013614541766 | 35.57 | 1 | 1 | stuk | Mini Contactor MC | BE31220 | SP (Control general) | stuk | MC1 4kW 400Vac 4p 2NO+2NC | Mini-contacteur 4kW 400Vac 4p 2NO+2NC | MC1AB00AT4 Kleinschütz 2S+2Ö 120V 50/60Hz | MC1AB00AT4 Mini Contactor 2NO+2NC 120V 50/60Hz
1SAL103012R9901 | MC1AB00AT6 | Active | 4013614541773 | 35.57 | 1 | 1 | stuk | Mini Contactor MC | BE31220 | SP (Control general) | stuk | MC1 4kW 400Vac 4p 2NO+2NC | Mini-contacteur 4kW 400Vac 4p 2NO+2NC | MC1AB00AT6 Kleinschütz 2S+2Ö 220-230V 50/60Hz | MC1AB00AT6 Mini Contactor 2NO+2NC 220-230V 50/60Hz
1SAL103024U9902 | MC2A310AT6MP | Active |  | 37.51 | 1 | 40 | stuk | Mini Contactor MC | BE31220 | SP (Control general) | stuk | MC2A310AT6MP 3NO AUX 1NO 220-230V 50/60Hz | Mini-contacteur 5,5kW 400Vac 3p Bobine 220-230V 50/60Hz Contact auxiliaire 1NO Multi pack | MC2A310AT6MP Kleinschütz 3S Hilfs 1S 220-230V 50/60Hz | MC2A310AT6MP Mini Contactor 3NO AUX 1NO 220-230V 50/60Hz
1SAL103027R9902 | MC2AB00AT6 | Active | 4013614544439 | 43.04 | 1 | 1 | stuk | Mini Contactor MC | BE31220 | SP (Control general) | stuk | MC2 5 5kW 400Vac 4p 2NO+2NC | Mini-contacteur 5,5kW 400Vac 4p 2NO+2NC | MC2AB00AT6 Kleinschütz 2S+2Ö 220-230V 50/60Hz | MC2AB00AT6 Mini Contactor 2NO+2NC 220-230V 50/60Hz
1SAL103028R9901 | MC1AA00AT1 | Active | 4013614541643 | 37.32 | 1 | 1 | stuk | Mini Contactor MC | BE31220 | SP (Control general) | stuk | MC1AA00AT1 4NC 24V 50/60Hz | Mini-contacteur 4kW 400Vac 4p Bobine 24V 50/60Hz 4NC contacts principaux | MC1AA00AT1 Kleinschütz 4Ö 24V 50/60Hz | MC1AA00AT1 Mini Contactor 4NC 24V 50/60Hz
1SAL103029U9901 | MC1C310ATDMP | Active |  | 37.18 | 1 | 40 | stuk | Mini Contactor MC | BE31220 | SP (Control general) | stuk | MC1 4kW 400Vac 3P 24Vdc 1NO | Mini-contacteur 4kW 400Vac 3p Bobine 24Vdc Contact auxiliaire 1NO | Mini Contactor 3pole 4kW 400Vac Coil 24Vdc Aux. contact 1NO | MC1C310ATDMP Mini Contactor 3NO AUX 1NO 24VDC
1SAL103031R9901 | MC1AA00AT4 | Active | 4013614541650 | 37.32 | 1 | 1 | stuk | Mini Contactor MC | BE31220 | SP (Control general) | stuk | MC1AA00AT4 4NC 120V 50/60Hz | Mini-contacteur 4kW 400Vac 4p Bobine 120V 50/60Hz 4NC contacts principaux | MC1AA00AT4 Kleinschütz 4Ö 120V 50/60Hz | MC1AA00AT4 Mini Contactor 4NC 120V 50/60Hz
1SAL103033R9901 | MC1AA00AT6 | Active | 4013614541667 | 37.32 | 1 | 1 | stuk | Mini Contactor MC | BE31220 | SP (Control general) | stuk | MC1AA00AT6 4NC 220-230V 50/60Hz | Mini-contacteur 4kW 400Vac 4p Bobine 220-230V 50/60Hz 4NC contacts principaux | MC1AA00AT6 Kleinschütz 4Ö 220-230V 50/60Hz | MC1AA00AT6 Mini Contactor 4NC 220-230V 50/60Hz
1SAL103079R9901 | MC1AA00AT7 | Active | 4013614541674 | 37.32 | 1 | 1 | stuk | Mini Contactor MC | BE31220 | SP (Control general) | stuk | MC1AA00AT7 4NC 240V 50/60Hz | Mini-contacteur 4kW 400Vac 4p Bobine 240V 50/60Hz 4NC contacts principaux | MC1AA00AT7 Kleinschütz 4Ö 240V 50/60Hz | MC1AA00AT7 Mini Contactor 4NC 240V 50/60Hz
1SAL103099R9901 | MC1AB00AT7 | Active | 4013614541780 | 35.57 | 1 | 1 | stuk | Mini Contactor MC | BE31220 | SP (Control general) | stuk | MC1 4kW 400Vac 4p 2NO+2NC | Mini-contacteur 4kW 400Vac 4p 2NO+2NC | MC1AB00AT7 Kleinschütz 2S+2Ö 240V 50/60Hz | MC1AB00AT7 Mini Contactor 2NO+2NC 240V 50/60Hz
1SAL103100R9901 | MC1AC00AT7 | Active | 4013614541896 | 35.57 | 1 | 1 | stuk | Mini Contactor MC | BE31220 | SP (Control general) | stuk | MC1 4kW 400Vac 3P 240V 50/60Hz | Mini-contacteur 4kW 400Vac 3p Bobine 240V 50/60Hz | MC1AC00AT7 Kleinschütz 3S+1Ö 240V 50/60Hz | MC1AC00AT7 Mini Contactor 3NO+1NC 240V 50/60Hz
1SAL103101R9901 | MC1A400AT7 | Active | 4013614541568 | 35.57 | 1 | 1 | stuk | Mini Contactor MC | BE31220 | SP (Control general) | stuk | MC1 4kW 400Vac 4P | Mini-contacteur 4kW 400Vac 4p | MC1A400AT7 Kleinschütz 4S 240V 50/60Hz | MC1A400AT7 Mini Contactor 4NO 240V 50/60Hz
1SAL103102R9901 | MC1CA00ATWG | Active | 4013614543029 | 40.61 | 1 | 1 | stuk | Mini Contactor MC | BE31220 | SP (Control general) | stuk | MC1 4kW 400Vac 4P 48Vdc +/-30% 1NC | Mini-contacteur 4kW 400Vac 4p Bobine 48Vdc +/-30% Contact auxiliaire 1NC | MC1CA00ATWG Kleinschütz 4Ö 48V DC Weitspannung | MC1CA00ATWG Mini Contactor 4NC 48VDC +/-30%
1SAL103268R9902 | MC2A310AT9 | Active | 4013614544125 | 38.98 | 1 | 1 | stuk | Mini Contactor MC | BE31220 | SP (Control general) | stuk | MC2 5 5kW 400Vac 3P 48V 50/60Hz 1NO | Mini-contacteur 5,5kW 400Vac 3p Bobine 48V 50/60Hz Contact auxiliaire 1NO | MC2A310AT9 Kleinschütz 3S Hilfs 1S 48V 50/60Hz | MC2A310AT9 Mini Contactor 3NO AUX 1NO 48V 50/60Hz
1SAL103269R9902 | MC2A301AT9 | Active | 4013614544231 | 38.98 | 1 | 1 | stuk | Mini Contactor MC | BE31220 | SP (Control general) | stuk | MC2 5 5kW 400Vac 3P 48V 50/60Hz 1NC | Mini-contacteur 5,5kW 400Vac 3p Bobine 48V 50/60Hz Contact auxiliaire 1NC | MC2A301AT9 Kleinschütz 3S Hilfs 1Ö 48V 50/60Hz | MC2A301AT9 Mini Contactor 3NO AUX 1NC 48V 50/60Hz
1SAL103292R9902 | MC2A400ATU | Active | 4013614544385 | 41.01 | 1 | 1 | stuk | Mini Contactor MC | BE31220 | SP (Control general) | stuk | MC2 5 5kW 400Vac 4P | Mini-contacteur 5,5kW 400Vac 4p | MC2A400ATU Kleinschütz 4S 380-400V 50Hz / 440V 60Hz | MC2A400ATU Mini Contactor 4NO 380-400V 50Hz/440V60Hz
1SAL103298R9906 | MARL101ARS | Active | 4013614550454 | 9.04 | 1 | 1 | stuk | Mini Contactor MC | BE31220 | SP (Control general) | stuk | MARL 1NC ZijkantMont.Tractie | Contact auxiliaire 1NC Montage latéral Langue annulaire | MARL101ARS Hilfsschalter 1Ö ring-tongue-anschluss, seitlich anbaubar | MARL101ARS Auxiliary Contact Block
1SAL103299R9906 | MARL110ARS | Active | 4013614550461 | 9.04 | 1 | 1 | stuk | Mini Contactor MC | BE31220 | SP (Control general) | stuk | MARL 1NO ZijkantMont.Tractie | Contact auxiliaire 1NO Montage latéral Langue annulaire | MARL110ARS Hilfsschalter 1S ring-tongue-anschluss, seitlich anbaubar | MARL110ARS Auxiliary Contact Block
1SAL103300R9906 | MARN404AR | Active | 4013614550348 | 18.13 | 1 | 1 | stuk | Mini Contactor MC | BE31220 | SP (Control general) | stuk | MARN 4NC VoorkantMont.Tractie | Contact auxiliaire 4NC Montage frontal Langue annulaire | MARN404AR Hilfsschalter 4Ö ring-tongue-anschluss, fronts. anbaubar | MARN404AR Auxiliary Contact Block
1SAL103349R9906 | MARN220AR | Active | 4013614550287 | 11.36 | 1 | 1 | stuk | Mini Contactor MC | BE31220 | SP (Control general) | stuk | MARN 2NO VoorkantMont.Tractie | Contact auxiliaire 2NO Montage frontal Langue annulaire | MARN220AR Hilfsschalter 2S ring-tongue-anschluss, fronts. anbaubar | MARN220AR Auxiliary Contact Block
1SAL103350R9906 | MARN211AR | Active | 4013614550294 | 11.36 | 1 | 1 | stuk | Mini Contactor MC | BE31220 | SP (Control general) | stuk | MARN 1NO/1NC VoorkantMont.Tractie | Contact auxiliaire 1NO/1NC Montage frontal Langue annulaire | MARN211AR Hilfsschalter 1S/1Ö ring-tongue-anschluss, fronts. anbaubar | MARN211AR Auxiliary Contact Block
1SAL103351R9906 | MARN202AR | Active | 4013614550300 | 11.36 | 1 | 1 | stuk | Mini Contactor MC | BE31220 | SP (Control general) | stuk | MARN 2NC VoorkantMont.Tractie | Contact auxiliaire 2NC Montage frontal Langue annulaire | MARN202AR Hilfsschalter 2Ö ring-tongue-anschluss, fronts. anbaubar | MARN202AR Auxiliary Contact Block
1SAL103352R9906 | MARN440AR | Active | 4013614550355 | 18.13 | 1 | 1 | stuk | Mini Contactor MC | BE31220 | SP (Control general) | stuk | MARN 4NO VoorkantMont.Tractie | Contact auxiliaire 4NO Montage frontal Langue annulaire | MARN440AR Hilfsschalter 4S ring-tongue-anschluss, fronts. anbaubar | MARN440AR Auxiliary Contact Block
1SAL103353R9906 | MARN431AR | Active | 4013614550362 | 18.13 | 1 | 1 | stuk | Mini Contactor MC | BE31220 | SP (Control general) | stuk | MARN 3NO/1NC VoorkantMont.Tractie | Contact auxiliaire 3NO/1NC Montage frontal Langue annulaire | MARN431AR Hilfsschalter 3S/1Ö ring-tongue-anschluss, fronts. anbaubar | MARN431AR Auxiliary Contact Block
1SAL103354R9906 | MARN422AR | Active | 4013614550379 | 18.13 | 1 | 1 | stuk | Mini Contactor MC | BE31220 | SP (Control general) | stuk | MARN 2NO/2NC VoorkantMont.Tractie | Contact auxiliaire 2NO/2NC Montage frontal Langue annulaire | MARN422AR Hilfsschalter 2S/2Ö ring-tongue-anschluss, fronts. anbaubar | MARN422AR Auxiliary Contact Block
1SAL103355R9906 | MARN413AR | Active | 4013614550386 | 18.13 | 1 | 1 | stuk | Mini Contactor MC | BE31220 | SP (Control general) | stuk | MARN 1NO/3NC VoorkantMont.Tractie | Contact auxiliaire 1NO/3NC Montage frontal Langue annulaire | MARN413AR Hilfsschalter 1S/3Ö ring-tongue-anschluss, fronts. anbaubar | MARN413AR Auxiliary Contact Block
1SAL103356R9906 | MARL110AR | Active | 4013614552335 | 7.9 | 1 | 1 | stuk | Mini Contactor MC | BE31220 | SP (Control general) | stuk | MARL 1NO ZijkantMont.Tractie | Contact auxiliaire 1NO Montage latéral Langue annulaire | MARL110AR Hilfsschalter 1S ring-tongue-anschluss, seitlich anbaubar | MARL110AR Auxiliary Contact Block
1SAL103357R9906 | MARL101AR | Active | 4013614552342 | 7.9 | 1 | 1 | stuk | Mini Contactor MC | BE31220 | SP (Control general) | stuk | MARL 1NC ZijkantMont.Tractie | Contact auxiliaire 1NC Montage latéral Langue annulaire | MARL101AR Hilfsschalter 1Ö ring-tongue-anschluss, seitlich anbaubar | MARL101AR Auxiliary Contact Block
1SAL103386R9901 | MC1A310AR1 | Active | 4013614543678 | 39.68 | 1 | 1 | stuk | Mini Contactor MC | BE31220 | SP (Control general) | stuk | MC1 4kW 400Vac 3polig | Mini-contacteur 4kW 400Vac 3p | MC1A310AR1 Kleinschütz 3S Hilfs 1S 24V 50/60Hz | MC1A310AR1 Mini Contactor 3NO AUX 1NO 24V 50/60Hz
1SAL103399R9901 | MC1A301AR1 | Active | 4013614543708 | 39.68 | 1 | 1 | stuk | Mini Contactor MC | BE31220 | SP (Control general) | stuk | MC1 4kW 400Vac 3polig | Mini-contacteur 4kW 400Vac 3p | MC1A301AR1 Kleinschütz 3S Hilfs 1Ö 24V 50/60Hz | MC1A301AR1 Mini Contactor 3NO AUX 1NC 24V 50/60Hz
1SAL103412R9902 | MC2A310AR1 | Active | 4013614545672 | 44.88 | 1 | 1 | stuk | Mini Contactor MC | BE31220 | SP (Control general) | stuk | MC2 5 5kW 400Vac 3polig | Mini-contacteur 5,5kW 400Vac 3p | MC2A310AR1 Kleinschütz 3S Hilfs 1S 24V 50/60Hz | MC2A310AR1 Mini Contactor 3NO AUX 1NO 24V 50/60Hz
1SAL103414R9902 | MC2A310ARJ | Active | 4013614545696 | 44.88 | 1 | 1 | stuk | Mini Contactor MC | BE31220 | SP (Control general) | stuk | MC2 5 5kW 400Vac 3polig | Mini-contacteur 5,5kW 400Vac 3p | MC2A310ARJ Kleinschütz 3S Hilfs 1S 110-115V/50 / 110-120V/60 | MC2A310ARJ Mini Contactor 3NO AUX 1NO 110-115V 50Hz/110-120V 60Hz
1SAL103425R9902 | MC2A301AR1 | Active | 4013614545702 | 44.88 | 1 | 1 | stuk | Mini Contactor MC | BE31220 | SP (Control general) | stuk | MC2 5 5kW 400Vac 3polig | Mini-contacteur 5,5kW 400Vac 3p | MC2A301AR1 Kleinschütz 3S Hilfs 1Ö 24V 50/60Hz | MC2A301AR1 Mini Contactor 3NO AUX 1NC 24V 50/60Hz
1SAL103427R9902 | MC2A301ARJ | Active | 4013614545726 | 44.88 | 1 | 1 | stuk | Mini Contactor MC | BE31220 | SP (Control general) | stuk | MC2 5 5kW 400Vac 3polig | Mini-contacteur 5,5kW 400Vac 3p | MC2A301ARJ Kleinschütz 3S Hilfs 1Ö 110-115V/50 / 110-120V/60 | MC2A301ARJ Mini Contactor 3NO AUX 1NC 110-115V 50Hz/110-120V 60Hz
1SAL103446R9901 | MC1K310ARD | Active | 4013614543975 | 44.44 | 1 | 1 | stuk | Mini Contactor MC | BE31220 | SP (Control general) | stuk | MC1 4kW 400Vac 3polig 1NO 24Vdc 2w | Mini-contacteur 4kW 400Vac 3p 1NO Bonbine 24Vdc 2w | MC1K310ARD Kleinschütz 3S Hilfs 1S 24V DC 2W | MC1K310ARD Mini Contactor 3NO AUX 1NO 24VDC 2W
1SAL103555R9906 | MACL110AR | Active | 4013614550430 | 9.04 | 1 | 1 | stuk | Mini Contactor MC | BE31220 | SP (Control general) | stuk | MACL 1NO ZijkantMont.Tractie | Contact auxiliaire 1NO Montage latéral Langue annulaire | MACL110AR Hilfsschalter 1S ring-tongue-anschluss, seitlich anbaubar | MACL110AR Auxiliary Contact Block
1SAL103556R9906 | MACL101AR | Active | 4013614550447 | 9.04 | 1 | 1 | stuk | Mini Contactor MC | BE31220 | SP (Control general) | stuk | MACL 1NC ZijkantMont.Tractie | Contact auxiliaire 1NC Montage latéral Langue annulaire | MACL101AR Hilfsschalter 1Ö ring-tongue-anschluss, seitlich anbaubar | MACL101AR Auxiliary Contact Block
1SAL103557R9906 | MACN211AR | Active | 4013614550263 | 11.36 | 1 | 1 | stuk | Mini Contactor MC | BE31220 | SP (Control general) | stuk | MACN 1NO/1NC VoorkantMont.Tractie | Contact auxiliaire 1NO/1NC Montage frontal Langue annulaire | MACN211AR Hilfsschalter 1S/1Ö ring-tongue-anschluss, fronts. anbaubar | MACN211AR Auxiliary Contact Block
1SAL103558R9906 | MACN202AR | Active | 4013614550270 | 11.36 | 1 | 1 | stuk | Mini Contactor MC | BE31220 | SP (Control general) | stuk | MACN 2NC VoorkantMont.Tractie | Contact auxiliaire 2NC Montage frontal Langue annulaire | MACN202AR Hilfsschalter 2Ö ring-tongue-anschluss, fronts. anbaubar | MACN202AR Auxiliary Contact Block
1SAL103559R9906 | MACN431AR | Active | 4013614550317 | 18.13 | 1 | 1 | stuk | Mini Contactor MC | BE31220 | SP (Control general) | stuk | MACN 3NO/1NC VoorkantMont.Tractie | Contact auxiliaire 3NO/1NC Montage frontal Langue annulaire | MACN431AR Hilfsschalter 3S/1Ö ring-tongue-anschluss, fronts. anbaubar | MACN431AR Auxiliary Contact Block
1SAL103560R9906 | MACN422AR | Active | 4013614550324 | 18.13 | 1 | 1 | stuk | Mini Contactor MC | BE31220 | SP (Control general) | stuk | MACN 2NO/2NC VoorkantMont.Tractie | Contact auxiliaire 2NO/2NC Montage frontal Langue annulaire | MACN422AR Hilfsschalter 2S/2Ö ring-tongue-anschluss, fronts. anbaubar | MACN422AR Auxiliary Contact Block
1SAL103561R9906 | MACN413AR | Active | 4013614550331 | 18.13 | 1 | 1 | stuk | Mini Contactor MC | BE31220 | SP (Control general) | stuk | MACN 1NO/3NC VoorkantMont.Tractie | Contact auxiliaire 1NO/3NC Montage frontal Langue annulaire | MACN413AR Hilfsschalter 1S/3Ö ring-tongue-anschluss, fronts. anbaubar | MACN413AR Auxiliary Contact Block
1SAL103565R9902 | MC2A301ATJ | Active | 4013614544248 | 38.98 | 1 | 1 | stuk | Mini Contactor MC | BE31220 | SP (Control general) | stuk | Mini Contactor MC MC2A301ATJ | Mini-contacteur 5,5kW 400Vac 3p Bobine 110-115V 50Hz/110-120V 60Hz Contact auxiliaire 1NC | MC2A301ATJ Kleinschütz 3S Hilfs 1Ö 110-115V 50Hz / 110-120V 60Hz | MC2A301ATJ Mini Contactor 3NO AUX 1NC 110-115V 50Hz/110-120V 60Hz
1SAL103566R9902 | MC2A301ATN | Active | 4013614544262 | 38.98 | 1 | 1 | stuk | Mini Contactor MC | BE31220 | SP (Control general) | stuk | MC2A301ATN 3NO AUX 1NC 220-240V 50Hz/240-277V60Hz | Mini-contacteur 5,5kW 400Vac 3p Bobine 220-240V 50Hz/240-277V60Hz Contact auxiliaire 1NC | MC2A301ATN Kleinschütz 3S Hilfs 1Ö 220-240V 50Hz / 240-277V 60Hz | MC2A301ATN Mini Contactor 3NO AUX 1NC 220-240V 50Hz/240-277V60Hz
1SAL103567R9902 | MC2A301ATU | Active | 4013614544279 | 38.98 | 1 | 1 | stuk | Mini Contactor MC | BE31220 | SP (Control general) | stuk | MC2A301ATU 3NO AUX 1NC 380-400V 50Hz/440V60Hz | Mini-contacteur 5,5kW 400Vac 3p Bobine 380-400V 50Hz/440V60Hz Contact auxiliaire 1NC | MC2A301ATU Kleinschütz 3S Hilfs 1Ö 380-400V 50Hz / 440V 60Hz | MC2A301ATU Mini Contactor 3NO AUX 1NC 380-400V 50Hz/440V60Hz
1SAL103569R9902 | MC2A301AT1 | Active | 4013614544194 | 38.98 | 1 | 1 | stuk | Mini Contactor MC | BE31220 | SP (Control general) | stuk | MC2 5 5kW 400Vac 3P 24V 50/60Hz 1NC | Mini-contacteur 5,5kW 400Vac 3p Bobine 24V 50/60Hz Contact auxiliaire 1NC | MC2A301AT1 Kleinschütz 3S Hilfs 1Ö 24V 50/60Hz | MC2A301AT1 Mini Contactor 3NO AUX 1NC 24V 50/60Hz
1SAL103571R9902 | MC2A301AT6 | Active | 4013614544217 | 38.98 | 1 | 1 | stuk | Mini Contactor MC | BE31220 | SP (Control general) | stuk | MC2A301AT6 3NO AUX 1NC 220-230V 50/60Hz | Mini-contacteur 5,5kW 400Vac 3p Bobine 220-230V 50/60Hz Contact auxiliaire 1NC | MC2A301AT6 Kleinschütz 3S Hilfs 1Ö 220-230V 50/60Hz | MC2A301AT6 Mini Contactor 3NO AUX 1NC 220-230V 50/60Hz
1SAL103573R9902 | MC2A310ATJ | Active | 4013614544132 | 38.98 | 1 | 1 | stuk | Mini Contactor MC | BE31220 | SP (Control general) | stuk | Mini Contactor MC MC2A310ATJ | Mini-contacteur 5,5kW 400Vac 3p Bobine 110-115V 50Hz/110-120V 60Hz Contact auxiliaire 1NO | MC2A310ATJ Kleinschütz 3S Hilfs 1S 110-115V/50 / 110-120V/60 | MC2A310ATJ Mini Contactor 3NO AUX 1NO 110-115V 50Hz/110-120V 60Hz
1SAL103574R9902 | MC2A310ATN | Active | 4013614544156 | 38.98 | 1 | 1 | stuk | Mini Contactor MC | BE31220 | SP (Control general) | stuk | MC2A310ATN 3NO AUX 1NO 220-240V 50Hz/240-277V60Hz | Mini-contacteur 5,5kW 400Vac 3p Bobine 220-240V 50Hz/240-277V60Hz Contact auxiliaire 1NO | MC2A310ATN Kleinschütz 3S Hilfs 1S 220-240V 50Hz / 240-277V 60Hz | MC2A310ATN Mini Contactor 3NO AUX 1NO 220-240V 50Hz/240-277V60Hz
1SAL103575R9902 | MC2A310ATU | Active | 4013614544163 | 38.98 | 1 | 1 | stuk | Mini Contactor MC | BE31220 | SP (Control general) | stuk | MC2A310ATU 3NO AUX 1NO 380-400V 50Hz/440V60Hz | Mini-contacteur 5,5kW 400Vac 3p Bobine 380-400V 50Hz/440V60Hz Contact auxiliaire 1NO | MC2A310ATU Kleinschütz 3S Hilfs 1S 380-400V 50Hz / 440V 60Hz | MC2A310ATU Mini Contactor 3NO AUX 1NO 380-400V 50Hz/440V60Hz
1SAL103577R9902 | MC2A310AT1 | Active | 4013614544088 | 38.98 | 1 | 1 | stuk | Mini Contactor MC | BE31220 | SP (Control general) | stuk | MC2 5 5kW 400Vac 3P 24V 50/60Hz 1NO | Mini-contacteur 5,5kW 400Vac 3p Bobine 24V 50/60Hz Contact auxiliaire 1NO | MC2A310AT1 Kleinschütz 3S Hilfs 1S 24V 50/60Hz | MC2A310AT1 Mini Contactor 3NO AUX 1NO 24V 50/60Hz
1SAL103579R9902 | MC2A310AT6 | Active | 4013614544101 | 38.98 | 1 | 1 | stuk | Mini Contactor MC | BE31220 | SP (Control general) | stuk | MC2A310AT6 3NO AUX 1NO 220-230V 50/60Hz | Mini-contacteur 5,5kW 400Vac 3p Bobine 220-230V 50/60Hz Contact auxiliaire 1NO | MC2A310AT6 Kleinschütz 3S Hilfs 1S 220-230V 50/60Hz | MC2A310AT6 Mini Contactor 3NO AUX 1NO 220-230V 50/60Hz
1SAL103580R9902 | MC2C301ATD | Active | 4013614545184 | 44.88 | 1 | 1 | stuk | Mini Contactor MC | BE31220 | SP (Control general) | stuk | MC2 5 5kW 400Vac 3P 24Vdc 1NC | Mini-contacteur 5,5kW 400Vac 3p Bobine 24Vdc Contact auxiliaire 1NC | MC2C301ATD Kleinschütz 3S Hilfs 1Ö 24V DC | MC2C301ATD Mini Contactor 3NO AUX 1NC 24VDC
1SAL103584R9902 | MC2C310ATD | Active | 4013614544989 | 44.88 | 1 | 1 | stuk | Mini Contactor MC | BE31220 | SP (Control general) | stuk | MC2 5 5kW 400Vac 3P 24Vdc 1NO | Mini-contacteur 5,5kW 400Vac 3p Bobine 24Vdc Contact auxiliaire 1NO | MC2C310ATD Kleinschütz 3S Hilfs 1S 24V DC | MC2C310ATD Mini Contactor 3NO AUX 1NO 24VDC
1SAL103588R9902 | MC2C310ATB | Active | 4013614544972 | 44.88 | 1 | 1 | stuk | Mini Contactor MC | BE31220 | SP (Control general) | stuk | MC2 5 5kW 400Vac 3P 12Vdc 1NO | Mini-contacteur 5,5kW 400Vac 3p Bobine 12Vdc Contact auxiliaire 1NO | MC2C310ATB Kleinschütz 3S Hilfs 1S 12V DC | MC2C310ATB Mini Contactor 3NO AUX 1NO 12VDC
1SAL103589R9902 | MC2C301ATB | Active | 4013614545177 | 44.88 | 1 | 1 | stuk | Mini Contactor MC | BE31220 | SP (Control general) | stuk | MC2 5 5kW 400Vac 3P 12Vdc 1NC | Mini-contacteur 5,5kW 400Vac 3p Bobine 12Vdc Contact auxiliaire 1NC | MC2C301ATB Kleinschütz 3S Hilfs 1Ö 12V DC | MC2C301ATB Mini Contactor 3NO AUX 1NC 12VDC
1SAL103590R9902 | MC2K310ATD | Active | 4013614545009 | 52.45 | 1 | 1 | stuk | Mini Contactor MC | BE31220 | SP (Control general) | stuk | MC2 5 5kW 400Vac 3polig 1NO 24Vdc 2w | Mini-contacteur 5,5kW 400Vac 3p 1NO Bonbine 24Vdc 2w | MC2K310ATD Kleinschütz 3S Hilfs 1S 24V DC 2W | MC2K310ATD Mini Contactor 3NO AUX 1NO 24VDC 2W
1SAL103591R9902 | MC2K301ATD | Active | 4013614545207 | 52.45 | 1 | 1 | stuk | Mini Contactor MC | BE31220 | SP (Control general) | stuk | MC2 5 5kW 400Vac 3polig 1NC 24Vdc 2w | Mini-contacteur 5,5kW 400Vac 3p 1NC Bonbine 24Vdc 2w | MC2K301ATD Kleinschütz 3S Hilfs 1Ö 24V DC 2W | MC2K301ATD Mini Contactor 3NO AUX 1NC 24VDC 2W
1SAL103595R9902 | MC2A400AT6 | Active | 4013614544323 | 41.01 | 1 | 1 | stuk | Mini Contactor MC | BE31220 | SP (Control general) | stuk | MC2 5 5kW 400Vac 4polig | Mini-contacteur 5,5kW 400Vac 4p | MC2A400AT6 Kleinschütz 4S 220-230V 50/60Hz | MC2A400AT6 Mini Contactor 4NO 220-230V 50/60Hz
1SAL103835R9902 | MC2A310ATM | Active | 4013614544149 | 38.98 | 1 | 1 | stuk | Mini Contactor MC | BE31220 | SP (Control general) | stuk | MC2A310ATM 3NO AUX 1NO 208-220V 60Hz | Mini-contacteur 5,5kW 400Vac 3p Bobine 208-220V 60Hz Contact auxiliaire 1NO | MC2A310ATM Kleinschütz 3S Hilfs 1S 208-220V 60Hz | MC2A310ATM Mini Contactor 3NO AUX 1NO 208-220V 60Hz
1SAL103982U9901 | MC1A301AT6MP | Active |  | 33.15 | 1 | 40 | stuk | Mini Contactor MC | BE31220 | SP (Control general) | stuk | MC1A301AT6MP 3NO AUX 1NC 220-230V 50/60Hz | Mini-contacteur 4kW 400Vac 3p Bobine 220-230V 50/60Hz Contact auxiliaire 1NC Multi pack | MC1A301AT6MP Kleinschütz 3S Hilfs 1Ö 220-230V 50/60Hz | MC1A301AT6MP Mini Contactor 3NO AUX 1NC 220-230V 50/60Hz
1SAL105219R9911 | MC1C310ATWDD-RAIL | Active | 4013614548000 | 50.28 | 1 | 1 | stuk | Mini Contactor MC | BE31220 | SP (Control general) | stuk | MC1C310ATWDD-RAIL 3NO AUX 1NO 24VDC | Mini-contacteur 4kW 400Vac 3p Bobine 24Vdc Contact auxiliaire 1NO Application ferroviaire | MC1C310ATWDD-RAIL Kleinschütz 3S Hilfs 1S 24V DC | MC1C310ATWDD-RAIL Mini Contactor 3NO AUX 1NO 24VDC
1SAL105220R9911 | MC1C301ATWDD-RAIL | Active | 4013614548048 | 50.28 | 1 | 1 | stuk | Mini Contactor MC | BE31220 | SP (Control general) | stuk | MC1C301ATWDD-RAIL 3NO AUX 1NC 24VDC | Mini-contacteur 4kW 400Vac 3p Bobine 24Vdc Contact auxiliaire 1NC Application ferroviaire | MC1C301ATWDD-RAIL Kleinschütz 3S Hilfs 1Ö 24V DC | MC1C301ATWDD-RAIL Mini Contactor 3NO AUX 1NC 24VDC
1SAL105221R9911 | MC1C310ATWJD-RAIL | Active | 4013614548031 | 50.28 | 1 | 1 | stuk | Mini Contactor MC | BE31220 | SP (Control general) | stuk | MC1C310ATWJD-RAIL 3NO AUX 1NO 110VDC | Mini-contacteur 4kW 400Vac 3p Bobine 110Vdc Contact auxiliaire 1NO Application ferroviaire | MC1C310ATWJD-RAIL Kleinschütz 3S Hilfs 1S 110V DC | MC1C310ATWJD-RAIL Mini Contactor 3NO AUX 1NO 110VDC
1SAL105222R9911 | MC1C301ATWJD-RAIL | Active | 4013614548079 | 50.28 | 1 | 1 | stuk | Mini Contactor MC | BE31220 | SP (Control general) | stuk | MC1C301ATWJD-RAIL 3NO AUX 1NC 110VDC | Mini-contacteur 4kW 400Vac 3p Bobine 110Vdc Contact auxiliaire 1NC Application ferroviaire | MC1C301ATWJD-RAIL Kleinschütz 3S Hilfs 1Ö 110V DC | MC1C301ATWJD-RAIL Mini Contactor 3NO AUX 1NC 110VDC
1SAL105226R9912 | MC2C310ATWDD-RAIL | Active | 4013614548161 | 50.76 | 1 | 1 | stuk | Mini Contactor MC | BE31220 | SP (Control general) | stuk | MC2 5 5kW 400Vac 3P 24Vdc 1NO Tractie | Mini-contacteur 5,5kW 400Vac 3p Bobine 24Vdc Contact auxiliaire 1NO Application ferroviaire | MC2C310ATWDD-RAIL Kleinschütz 3S Hilfs 1S 24V DC | MC2C310ATWDD-RAIL Mini Contactor 3NO AUX 1NO 24VDC
1SAL105227R9912 | MC2C301ATWDD-RAIL | Active | 4013614548208 | 50.76 | 1 | 1 | stuk | Mini Contactor MC | BE31220 | SP (Control general) | stuk | MC2 5 5kW 400Vac 3P 24Vdc 1NC Tractie | Mini-contacteur 5,5kW 400Vac 3p Bobine 24Vdc Contact auxiliaire 1NC Application ferroviaire | MC2C301ATWDD-RAIL Kleinschütz 3S Hilfs 1Ö 24V DC | MC2C301ATWDD-RAIL Mini Contactor 3NO AUX 1NC 24VDC
1SAL105228R9912 | MC2C310ATWJD-RAIL | Active | 4013614548192 | 50.76 | 1 | 1 | stuk | Mini Contactor MC | BE31220 | SP (Control general) | stuk | MC2 5 5kW 400Vac 3P 110Vdc 1NO Tractie | Mini-contacteur 5,5kW 400Vac 3p Bobine 110Vdc Contact auxiliaire 1NO Application ferroviaire | MC2C310ATWJD-RAIL Kleinschütz 3S Hilfs 1S 110V DC | MC2C310ATWJD-RAIL Mini Contactor 3NO AUX 1NO 110VDC
1SAL105229R9912 | MC2C301ATWJD-RAIL | Active | 4013614548239 | 50.76 | 1 | 1 | stuk | Mini Contactor MC | BE31220 | SP (Control general) | stuk | MC2 5 5kW 400Vac 3P 110Vdc 1NC Tractie | Mini-contacteur 5,5kW 400Vac 3p Bobine 110Vdc Contact auxiliaire 1NC Application ferroviaire | MC2C301ATWJD-RAIL Kleinschütz 3S Hilfs 1Ö 110V DC | MC2C301ATWJD-RAIL Mini Contactor 3NO AUX 1NC 110VDC
1SAL107167R9901 | MC1A301AI6 | Active | 4013614549816 | 38.17 | 1 | 1 | stuk | Mini Contactor MC | BE31220 | SP (Control general) | stuk | MC1 4kW 400Vac 3polig | Mini-contacteur 4kW 400Vac 3p | Mini Contactor 3pole 4kW 400Vac | MC1A301AI6 Mini Contactor 3NO AUX 1NC 220-230V 50/60Hz
1SAL110548R9902 | MC2AB00ATJ | Active | 4013614544460 | 43.04 | 1 | 1 | stuk | Mini Contactor MC | BE31220 | SP (Control general) | stuk | MC2 5 5kW 400Vac 4p 2NO+2NC | Mini-contacteur 5,5kW 400Vac 4p 2NO+2NC | MC2AB00ATJ Kleinschütz 2S+2Ö 110-115V 50Hz / 110-120V 60Hz | MC2AB00ATJ Mini Contactor 2NO+2NC 110-115V 50Hz/110-120V 60Hz
1SAL111763U9901 | MC1A400AH6MP | Active |  | 39.31 | 1 | 40 | stuk | Mini Contactor MC | BE31220 | SP (Control general) | stuk | MC1 4kW 400Vac 4polig | Mini-contacteur 4kW 400Vac 4p | MC1A400AH6MP Kleinschütz 4S 220-230V 50/60Hz | MC1A400AH6MP Mini Contactor 4NO 220-230V 50/60Hz
1SAL113312R9901 | MC1C310ATDD | Active | 4013614542756 | 38.66 | 1 | 1 | stuk | Mini Contactor MC | BE31220 | SP (Control general) | stuk | MC1 4kW 400Vac 3P 24Vdc+ 1NO | Mini-contacteur 4kW 400Vac 3p Bobine 24Vdc + diode Contact auxiliaire 1NO | MC1C310ATDD Kleinschütz 3S Hilfs 1S 24V DC mit Diode | MC1C310ATDD Mini Contactor 3NO AUX 1NO 24VDC Diode
1SAL113328R9901 | MC1C301ATDD | Active | 4013614542855 | 38.66 | 1 | 1 | stuk | Mini Contactor MC | BE31220 | SP (Control general) | stuk | MC1 4kW 400Vac 3P 24Vdc+ 1NC | Mini-contacteur 4kW 400Vac 3p Bobine 24Vdc + diode Contact auxiliaire 1NC | MC1C301ATDD Kleinschütz 3S Hilfs 1Ö 24V DC mit Diode | MC1C301ATDD Mini Contactor 3NO AUX 1NC 24VDC Diode
1SAL116177R9902 | MC2A400ATN | Active | 4013614544378 | 41.01 | 1 | 1 | stuk | Mini Contactor MC | BE31220 | SP (Control general) | stuk | MC2 5 5kW 400Vac 4polig | Mini-contacteur 5,5kW 400Vac 4p | MC2A400ATN Kleinschütz 4S 220-240V 50Hz / 240-277V 60Hz | MC2A400ATN Mini Contactor 4NO 220-240V 50Hz/240-277V60Hz
1SAL116184R9902 | MC2A400ATJ | Active | 4013614544354 | 41.01 | 1 | 1 | stuk | Mini Contactor MC | BE31220 | SP (Control general) | stuk | MC2 5 5kW 400Vac 4polig | Mini-contacteur 5,5kW 400Vac 4p | MC2A400ATJ Kleinschütz 4S 110-115V 50Hz / 110-120V 60Hz | MC2A400ATJ Mini Contactor 4NO 110-115V 50Hz/110-120V 60Hz
1SAL116193R9902 | MC2A400ATW | Active | 4013614544392 | 41.01 | 1 | 1 | stuk | Mini Contactor MC | BE31220 | SP (Control general) | stuk | MC2 5 5kW 400Vac 4polig | Mini-contacteur 5,5kW 400Vac 4p | MC2A400ATW Kleinschütz 4S 415-440V 50Hz / 480V 60Hz | MC2A400ATW Mini Contactor 4NO 415-440V50Hz/480V 60Hz
1SAL116195R9902 | MC2A400AT9 | Active | 4013614544347 | 41.01 | 1 | 1 | stuk | Mini Contactor MC | BE31220 | SP (Control general) | stuk | MC2 5 5kW 400Vac 4polig | Mini-contacteur 5,5kW 400Vac 4p | MC2A400AT9 Kleinschütz 4S 48V 50/60Hz | MC2A400AT9 Mini Contactor 4NO 48V 50/60Hz
1SAL116474U9901 | MC1A310AHUMP | Active |  | 38.17 | 1 | 40 | stuk | Mini Contactor MC | BE31220 | SP (Control general) | stuk | MC1 4kW 400Vac 3polig | Mini-contacteur 4kW 400Vac 3p | Mini Contactor 3pole 4kW 400Vac | MC1A310AHUMP Mini Contactor 3NO AUX 1NO 380-400V 50Hz/440V60Hz
1SAL116492R9901 | MC1A310AH6 | Active | 4013614549793 | 38.17 | 1 | 1 | stuk | Mini Contactor MC | BE31220 | SP (Control general) | stuk | MC1 4kW 400Vac 3polig | Mini-contacteur 4kW 400Vac 3p | MC1A310AH6 Kleinschütz 3S Hilfs 1S 220-230V 50/60Hz | MC1A310AH6 Mini Contactor 3NO AUX 1NO 220-230V 50/60Hz
1SAL116938R9901 | MC1A301AH6 | Active | 4013614549809 | 38.17 | 1 | 1 | stuk | Mini Contactor MC | BE31220 | SP (Control general) | stuk | MC1 4kW 400Vac 3polig | Mini-contacteur 4kW 400Vac 3p | Mini Contactor 3pole 4kW 400Vac | MC1A301AH6 Mini Contactor 3NO AUX 1NC 220-230V 50/60Hz
1SAL119007U9921 | MI1S00SAU1MP | Active |  | 66.4 | 1 | 20 | stuk | Mini Contactor MC | BE31220 | SP (Control general) | stuk | Mini Contactor MC MI1S00SAU1MP | Mini-contacteur 4kW 400Vac 3p Bobine 24V 50/60Hz | Mini Contactor 3pole 4kW 400Vac Reverse, Aux. contact 1NC MultiPack Coil 24V 50/60Hz | MI1S00SAU1MP Mini Rev.Contactor 3NO AUX 1NC 24V 50/60Hz
1SAL133782R9921 | MI1S00SAU1 | Active | 4013614550089 | 66.4 | 1 | 1 | stuk | Mini Contactor MC | BE31220 | SP (Control general) | stuk | Mini Contactor MC MI1S00SAU1 | Mini-contacteur 4kW 400Vac 3p Bobine 24V 50/60Hz | Mini Contactor 3pole 4kW 400Vac Reverse, Aux. contact 1NC Coil 24V 50/60Hz | MI1S00SAU1 Mini Rev.Contactor 3NO AUX 1NC 24V 50/60Hz
1SAL133837R9921 | MI1S00SAU6 | Active | 4013614550072 | 66.4 | 1 | 1 | stuk | Mini Contactor MC | BE31220 | SP (Control general) | stuk | Mini Contactor MC MI1S00SAU6 | Mini-contacteur 4kW 400Vac 3p Bobine 220-230V 50/60Hz | Mini Contactor 3pole 4kW 400Vac Reverse, Aux. contact 1NC Coil 220-230V 50/60Hz | MI1S00SAU6 Mini Rev.Contactor 3NO AUX 1NC 220-230V 50/60Hz
1SAL135699R9902 | MC2AB00ATN | Active | 4013614544484 | 43.04 | 1 | 1 | stuk | Mini Contactor MC | BE31220 | SP (Control general) | stuk | MC2 5 5kW 400Vac 4p 2NO+2NC | Mini-contacteur 5,5kW 400Vac 4p 2NO+2NC | MC2AB00ATN Kleinschütz 2S+2Ö 220-240V 50Hz / 240-277V 60Hz | MC2AB00ATN Mini Contactor 2NO+2NC 220-240V 50Hz/240-277V60Hz
1SAL135704R9902 | MC2A310ATW | Active | 4013614544170 | 38.98 | 1 | 1 | stuk | Mini Contactor MC | BE31220 | SP (Control general) | stuk | MC2A310ATW 3NO AUX 1NO 415-440V50Hz/480V 60Hz | Mini-contacteur 5,5kW 400Vac 3p Bobine 415-440V50Hz/480V 60Hz Contact auxiliaire 1NO | MC2A310ATW Kleinschütz 3S Hilfs 1S 415-440V 50Hz / 480V 60Hz | MC2A310ATW Mini Contactor 3NO AUX 1NO 415-440V50Hz/480V 60Hz
1SAL135705R9902 | MC2A301ATW | Active | 4013614544286 | 38.98 | 1 | 1 | stuk | Mini Contactor MC | BE31220 | SP (Control general) | stuk | MC2A301ATW 3NO AUX 1NC 415-440V50Hz/480V 60Hz | Mini-contacteur 5,5kW 400Vac 3p Bobine 415-440V50Hz/480V 60Hz Contact auxiliaire 1NC | MC2A301ATW Kleinschütz 3S Hilfs 1Ö 415-440V 50Hz / 480V 60Hz | MC2A301ATW Mini Contactor 3NO AUX 1NC 415-440V50Hz/480V 60Hz
1SAL200795R9901 | MC1C301ATWG | Active | 4013614542879 | 38.66 | 1 | 1 | stuk | Mini Contactor MC | BE31220 | SP (Control general) | stuk | MC1 4kW 400Vac 3P 48Vdc +/-30% 1NC | Mini-contacteur 4kW 400Vac 3p Bobine 48Vdc +/-30% Contact auxiliaire 1NC | MC1C301ATWG Kleinschütz 3S Hilfs 1Ö 48V DC Weitspannung | MC1C301ATWG Mini Contactor 3NO AUX 1NC 48VDC +/-30%
1SAL200796R9901 | MC1CC00ATWG | Active | 4013614543128 | 39.13 | 1 | 1 | stuk | Mini Contactor MC | BE31220 | SP (Control general) | stuk | MC1 4kW 400Vac 3P 48Vdc +/-30% 1NC | Mini-contacteur 4kW 400Vac 3p Bobine 48Vdc +/-30% Contact auxiliaire 1NC | MC1CC00ATWG Kleinschütz 3S+1Ö 48V DC Weitspannung | MC1CC00ATWG Mini Contactor 3NO+1NC 48VDC +/-30%
1SAL200797R9901 | MC1CC00ATWJ | Active | 4013614543135 | 39.13 | 1 | 1 | stuk | Mini Contactor MC | BE31220 | SP (Control general) | stuk | MC1 4kW 400Vac 3P 110Vdc +/-30% 1NC | Mini-contacteur 4kW 400Vac 3p Bobine 110Vdc +/-30% Contact auxiliaire 1NC | MC1CC00ATWJ Kleinschütz 3S+1Ö 110V DC Weitspannung | MC1CC00ATWJ Mini Contactor 3NO+1NC 110VDC +/-30%
1SAL200798R9901 | MC1CC00ATWL | Active | 4013614543142 | 39.13 | 1 | 1 | stuk | Mini Contactor MC | BE31220 | SP (Control general) | stuk | MC1 4kW 400Vac 3P 125Vdc +/-30% 1NC | Mini-contacteur 4kW 400Vac 3p Bobine 125Vdc +/-30% Contact auxiliaire 1NC | MC1CC00ATWL Kleinschütz 3S+1Ö 125V DC Weitspannung | MC1CC00ATWL Mini Contactor 3NO+1NC 125VDC +/-30%
1SAL200799R9901 | MC1CC00ATWN | Active | 4013614543159 | 39.13 | 1 | 1 | stuk | Mini Contactor MC | BE31220 | SP (Control general) | stuk | MC1 4kW 400Vac 3P 220Vdc +/-30% 1NC | Mini-contacteur 4kW 400Vac 3p Bobine 220Vdc +/-30% Contact auxiliaire 1NC | MC1CC00ATWN Kleinschütz 3S+1Ö 220V DC Weitspannung | MC1CC00ATWN Mini Contactor 3NO+1NC 220VDC +/-30%
1SAL200802R9901 | MC1CC00ATWD | Active | 4013614543111 | 39.13 | 1 | 1 | stuk | Mini Contactor MC | BE31220 | SP (Control general) | stuk | MC1 4kW 400Vac 3P 24Vdc +/-30% 1NC | Mini-contacteur 4kW 400Vac 3p Bobine 24Vdc +/-30% Contact auxiliaire 1NC | MC1CC00ATWD Kleinschütz 3S+1Ö 24V DC Weitspannung | MC1CC00ATWD Mini Contactor 3NO+1NC 24VDC +/-30%
1SAL200803R9901 | MC1AC00ATJ | Active | 4013614541919 | 35.57 | 1 | 1 | stuk | Mini Contactor MC | BE31220 | SP (Control general) | stuk | MC1AC00ATJ 3NO+1NC 110-115V 50Hz/110-120V 60Hz | Mini-contacteur 4kW 400Vac 3p Bobine 110-115V 50Hz/110-120V 60Hz Contact auxiliaire 1NC | MC1AC00ATJ Kleinschütz 3S+1Ö 110-115V 50Hz / 110-120V 60Hz | MC1AC00ATJ Mini Contactor 3NO+1NC 110-115V 50Hz/110-120V 60Hz
1SAL200804R9901 | MC1AC00AT6 | Active | 4013614541889 | 35.57 | 1 | 1 | stuk | Mini Contactor MC | BE31220 | SP (Control general) | stuk | MC1AC00AT6 3NO+1NC 220-230V 50/60Hz | Mini-contacteur 4kW 400Vac 3p Bobine 220-240V 50Hz/240-277V60Hz Contact auxiliaire 1NC | MC1AC00AT6 Kleinschütz 3S+1Ö 220-230V 50/60Hz | MC1AC00AT6 Mini Contactor 3NO+1NC 220-230V 50/60Hz
1SAL200805R9901 | MC1AC00ATU | Active | 4013614541940 | 35.57 | 1 | 1 | stuk | Mini Contactor MC | BE31220 | SP (Control general) | stuk | MC1AC00ATU 3NO+1NC 380-400V 50Hz/440V60Hz | Mini-contacteur 4kW 400Vac 3p Bobine 380-400V 50Hz/440V60Hz Contact auxiliaire 1NC | MC1AC00ATU Kleinschütz 3S+1Ö 380-400V 50Hz / 440V 60Hz | MC1AC00ATU Mini Contactor 3NO+1NC 380-400V 50Hz/440V60Hz
1SAL204848R9906 | MP0DAE5 | Active | 4013614550553 | 10.84 | 1 | 1 | stuk | Mini Contactor MC | BE31220 | SP (Control general) | stuk | MP0 50-127 AC/DCM | Suppresseurs de surtension 50-127 AC/DC M Série | MP0DAE5 Löschglied für Schützspulen Varistor 50-127V AC/DC | MP0DAE5 Surge Suppressor
1SAL204849R9906 | MP0DAE6 | Active | 4013614550560 | 10.84 | 1 | 1 | stuk | Mini Contactor MC | BE31220 | SP (Control general) | stuk | MP0 130-250 AC/DCM | Suppresseurs de surtension 130-250 AC/DC M Série | MP0DAE6 Löschglied für Schützspulen Varistor 130-250V AC/DC | MP0DAE6 Surge Suppressor
1SAL204858U9901 | MC1AA00AT6MP | Active |  | 35.88 | 1 | 40 | stuk | Mini Contactor MC | BE31220 | SP (Control general) | stuk | MC1AA00AT6MP 4NC 220-230V 50/60Hz | Mini-contacteur 4kW 400Vac 4p Bobine 220-230V 50/60Hz 4NC contacts principaux Multi pack | Mini Contactor 4pole 4kW 400Vac Coil 220-230V 50/60Hz 4NC main contacts Multi pack | MC1AA00AT6MP Mini Contactor 4NC 220-230V 50/60Hz
1SAL204886R9902 | MC2C301ATWL | Active | 4013614545252 | 44.88 | 1 | 1 | stuk | Mini Contactor MC | BE31220 | SP (Control general) | stuk | MC2C301ATWL 3NO AUX 1NC 125VDC +/-30% | Mini-contacteur 5,5kW 400Vac 3p Bobine 125Vdc +/-30% Contact auxiliaire 1NC | MC2C301ATWL Kleinschütz 3S Hilfs 1Ö 125V DC Weitspannung | MC2C301ATWL Mini Contactor 3NO AUX 1NC 125VDC +/-30%
1SAL204887R9902 | MC2C310ATWL | Active | 4013614545153 | 44.88 | 1 | 1 | stuk | Mini Contactor MC | BE31220 | SP (Control general) | stuk | MC2C310ATWL 3NO AUX 1NO 125VDC +/-30% | Mini-contacteur 5,5kW 400Vac 3p Bobine 125Vdc +/-30% Contact auxiliaire 1NO | MC2C310ATWL Kleinschütz 3S Hilfs 1S 125V DC Weitspannung | MC2C310ATWL Mini Contactor 3NO AUX 1NO 125VDC +/-30%
1SAL204888R9902 | MC2CB00ATWL | Active | 4013614545351 | 47.92 | 1 | 1 | stuk | Mini Contactor MC | BE31220 | SP (Control general) | stuk | MC2 5 5kW 400Vac 4p 2NO+2NC | Mini-contacteur 5,5kW 400Vac 4p 2NO+2NC | MC2CB00ATWL Kleinschütz 2S+2Ö 125V DC Weitspannung | MC2CB00ATWL Mini Contactor 2NO+2NC 125VDC +/-30%
1SAL209549U9901 | MC1A310AT1MP | Active |  | 33.15 | 1 | 40 | stuk | Mini Contactor MC | BE31220 | SP (Control general) | stuk | MC1A310AT1MP 3NO AUX 1NO 24V 50/60Hz | Mini-contacteur 4kW 400Vac 3p Bobine 24V 50/60Hz Contact auxiliaire 1NO Multi pack | Mini Contactor 3pole 4kW 400Vac Coil 24V 50/60Hz Aux. contact 1NO MultiPack | MC1A310AT1MP Mini Contactor 3NO AUX 1NO 24V 50/60Hz
1SAL220340R9901 | MC1C400ATWN | Active | 4013614543005 | 38.66 | 1 | 1 | stuk | Mini Contactor MC | BE31220 | SP (Control general) | stuk | MC1 4kW 400Vac 4polig 220Vdc +/-30% | Mini-contacteur 4kW 400Vac 4p Bobine 220Vdc +/-30% | MC1C400ATWN Kleinschütz 4S 220V DC Weitspannung | MC1C400ATWN Mini Contactor 4NO 220VDC +/-30%
1SAL220341R9901 | MC1CB00ATWN | Active | 4013614543104 | 40.61 | 1 | 1 | stuk | Mini Contactor MC | BE31220 | SP (Control general) | stuk | MC1 4kW 400Vac 4p 2NO+2NC | Mini-contacteur 4kW 400Vac 4p 2NO+2NC | MC1CB00ATWN Kleinschütz 2S+2Ö 220V DC Weitspannung | MC1CB00ATWN Mini Contactor 2NO+2NC 220VDC +/-30%
1SAL220342R9901 | MC1C400ATWJ | Active | 4013614542985 | 38.66 | 1 | 1 | stuk | Mini Contactor MC | BE31220 | SP (Control general) | stuk | MC1 4kW 400Vac 4polig 110Vdc +/-30% | Mini-contacteur 4kW 400Vac 4p Bobine 110Vdc +/-30% | MC1C400ATWJ Kleinschütz 4S 110V DC Weitspannung | MC1C400ATWJ Mini Contactor 4NO 110VDC +/-30%
1SAL220343R9901 | MC1CB00ATWJ | Active | 4013614543081 | 40.61 | 1 | 1 | stuk | Mini Contactor MC | BE31220 | SP (Control general) | stuk | MC1 4kW 400Vac 4p 2NO+2NC | Mini-contacteur 4kW 400Vac 4p 2NO+2NC | MC1CB00ATWJ Kleinschütz 2S+2Ö 110V DC Weitspannung | MC1CB00ATWJ Mini Contactor 2NO+2NC 110VDC +/-30%
1SAL220344R9901 | MC1C400ATWD | Active | 4013614542961 | 38.66 | 1 | 1 | stuk | Mini Contactor MC | BE31220 | SP (Control general) | stuk | MC1 4kW 400Vac 4polig 24Vdc +/-30% | Mini-contacteur 4kW 400Vac 4p Bobine 24Vdc +/-30% | MC1C400ATWD Kleinschütz 4S 24V DC Weitspannung | MC1C400ATWD Mini Contactor 4NO 24VDC +/-30%
1SAL220345R9901 | MC1CB00ATWD | Active | 4013614543067 | 40.61 | 1 | 1 | stuk | Mini Contactor MC | BE31220 | SP (Control general) | stuk | MC1 4kW 400Vac 4p 2NO+2NC | Mini-contacteur 4kW 400Vac 4p 2NO+2NC | MC1CB00ATWD Kleinschütz 2S+2Ö 24V DC Weitspannung | MC1CB00ATWD Mini Contactor 2NO+2NC 24VDC +/-30%
1SAL220348R9901 | MC1A301ATM | Active | 4013614541483 | 34.53 | 1 | 1 | stuk | Mini Contactor MC | BE31220 | SP (Control general) | stuk | MC1 4kW 400Vac 3P 208-220V 60Hz 1NC | Mini-contacteur 4kW 400Vac 3p Bobine 208-220V 60Hz Contact auxiliaire 1NC | MC1A301ATM Kleinschütz 3S Hilfs 1Ö 208-220V 60Hz | MC1A301ATM Mini Contactor 3NO AUX 1NC 208-220V 60Hz
1SAL220364R9901 | MC1C400ATWG | Active | 4013614542978 | 38.66 | 1 | 1 | stuk | Mini Contactor MC | BE31220 | SP (Control general) | stuk | MC1 4kW 400Vac 4polig 48Vdc +/-30% | Mini-contacteur 4kW 400Vac 4p Bobine 48Vdc +/-30% | MC1C400ATWG Kleinschütz 4S 48V DC Weitspannung | MC1C400ATWG Mini Contactor 4NO 48VDC +/-30%
1SAL220366R9901 | MC1CB00ATWG | Active | 4013614543074 | 40.61 | 1 | 1 | stuk | Mini Contactor MC | BE31220 | SP (Control general) | stuk | MC1 4kW 400Vac 4p 2NO+2NC | Mini-contacteur 4kW 400Vac 4p 2NO+2NC | MC1CB00ATWG Kleinschütz 2S+2Ö 48V DC Weitspannung | MC1CB00ATWG Mini Contactor 2NO+2NC 48VDC +/-30%
1SAL220368R9901 | MC1C301ATWN | Active | 4013614542909 | 38.66 | 1 | 1 | stuk | Mini Contactor MC | BE31220 | SP (Control general) | stuk | MC1 4kW 400Vac 3P 220Vdc +/-30% 1NC | Mini-contacteur 4kW 400Vac 3p Bobine 220Vdc +/-30% Contact auxiliaire 1NC | MC1C301ATWN Kleinschütz 3S Hilfs 1Ö 220V DC Weitspannung | MC1C301ATWN Mini Contactor 3NO AUX 1NC 220VDC +/-30%
1SAL220369R9901 | MC1C310ATWN | Active | 4013614542800 | 38.66 | 1 | 1 | stuk | Mini Contactor MC | BE31220 | SP (Control general) | stuk | MC1 4kW 400Vac 3P 220Vdc +/-30% 1NO | Mini-contacteur 4kW 400Vac 3p Bobine 220Vdc +/-30% Contact auxiliaire 1NO | MC1C310ATWN Kleinschütz 3S Hilfs 1S 220V DC Weitspannung | MC1C310ATWN Mini Contactor 3NO AUX 1NO 220VDC +/-30%
1SAL220370R9901 | MC1C301ATWJ | Active | 4013614542886 | 38.66 | 1 | 1 | stuk | Mini Contactor MC | BE31220 | SP (Control general) | stuk | MC1 4kW 400Vac 3P 110Vdc +/-30% 1NC | Mini-contacteur 4kW 400Vac 3p Bobine 110Vdc +/-30% Contact auxiliaire 1NC | MC1C301ATWJ Kleinschütz 3S Hilfs 1Ö 110V DC Weitspannung | MC1C301ATWJ Mini Contactor 3NO AUX 1NC 110VDC +/-30%
1SAL220371R9901 | MC1C310ATWJ | Active | 4013614542787 | 38.66 | 1 | 1 | stuk | Mini Contactor MC | BE31220 | SP (Control general) | stuk | MC1 4kW 400Vac 3P 110Vdc +/-30% 1NO | Mini-contacteur 4kW 400Vac 3p Bobine 110Vdc +/-30% Contact auxiliaire 1NO | MC1C310ATWJ Kleinschütz 3S Hilfs 1S 110V DC Weitspannung | MC1C310ATWJ Mini Contactor 3NO AUX 1NO 110VDC +/-30%
1SAL220372R9901 | MC1C301ATWD | Active | 4013614542862 | 38.66 | 1 | 1 | stuk | Mini Contactor MC | BE31220 | SP (Control general) | stuk | MC1 4kW 400Vac 3P 24Vdc +/-30% 1NC | Mini-contacteur 4kW 400Vac 3p Bobine 24Vdc +/-30% Contact auxiliaire 1NC | MC1C301ATWD Kleinschütz 3S Hilfs 1Ö 24V DC Weitspannung | MC1C301ATWD Mini Contactor 3NO AUX 1NC 24VDC +/-30%
1SAL220373R9901 | MC1C310ATWD | Active | 4013614542763 | 38.66 | 1 | 1 | stuk | Mini Contactor MC | BE31220 | SP (Control general) | stuk | MC1 4kW 400Vac 3P 24Vdc +/-30% 1NO | Mini-contacteur 4kW 400Vac 3p Bobine 24Vdc +/-30% Contact auxiliaire 1NO | MC1C310ATWD Kleinschütz 3S Hilfs 1S 24V DC Weitspannung | MC1C310ATWD Mini Contactor 3NO AUX 1NO 24VDC +/-30%
1SAL220377R9901 | MC1AA00ATM | Active | 4013614541704 | 37.32 | 1 | 1 | stuk | Mini Contactor MC | BE31220 | SP (Control general) | stuk | MC1AA00ATM 4NC 208-220V 60Hz | Mini-contacteur 4kW 400Vac 4p Bobine 208-220V 60Hz 4NC contacts principaux | MC1AA00ATM Kleinschütz 4Ö 208-220V 60Hz | MC1AA00ATM Mini Contactor 4NC 208-220V 60Hz
1SAL220386R9901 | MC1AA00AT9 | Active | 4013614541681 | 37.32 | 1 | 1 | stuk | Mini Contactor MC | BE31220 | SP (Control general) | stuk | MC1AA00AT9 4NC 48V 50/60Hz | Mini-contacteur 4kW 400Vac 4p Bobine 48V 50/60Hz 4NC contacts principaux | MC1AA00AT9 Kleinschütz 4Ö 48V 50/60Hz | MC1AA00AT9 Mini Contactor 4NC 48V 50/60Hz
1SAL220459R9901 | MC1C301ATWL | Active | 4013614542893 | 38.66 | 1 | 1 | stuk | Mini Contactor MC | BE31220 | SP (Control general) | stuk | MC1 4kW 400Vac 3P 125Vdc +/-30% 1NC | Mini-contacteur 4kW 400Vac 3p Bobine 125Vdc +/-30% Contact auxiliaire 1NC | MC1C301ATWL Kleinschütz 3S Hilfs 1Ö 125V DC Weitspannung | MC1C301ATWL Mini Contactor 3NO AUX 1NC 125VDC +/-30%
1SAL220460R9901 | MC1C310ATWL | Active | 4013614542794 | 38.66 | 1 | 1 | stuk | Mini Contactor MC | BE31220 | SP (Control general) | stuk | MC1 4kW 400Vac 3P 125Vdc +/-30% 1NO | Mini-contacteur 4kW 400Vac 3p Bobine 125Vdc +/-30% Contact auxiliaire 1NO | MC1C310ATWL Kleinschütz 3S Hilfs 1S 125V DC Weitspannung | MC1C310ATWL Mini Contactor 3NO AUX 1NO 125VDC +/-30%
1SAL220461R9901 | MC1CB00ATWL | Active | 4013614543098 | 40.61 | 1 | 1 | stuk | Mini Contactor MC | BE31220 | SP (Control general) | stuk | MC1 4kW 400Vac 4p 2NO+2NC | Mini-contacteur 4kW 400Vac 4p 2NO+2NC | MC1CB00ATWL Kleinschütz 2S+2Ö 125V DC Weitspannung | MC1CB00ATWL Mini Contactor 2NO+2NC 125VDC +/-30%
1SAL220462R9901 | MC1C400ATWL | Active | 4013614542992 | 38.66 | 1 | 1 | stuk | Mini Contactor MC | BE31220 | SP (Control general) | stuk | MC1 4kW 400Vac 4polig 125Vdc +/-30% | Mini-contacteur 4kW 400Vac 4p Bobine 125Vdc +/-30% | MC1C400ATWL Kleinschütz 4S 125V DC Weitspannung | MC1C400ATWL Mini Contactor 4NO 125VDC +/-30%
1SAL247441R9902 | MC2AB00ATW | Active | 4013614544507 | 43.04 | 1 | 1 | stuk | Mini Contactor MC | BE31220 | SP (Control general) | stuk | MC2 5 5kW 400Vac 4p 2NO+2NC | Mini-contacteur 5,5kW 400Vac 4p 2NO+2NC | MC2AB00ATW Kleinschütz 2S+2Ö 415-440V 50Hz / 480V 60Hz | MC2AB00ATW Mini Contactor 2NO+2NC 415-440V50Hz/480V 60Hz
1SAL247470R9912 | MC2C310ATWID-RAIL | Active | 4013614548185 | 50.76 | 1 | 1 | stuk | Mini Contactor MC | BE31220 | SP (Control general) | stuk | MC2 5 5kW 400Vac 3P 72Vdc 1NO Tractie | Mini-contacteur 5,5kW 400Vac 3p Bobine 72Vdc Contact auxiliaire 1NO Application ferroviaire | MC2C310ATWID-RAIL Kleinschütz 3S Hilfs 1S 72V DC | MC2C310ATWID-RAIL Mini Contactor 3NO AUX 1NO 72VDC
1SAL247475R9912 | MC2C400ATWDD-RAIL | Active | 4013614548246 | 53.23 | 1 | 1 | stuk | Mini Contactor MC | BE31220 | SP (Control general) | stuk | MC2C400ATWDD-RAIL 4NO 24VDC | Mini-contacteur 5,5kW 400Vac 4p Bobine 24Vdc Application ferroviaire | MC2C400ATWDD-RAIL Kleinschütz 4S 24V DC | MC2C400ATWDD-RAIL Mini Contactor 4NO 24VDC
1SAL247476R9912 | MC2C400ATWID-RAIL | Active | 4013614548260 | 53.23 | 1 | 1 | stuk | Mini Contactor MC | BE31220 | SP (Control general) | stuk | MC2C400ATWID-RAIL 4NO 72VDC | Mini-contacteur 5,5kW 400Vac 4p Bobine 72Vdc Application ferroviaire | MC2C400ATWID-RAIL Kleinschütz 4S 72V DC | MC2C400ATWID-RAIL Mini Contactor 4NO 72VDC
1SAL247485R9912 | MC2CB00ATWID-RAIL | Active | 4013614548307 | 53.23 | 1 | 1 | stuk | Mini Contactor MC | BE31220 | SP (Control general) | stuk | MC2 5 5kW 400Vac 4p 2NO+2NC | Mini-contacteur 5,5kW 400Vac 4p 2NO+2NC | MC2CB00ATWID-RAIL Kleinschütz 2S+2Ö 72V DC | MC2CB00ATWID-RAIL Mini Contactor 2NO+2NC 72VDC
1SAL247486R9912 | MC2CB00ATWJD-RAIL | Active | 4013614548314 | 53.23 | 1 | 1 | stuk | Mini Contactor MC | BE31220 | SP (Control general) | stuk | MC2 5 5kW 400Vac 4p 2NO+2NC | Mini-contacteur 5,5kW 400Vac 4p 2NO+2NC | MC2CB00ATWJD-RAIL Kleinschütz 2S+2Ö 110V DC | MC2CB00ATWJD-RAIL Mini Contactor 2NO+2NC 110VDC
1SAL247490R9911 | MC1C310ARWDD-RAIL | Active | 4013614548727 | 65.35 | 1 | 1 | stuk | Mini Contactor MC | BE31220 | SP (Control general) | stuk | MC1C310ARWDD-RAIL 3NO AUX 1NO 24VDC | Mini-contacteur 4kW 400Vac 3p Bobine 24Vdc Contact auxiliaire 1NO Application ferroviaire | MC1C310ARWDD-RAIL Kleinschütz 3S Hilfs 1S 24V DC | MC1C310ARWDD-RAIL Mini Contactor 3NO AUX 1NO 24VDC
1SAL247492R9911 | MC1C310ARWJD-RAIL | Active | 4013614548758 | 65.35 | 1 | 1 | stuk | Mini Contactor MC | BE31220 | SP (Control general) | stuk | MC1C310ARWJD-RAIL 3NO AUX 1NO 110VDC | Mini-contacteur 4kW 400Vac 3p Bobine 110Vdc Contact auxiliaire 1NO Application ferroviaire | MC1C310ARWJD-RAIL Kleinschütz 3S Hilfs 1S 110V DC | MC1C310ARWJD-RAIL Mini Contactor 3NO AUX 1NO 110VDC
1SAL247493R9912 | MC2C310ARWDD-RAIL | Active | 4013614549212 | 61.22 | 1 | 1 | stuk | Mini Contactor MC | BE31220 | SP (Control general) | stuk | MC2 5 5kW 400Vac 3P 24Vdc 1NO Tractie | Mini-contacteur 5,5kW 400Vac 3p Bobine 24Vdc Contact auxiliaire 1NO Application ferroviaire | MC2C310ARWDD-RAIL Kleinschütz 3S Hilfs 1S 24V DC | MC2C310ARWDD-RAIL Mini Contactor 3NO AUX 1NO 24VDC
1SAL247494R9912 | MC2C310ARWID-RAIL | Active | 4013614549236 | 61.22 | 1 | 1 | stuk | Mini Contactor MC | BE31220 | SP (Control general) | stuk | MC2 5 5kW 400Vac 3P 72Vdc 1NO Tractie | Mini-contacteur 5,5kW 400Vac 3p Bobine 72Vdc Contact auxiliaire 1NO Application ferroviaire | MC2C310ARWID-RAIL Kleinschütz 3S Hilfs 1S 72V DC | MC2C310ARWID-RAIL Mini Contactor 3NO AUX 1NO 72VDC
1SAL247495R9912 | MC2C310ARWJD-RAIL | Active | 4013614549243 | 61.22 | 1 | 1 | stuk | Mini Contactor MC | BE31220 | SP (Control general) | stuk | MC2 5 5kW 400Vac 3P 110Vdc 1NO Tractie | Mini-contacteur 5,5kW 400Vac 3p Bobine 110Vdc Contact auxiliaire 1NO Application ferroviaire | MC2C310ARWJD-RAIL Kleinschütz 3S Hilfs 1S 110V DC | MC2C310ARWJD-RAIL Mini Contactor 3NO AUX 1NO 110VDC
1SAL247499R9911 | MC1C400ARWDD-RAIL | Active | 4013614548802 | 53.23 | 1 | 1 | stuk | Mini Contactor MC | BE31220 | SP (Control general) | stuk | MC1C400ARWDD-RAIL 4NO 24VDC | Mini-contacteur 4kW 400Vac 4p Bobine 24Vdc Application ferroviaire | MC1C400ARWDD-RAIL Kleinschütz 4S 24V DC | MC1C400ARWDD-RAIL Mini Contactor 4NO 24VDC
1SAL247500R9911 | MC1C400ARWID-RAIL | Active | 4013614548826 | 53.23 | 1 | 1 | stuk | Mini Contactor MC | BE31220 | SP (Control general) | stuk | MC1C400ARWID-RAIL 4NO 72VDC | Mini-contacteur 4kW 400Vac 4p Bobine 72Vdc Application ferroviaire | MC1C400ARWID-RAIL Kleinschütz 4S 72V DC | MC1C400ARWID-RAIL Mini Contactor 4NO 72VDC
1SAL247501R9911 | MC1C400ARWJD-RAIL | Active | 4013614548833 | 53.23 | 1 | 1 | stuk | Mini Contactor MC | BE31220 | SP (Control general) | stuk | MC1 4kW 400Vac 4P 110Vdc Tractie | Mini-contacteur 4kW 400Vac 4p Bobine 110Vdc Application ferroviaire | MC1C400ARWJD-RAIL Kleinschütz 4S 110V DC | MC1C400ARWJD-RAIL Mini Contactor 4NO 110VDC
1SAL247509R9911 | MC1CB00ARWID-RAIL | Active | 4013614548901 | 53.23 | 1 | 1 | stuk | Mini Contactor MC | BE31220 | SP (Control general) | stuk | MC1 4kW 400Vac 4p 2NO+2NC | Mini-contacteur 4kW 400Vac 4p 2NO+2NC | MC1CB00ARWID-RAIL Kleinschütz 2S+2Ö 72V DC | MC1CB00ARWID-RAIL Mini Contactor 2NO+2NC 72VDC
1SAL247510R9911 | MC1CB00ARWJD-RAIL | Active | 4013614548918 | 53.23 | 1 | 1 | stuk | Mini Contactor MC | BE31220 | SP (Control general) | stuk | MC1 4kW 400Vac 4p 2NO+2NC | Mini-contacteur 4kW 400Vac 4p 2NO+2NC | MC1CB00ARWJD-RAIL Kleinschütz 2S+2Ö 110V DC | MC1CB00ARWJD-RAIL Mini Contactor 2NO+2NC 110VDC
1SAL247757R9911 | MC1C301ATWID-RAIL | Active | 4013614548062 | 50.28 | 1 | 1 | stuk | Mini Contactor MC | BE31220 | SP (Control general) | stuk | MC1C301ATWID-RAIL 3NO AUX 1NC 72VDC | Mini-contacteur 4kW 400Vac 3p Bobine 125Vdc +/-30% Contact auxiliaire 1NC Application ferroviaire | MC1C301ATWID-RAIL Kleinschütz 3S Hilfs 1Ö 72V DC | MC1C301ATWID-RAIL Mini Contactor 3NO AUX 1NC 72VDC
1SAL247772R9901 | MC1CB00AIWJD-RAIL | Active | 4013614549960 | 49.58 | 1 | 1 | stuk | Mini Contactor MC | BE31220 | SP (Control general) | stuk | MC1 4kW 400Vac 4p 2NO+2NC | Mini-contacteur 4kW 400Vac 4p 2NO+2NC | MC1CB00AIWJD-RAIL Kleinschütz 2S+2Ö 110V DC | MC1CB00AIWJD-RAIL Mini Contactor 2NO+2NC 110VDC
1SAL247799U9901 | MC1A400AT6MP | Active |  | 34.19 | 1 | 40 | stuk | Mini Contactor MC | BE31220 | SP (Control general) | stuk | MC1 4kW 400Vac 4poligMultipack | Mini-contacteur 4kW 400Vac 4p | Mini Contactor 4pole 4kW 400Vac | MC1A400AT6MP Mini Contactor 4NO 220-230V 50/60Hz
1SAL247956U9902 | MC2A301AT6MP | Active |  | 37.51 | 1 | 40 | stuk | Mini Contactor MC | BE31220 | SP (Control general) | stuk | MC2A301AT6MP 3NO AUX 1NC 220-230V 50/60Hz | Mini-contacteur 5,5kW 400Vac 3p Bobine 220-230V 50/60Hz Contact auxiliaire 1NC Multi pack | Mini Contactor 3pole 5,5kW 400Vac Coil 220-230V 50/60Hz Aux. contact 1NC MultiPack | MC2A301AT6MP Mini Contactor 3NO AUX 1NC 220-230V 50/60Hz
1SAL247957U9900 | MCRA013AT6MP | Active |  | 34.86 | 1 | 40 | stuk | Mini Contactor MC | BE31220 | SP (Control general) | stuk | Magneetschak.1NO+3NC 220-230V 50/60Hz | Contacteur auxiliaire 1NO+3NC Bonbine 220-230V 50/60Hz | Contactor relays 1NO+3NC Coil 220-230V 50/60Hz | MCRA013AT6MP Mini Contactor Relay 1NO+3NC 220-230V 50/60Hz
1SAL248068R9902 | MC2AB00AT9 | Active | 4013614544453 | 43.04 | 1 | 1 | stuk | Mini Contactor MC | BE31220 | SP (Control general) | stuk | MC2 5 5kW 400Vac 4p 2NO+2NC | Mini-contacteur 5,5kW 400Vac 4p 2NO+2NC | MC2AB00AT9 Kleinschütz 2S+2Ö 48V 50/60Hz | MC2AB00AT9 Mini Contactor 2NO+2NC 48V 50/60Hz
1SAL248105R9911 | MC1C301ARWJD-RAIL | Active | 4013614548796 | 65.35 | 1 | 1 | stuk | Mini Contactor MC | BE31220 | SP (Control general) | stuk | MC1C301ARWJD-RAIL 3NO AUX 1NC 110VDC | Mini-contacteur 4kW 400Vac 3p Bobine 110Vdc Contact auxiliaire 1NC Application ferroviaire | MC1C301ARWJD-RAIL Kleinschütz 3S Hilfs 1Ö 110V DC | MC1C301ARWJD-RAIL Mini Contactor 3NO AUX 1NC 110VDC
1SAL248183R9912 | MC2C301ARWID-RAIL | Active | 4013614549274 | 61.22 | 1 | 1 | stuk | Mini Contactor MC | BE31220 | SP (Control general) | stuk | MC2 5 5kW 400Vac 3P 72Vdc 1NC Tractie | Mini-contacteur 5,5kW 400Vac 3p Bobine 72Vdc Contact auxiliaire 1NC Application ferroviaire | MC2C301ARWID-RAIL Kleinschütz 3S Hilfs 1Ö 72V DC | MC2C301ARWID-RAIL Mini Contactor 3NO AUX 1NC 72VDC
1SAL287373U9906 | MARL101ATMP | Active |  | 7.9 | 1 | 20 | stuk | Mini Contactor MC | BE31220 | SP (Control general) | stuk | MARL Hulp cont.1NC ZijkantMont. | Contact auxiliaire 1NC Montage latéral | MARL101ATMP Hilfsschalter 1Ö schraubanschluss, seitlich anbaubar | MARL101ATMP Auxiliary Contact Block
1SAL287374U9906 | MARL110ATMP | Active |  | 7.9 | 1 | 20 | stuk | Mini Contactor MC | BE31220 | SP (Control general) | stuk | MARL Hulp cont.1NO ZijkantMont. | Contact auxiliaire 1NO Montage latéral | MARL110ATMP Hilfsschalter 1S schraubanschluss, seitlich anbaubar | MARL110ATMP Auxiliary Contact Block
1SAM101901R0001 | HK-11 | Active | 4013614139857 | 22.25 | 1 | 1 | stuk | Manual Motor Starter MMS325, MMS4XX | BE31220 | SP (Control general) | stuk | HK 1NC+1NO zijdelingseMont. | MS325 contact aux.pr.montage latéral1no 1no +1nf | HK-11 Hilfsschalter 1S+1Ö | HK-11 Auxiliary Contact
1SAM101901R0002 | HK-20 | Active | 4013614139642 | 22.25 | 1 | 1 | stuk | Manual Motor Starter MMS325, MMS4XX | BE31220 | SP (Control general) | stuk | HK 2NO zijdelingseMont. | MS325 contact aux.pr.montage latéral 2no | HK-20 Hilfsschalter 2S | HK-20 Auxiliary Contact
1SAM101901R0003 | HK-02 | Active | 4013614139864 | 11.83 | 1 | 1 | stuk | Manual Motor Starter MMS325, MMS4XX | BE31220 | SP (Control general) | stuk | Hulpcontact, MS325 serie, 2NC, zij | Contact auxiliaire, Série MS325, 2NC, montage lateral | HK-02 Hilfsschalter 2Ö | HK-02 Auxiliary Contact
1SAM101903R0230 | UAF-230 | Active | 4013614139826 | 58.91 | 1 | 1 | stuk | Manual Motor Starter MMS325, MMS4XX | BE31220 | SP (Control general) | stuk | Minimaspoel UAF 230V langs boven | bobine à minima pr.MS325 23050Hz | UAF-230 Unterspannungsauslöser 230V Einspeisung oben | UAF-230 Undervoltage Release
1SAM101904R0002 | SK-01 | Active | 4013614139888 | 31.3 | 1 | 1 | stuk | Manual Motor Starter MMS325, MMS4XX | BE31220 | SP (Control general) | stuk | Sig.cont.SK 1NC zijdelingseMont. | MS325 cont.aux.Déclenché r.mont.lat . 1nf | Signalling contact 1NC For the MS 325 | SK-01 Signal Contact
1SAM101904R0003 | SK-11 | Active | 4013614302213 | 30.98 | 1 | 1 | stuk | Manual Motor Starter MMS325, MMS4XX | BE31220 | SP (Control general) | stuk | Sig.cont.SK 1NO+1NC zijdelingseMont. | MS325 cont.aux. Déclenché pr.mont.lat . 1no +1nf | SK-11 Signalkontakt 1S+1Ö | SK-11 Signal Contact
1SAM101905R0001 | AS | Active | 4013614139895 | 15.51 | 1 | 1 | stuk | Manual Motor Starter MMS325, MMS4XX | BE31220 | SP (Control general) | stuk | Mont.steun AS UA,AA | Support Série MS325 utilisé avec UA et AA | AS Anschlussstützpunkt | AS Connection Module |  | 5.14
1SAM101909R0001 | AA-24 | Active | 4013614224119 | 65.23 | 1 | 1 | stuk | Manual Motor Starter MMS325, MMS4XX | BE31220 | SP (Control general) | stuk | Uitschakelspoel AA 24-60Vac/dc | Bobine de déclenchement Série MS325 24-60Vac/dc | AA-24 Arbeitsstromauslöser 24-60VACDC | AA-24 Shunt Trip
1SAM101923R0002 | MSMN | Active | 4013614405334 | 8.51 | 1 | 1 | stuk | Manual Motor Starter MMS325, MMS4XX | BE31220 | SP (Control general) | stuk | DriverMSMN DriverMS1** as 6mm | Driver Série MS1** pour axe 6mm | MSMN Mitnehmer m. Schraube für Motorschutzschalter, 6x6 | MSMN Driver |  | 5.14
1SAM101923R0012 | MSMNO | Active | 4013614405341 | 11.94 | 1 | 1 | stuk | Manual Motor Starter MMS325, MMS4XX | BE31220 | SP (Control general) | stuk | DriverMS1** as 6mm zonder codering | Driver Série MS1** pour axe 6mm, sans code | MSMNO Mitnehmer o. Kodierung m. Schraube für Motorschutzschalter, 6x6 | MSMNO Driver |  | 5.14
1SAM101924R0003 | MSOX-32 | Active | 4013614405310 | 14.67 | 1 | 1 | stuk | Manual Motor Starter MMS325, MMS4XX | BE31220 | SP (Control general) | stuk | Driver spindleMSOX Driver spindleMS1** as 6mm | Driver spindle Série MS1** pour axe 6mm | MSOX-32 Mitnehmerachse, 32mm zur Befestigung für Außenantrieb, 6x6 | MSOX-32 Driver Shaft |  | 5.14
1SAM101924R0013 | MSOX-30 | Active | 4013614405327 | 12.96 | 1 | 1 | stuk | Manual Motor Starter MMS325, MMS4XX | BE31220 | SP (Control general) | stuk | Driver spindleMS1** as 6mm gedraaid | Driver spindle Série MS1* Série MS1* | Driver shaft MS1** range for axis 6mm, turned | MSOX-30 Driver Shaft
1SAM101928R0001 | HKF-11 | Active | 4013614302237 | 22.25 | 1 | 1 | stuk | Manual Motor Starter MMS325, MMS4XX | BE31220 | SP (Control general) | stuk | HKF 1NO+1NC frontaleMont. | MS325 contact aux.pr.montage frontal 1no +1nf | HKF-11 Hilfsschalter 1S+1Ö, Fronteinbau | HKF-11 Auxiliary Contact
1SAM101928R0002 | HKF-20 | Active | 4013614302244 | 22.25 | 1 | 1 | stuk | Manual Motor Starter MMS325, MMS4XX | BE31220 | SP (Control general) | stuk | HKF 2NO frontaleMont. | Contact auxiliaire gamme MS325 2NO, montage frontal | HKF-20 Hilfsschalter 2S, Fronteinbau | HKF-20 Auxiliary Contact
1SAM101937R0012 | PS3-2-0 | Active | 4013614313820 | 25.11 | 1 | 1 | stuk | Manual Motor Starter MMS325, MMS4XX | BE31220 | SP (Control general) | stuk | Verbind.rail PS3 2 toestellen zonder | PS3-2-0 Busbar | PS3-2-0 3-Phasen-Sammelschiene, für 2 MS325/225 | PS3-2-0 Busbar
1SAM101937R0015 | PS3-5-0 | Active | 4013614313851 | 41.28 | 1 | 1 | stuk | Manual Motor Starter MMS325, MMS4XX | BE31220 | SP (Control general) | stuk | Verbind.rail PS3 5 toestellen zonder | Jeux de barres Série MS325 pour 5 appareils, sans contacts aux. | PS3-5-0 3-Phasen-Sammelschiene, für 5 MS325/225 | PS3-5-0 Busbar
1SAM101937R0022 | PS3-2-1 | Active | 4013614313868 | 26.36 | 1 | 1 | stuk | Manual Motor Starter MMS325, MMS4XX | BE31220 | SP (Control general) | stuk | Verbind.rail PS3 2 toestellen1 | Jeux de barres Série MS325 pour 2 appareils, avec 1 contact aux. | PS3-2-1 3-Phasen-Sammelschiene 1HK/SK, für 2 MS325/225 mit 1 HK/SK | PS3-2-1 Busbar
1SAM101937R0023 | PS3-3-1 | Active | 4013614313875 | 12.96 | 1 | 1 | stuk | Manual Motor Starter MMS325, MMS4XX | BE31220 | SP (Control general) | stuk | PS3-3-1 rail | Jeux de barres, Série MS325, pour 3 appareils, avec 1 contact aux. | PS3-3-1 3-Phasen-Sammelschiene 1HK/SK, für 3 MS325/225 mit 1 HK/SK | PS3-3-1 Busbar
1SAM101938R0001 | S3-M1 | Active | 4013614313783 | 23.36 | 1 | 1 | stuk | Manual Motor Starter MMS325, MMS4XX | BE31220 | SP (Control general) | stuk | Aansluitblok S3 laag, 25mm² | ACCESSOIRE POUR MS325 | S3-M1 3-Phasen-Einspeiseblock flach | S3-M1 Power Infeed Block
1SAM101938R0002 | S3-M2 | Active | 4013614313790 | 26.16 | 1 | 1 | stuk | Manual Motor Starter MMS325, MMS4XX | BE31220 | SP (Control general) | stuk | Aansluitblok S3 hoog, 25mm² | Bloc d' alimentation Série MS325 haute, 25mm² | S3-M2 3-Phasen-Einspeiseblock hoch | S3-M2 Power Infeed Block
1SAM101938R0003 | BS3-3 | Active | 4013614317361 | 3.98 | 1 | 1 | stuk | Manual Motor Starter MMS325, MMS4XX | BE31220 | SP (Control general) | stuk | rail bescherming BS3 | Couvercle pour peigne Série MS325 | BS3-3 Berührungsschutz-Abdeckung Leerpl. | BS3-3 Protection Cover
1SAM101938R0004 | S3-M3 | Active | 4013614371080 | 34.08 | 1 | 1 | stuk | Manual Motor Starter MMS325, MMS4XX | BE31220 | SP (Control general) | stuk | Aansluitblok S3 UL508-type E | Bloc d' alimentation Série MS325 UL508-type E | S3-M3 3-Phasen-Einspeiseblock f. Type E | S3-M3 Power Infeed Block
1SAM201901R1001 | HKF1-11 | Active | 4013614320354 | 14.18 | 1 | 1 | stuk | Manual Motor Starter MMS116, MMS132 | BE31220 | SP (Control general) | stuk | HKF1 1NO+1NC frontaleMont.front | MS116 contact aux.pr.montage frontal 1no +1nf | HKF1-11 Hilfsschalter 1S+1Ö frontseitiger Anbau | HKF1-11 Auxiliary Contact |  | 5.14
1SAM201901R1002 | HKF1-20 | Active | 4013614480614 | 14.18 | 1 | 1 | stuk | Manual Motor Starter MMS116, MMS132 | BE31220 | SP (Control general) | stuk | HKF1 2NO frontaleMont.frontaleMont. | Contact auxiliaire Série MS116 2NO, montage frontal | HKF1-20 Hilfsschalter 2S frontseitiger Anbau | HKF1-20 Auxiliary Contact |  | 5.14
1SAM201901R1003 | HKF1-10 | Active | 4013614502620 | 12.54 | 1 | 10 | stuk | Manual Motor Starter MMS116, MMS132 | BE31220 | SP (Control general) | stuk | HKF1 1NO frontaleMont.frontaleMont. | Contact auxiliaire Série MS116-132-165 1NO, montage frontal | HKF1-10 Hilfsschalter 1S frontseitiger Anbau | HKF1-10 Auxiliary Contact |  | 5.14
1SAM201901R1004 | HKF1-01 | Active | 4013614502644 | 12.54 | 1 | 10 | stuk | Manual Motor Starter MMS116, MMS132 | BE31220 | SP (Control general) | stuk | HKF1 1NC frontaleMont.frontaleMont. | Contact auxiliaire Série MS116-132-165 1NC, montage frontal | HKF1-01 Hilfsschalter 1Ö frontseitiger Anbau | HKF1-01 Auxiliary Contact |  | 5.14
1SAM201901R1201 | HKF1-11K | Active | 4013614523267 | 14.23 | 1 | 1 | stuk | Manual Motor Starter MMS116, MMS132 | BE31220 | SP (Control general) | stuk | HKF1 1NO+1NC Push-in Springtech. | Contact auxiliaire 1NO+1NF Pour montage frontal MS 116/132/165 Push-In terminals | HKF1-11K Hilfsschalter 1S+1Ö, mit Push-In Klemmen, frontseit. Anbau | HKF1-11K Auxiliary Contact |  | 5.14
1SAM201901R1202 | HKF1-20K | Active | 4013614523298 | 14.23 | 1 | 1 | stuk | Manual Motor Starter MMS116, MMS132 | BE31220 | SP (Control general) | stuk | HKF1 2NO Push-in Springtech. | Contact auxiliaire 2NO Pour montage frontal MS 116/132/165 Push-In terminals | HKF1-20K Hilfsschalter 2S, mit Push-In Klemmen, frontseit. Anbau | HKF1-20K Auxiliary Contact |  | 5.14
1SAM201902R1001 | HK1-11 | Active | 4013614320361 | 13.8 | 1 | 2 | stuk | Manual Motor Starter MMS116, MMS132 | BE31220 | SP (Control general) | stuk | HK1-11 Auxiliary cont. | MS116 contact aux.pr.montage latéral 1no +1nf | HK1-11 Hilfsschalter 1S+1Ö rechtsseitiger Anbau | HK1-11 Auxiliary Contact |  | 5.14
1SAM201902R1002 | HK1-20 | Active | 4013614320378 | 13.8 | 1 | 2 | stuk | Manual Motor Starter MMS116, MMS132 | BE31220 | SP (Control general) | stuk | HK1-20 Auxiliary cont. | MS116 contact aux.pr.montage latéral 2no | HK1-20 Hilfsschalter 2S rechtsseitiger Anbau | HK1-20 Auxiliary Contact |  | 5.14
1SAM201902R1003 | HK1-02 | Active | 4013614320385 | 13.8 | 1 | 2 | stuk | Manual Motor Starter MMS116, MMS132 | BE31220 | SP (Control general) | stuk | HK1-02 Auxiliary cont. | MS116 contact aux.pr.montage latéral 2nf | HK1-02 Hilfsschalter 2Ö rechtsseitiger Anbau | HK1-02 Auxiliary Contact |  | 5.14
1SAM201902R1004 | HK1-20L | Active | 4013614365881 | 15.67 | 1 | 2 | stuk | Manual Motor Starter MMS116, MMS132 | BE31220 | SP (Control general) | stuk | HK1 2NO zijdelingseMont.voorijlend | Contact auxiliaire Série MS116 2NO, montage lateral, gauche | HK1-20L Hilfsschalter 2S, voreilend rechtsseitiger Anbau | HK1-20L Auxiliary Contact |  | 5.14
1SAM201902R1201 | HK1-11K | Active | 4013614523311 | 14.63 | 1 | 1 | stuk | Manual Motor Starter MMS116, MMS132 | BE31220 | SP (Control general) | stuk | t 1NO+1NC HK1 1NO+1NC zijMont. | Contact auxiliaire 1NO+1NF Pour montage latéral MS 116/132/165 Push-In terminals | HK1-11K Hilfsschalter 1S+1Ö mit Push-In Klemmen, rechtsseit. Anbau | HK1-11K Auxiliary Contact |  | 5.14
1SAM201902R1202 | HK1-20K | Active | 4013614523328 | 14.63 | 1 | 1 | stuk | Manual Motor Starter MMS116, MMS132 | BE31220 | SP (Control general) | stuk | t 2NO HK1 2NO zijMont. | Contact auxiliaire 2NO Pour montage latéral MS 116/132/165 Push-In terminals | HK1-20K Hilfsschalter 2S mit Push-In Klemmen, rechtsseit. Anbau | HK1-20K Auxiliary Contact |  | 5.14
1SAM201902R1203 | HK1-02K | Active | 4013614523335 | 14.63 | 1 | 1 | stuk | Manual Motor Starter MMS116, MMS132 | BE31220 | SP (Control general) | stuk | t 2NC HK1 2NG zijMont. | Contact auxiliaire 2NF Pour montage latéral MS 116/132/165 Push-In terminals | HK1-02K Hilfsschalter 2Ö mit Push-In Klemmen, rechtsseit. Anbau | HK1-02K Auxiliary Contact |  | 5.14
1SAM201902R1204 | HK1-20LK | Active | 4013614523342 | 16.73 | 1 | 1 | stuk | Manual Motor Starter MMS116, MMS132 | BE31220 | SP (Control general) | stuk | t 2NO voorijlend HK1 2NO voorijlend zijMont. | Contact auxiliaire 2NO early make Pour montage latéral MS 116/132/165 Push-In terminals | HK1-20LK Hilfsschalter 2S, voreilend mit Push-In Klemmen, rechtsseit. Anbau | HK1-20LK Auxiliary Contact |  | 5.14
1SAM201903R1001 | SK1-11 | Active | 4013614320392 | 19.68 | 1 | 2 | stuk | Manual Motor Starter MMS116, MMS132 | BE31220 | SP (Control general) | stuk | Sig.cont.SK1 1NO+1NC zijdelingseMont. | Contact de signalisation Série MS116 1NO+1NC, montage lateral | SK1-11 Signalkontakt 1S+1Ö für ausgelöst-Meldung, rechtsseit. Anbau | SK1-11 Signal Contact |  | 5.14
1SAM201903R1002 | SK1-20 | Active | 4013614320408 | 19.68 | 1 | 2 | stuk | Manual Motor Starter MMS116, MMS132 | BE31220 | SP (Control general) | stuk | Sig.cont.SK1 2NO zijdelingseMont. | Contact de signalisation Série MS116 2NO, montage lateral | SK1-20 Signalkontakt 2S für ausgelöst-Meldung, rechtsseit. Anbau | SK1-20 Signal Contact |  | 5.14
1SAM201903R1003 | SK1-02 | Active | 4013614320415 | 19.68 | 1 | 2 | stuk | Manual Motor Starter MMS116, MMS132 | BE31220 | SP (Control general) | stuk | Sig.cont.SK1 2NG zijdelingseMont. | MS116 cont.aux. Déclenché pr.mont.lat. 2nf | SK1-02 Signalkontakt 2Ö für ausgelöst-Meldung, rechtsseit. Anbau | SK1-02 Signal Contact |  | 5.14
1SAM201903R1201 | SK1-11K | Active | 4013614523496 | 24.49 | 1 | 1 | stuk | Manual Motor Starter MMS116, MMS132 | BE31220 | SP (Control general) | stuk | SK1-11K Signal cont. | Contact de signalisation 1NO+1NF Pour montage latéral MS 116/132/165 Push-In terminals | SK1-11K Signalkontakt 1S+1Ö f. ausgelöst-Meldung, m. Push-In Klemmen | SK1-11K Signal Contact |  | 5.14
1SAM201903R1202 | SK1-20K | Active | 4013614523526 | 24.49 | 1 | 1 | stuk | Manual Motor Starter MMS116, MMS132 | BE31220 | SP (Control general) | stuk | Manual Motor Starter MMS116, MMS132 SK1-20K | Contact de signalisation 2NO Pour montage latéral MS 116/132/165 Push-In terminals | SK1-20K Signalkontakt 2S f. ausgelöst-Meldung, m. Push-In Klemmen | SK1-20K Signal Contact |  | 5.14
1SAM201903R1203 | SK1-02K | Active | 4013614523557 | 24.49 | 1 | 1 | stuk | Manual Motor Starter MMS116, MMS132 | BE31220 | SP (Control general) | stuk | Manual Motor Starter MMS116, MMS132 SK1-02K | Contact de signalisation 2NF Pour montage latéral MS 116/132/165 Push-In terminals | SK1-02K Signalkontakt 2Ö f. ausgelöst-Meldung, m. Push-In Klemmen | SK1-02K Signal Contact |  | 5.14
1SAM201904R1001 | UA1-24 | Active | 4013614320422 | 44.77 | 1 | 1 | stuk | Manual Motor Starter MMS116, MMS132 | BE31220 | SP (Control general) | stuk | Minimaspoel UA1 24V 50Hz | Bobine à minima Série MS116 24V 50Hz | UA1-24 Unterspannungsauslöser 24V 50Hz linksseitiger Anbau | UA1-24 Undervoltage Release |  | 5.14
1SAM201904R1002 | UA1-48 | Active | 4013614320439 | 44.77 | 1 | 1 | stuk | Manual Motor Starter MMS116, MMS132 | BE31220 | SP (Control general) | stuk | Minimaspoel UA1 48V 50Hz | Bobine à minima Série MS116 48V 50Hz | UA1-48 Unterspannungsauslöser 48V 50Hz linksseitiger Anbau | UA1-48 Undervoltage Release |  | 5.14
1SAM201904R1003 | UA1-60 | Active | 4013614320699 | 44.77 | 1 | 1 | stuk | Manual Motor Starter MMS116, MMS132 | BE31220 | SP (Control general) | stuk | Minimaspoel UA1 60V 50Hz | Bobine à minima Série MS116 60V 50Hz | UA1-60 Unterspannungsauslöser 60V 50 Hz linksseitiger Anbau | UA1-60 Undervoltage Release |  | 5.14
1SAM201904R1004 | UA1-110 | Active | 4013614320453 | 44.77 | 1 | 1 | stuk | Manual Motor Starter MMS116, MMS132 | BE31220 | SP (Control general) | stuk | Minimaspoel UA1 110V 50Hz & 120V 60Hz | Bobine à minima Série MS116 110V 50Hz & 120V 60Hz | UA1-110 Unterspannungsauslöser 110V 50Hz 120V 60Hz, linksseitiger Anbau | UA1-110 Undervoltage Release |  | 5.14
1SAM201904R1005 | UA1-230 | Active | 4013614320460 | 44.77 | 1 | 1 | stuk | Manual Motor Starter MMS116, MMS132 | BE31220 | SP (Control general) | stuk | Minimaspoel UA1 230V | Bobine à minima Gamme MS116 230V | UA1-230 Unterspannungsauslöser 230V 50Hz 240V 60Hz, linksseitiger Anbau | UA1-230 Undervoltage Release |  | 5.14
1SAM201904R1006 | UA1-400 | Active | 4013614320477 | 44.77 | 1 | 1 | stuk | Manual Motor Starter MMS116, MMS132 | BE31220 | SP (Control general) | stuk | Minimaspoel UA1 400V 50Hz | Bobine à minima Série MS116 400V 50Hz | UA1-400 Unterspannungsauslöser 400V 50Hz linksseitiger Anbau | UA1-400 Undervoltage Release |  | 5.14
1SAM201904R1007 | UA1-415 | Active | 4013614320484 | 44.77 | 1 | 1 | stuk | Manual Motor Starter MMS116, MMS132 | BE31220 | SP (Control general) | stuk | Minimaspoel UA1 415V | Bobine à minima gamme MS116 415V | UA1-415 Unterspannungsauslöser 415V 50Hz 480V 60Hz, linksseitiger Anbau | UA1-415 Undervoltage Release |  | 5.14
1SAM201906R1102 | PS1-2-0-65 | Active | 4013614400681 | 13.73 | 1 | 1 | stuk | Manual Motor Starter MMS116, MMS132 | BE31220 | SP (Control general) | stuk | Verbind.rail PS1 2 toestellen zonder | Jeux de barres Série MS116/MS132 pour 2 appareils, sans contact aux. | PS1-2-0-65 3-Phasen-Sammelschiene für 2 MS116 / MS132, Ie=65A | PS1-2-0-65 Busbar |  | 5.14
1SAM201906R1103 | PS1-3-0-65 | Active | 4013614400698 | 16.87 | 1 | 1 | stuk | Manual Motor Starter MMS116, MMS132 | BE31220 | SP (Control general) | stuk | Verbind.rail PS1 3 toestellen zonder | Jeux de barres Série MS116/MS132 pour 3 appareils, sans contact aux. | PS1-3-0-65 3-Phasen-Sammelschiene für 3 MS116 / MS132, Ie=65A | PS1-3-0-65 Busbar |  | 5.14
1SAM201906R1104 | PS1-4-0-65 | Active | 4013614400704 | 19.26 | 1 | 1 | stuk | Manual Motor Starter MMS116, MMS132 | BE31220 | SP (Control general) | stuk | Verbind.rail PS1 4 toestellen zonder | Jeux de barres Série MS116/MS132 pour 4 appareils, sans contact aux. | PS1-4-0-65 3-Phasen-Sammelschiene für 4 MS116 / MS132, Ie=65A | PS1-4-0-65 Busbar |  | 5.14
1SAM201906R1112 | PS1-2-1-65 | Active | 4013614400728 | 14.33 | 1 | 1 | stuk | Manual Motor Starter MMS116, MMS132 | BE31220 | SP (Control general) | stuk | Verbind.rail PS1 2 toestellen1 | Jeux de barres Série MS116/MS132 pour 2 appareils, avec 1 contact aux. | PS1-2-1-65 3-Phasen-Sammelschiene für 2 MS116 / MS132 mit 1 HK/SK, Ie=65A | PS1-2-1-65 Busbar |  | 5.14
1SAM201906R1113 | PS1-3-1-65 | Active | 4013614400735 | 17.71 | 1 | 1 | stuk | Manual Motor Starter MMS116, MMS132 | BE31220 | SP (Control general) | stuk | Verbind.rail PS1 3 toestellen1 | Jeux de barres Série MS116/MS132 pour 3 appareils, avec 1 contact aux. | PS1-3-1-65 3-Phasen-Sammelschiene für 3 MS116 / MS132 mit 1 HK/SK, Ie=65A | PS1-3-1-65 Busbar |  | 5.14
1SAM201906R1114 | PS1-4-1-65 | Active | 4013614400742 | 19.86 | 1 | 1 | stuk | Manual Motor Starter MMS116, MMS132 | BE31220 | SP (Control general) | stuk | Verbind.rail PS1 4 toestellen1 | Jeux de barres Série MS116/MS132 pour 4 appareils, avec 1 contact aux. | PS1-4-1-65 3-Phasen-Sammelschiene für 4 MS116 / MS132 mit 1 HK/SK, Ie=65A | PS1-4-1-65 Busbar |  | 5.14
1SAM201906R1115 | PS1-5-1-65 | Active | 4013614400759 | 22.68 | 1 | 1 | stuk | Manual Motor Starter MMS116, MMS132 | BE31220 | SP (Control general) | stuk | Verbind.rail PS1 5 toestellen1 | Jeux de barres Série MS116/MS132 pour 5 appareils, avec 1 contact aux. | PS1-5-1-65 3-Phasen-Sammelschiene für 5 MS116 / MS132 mit 1 HK/SK, Ie=65A | PS1-5-1-65 Busbar |  | 5.14
1SAM201906R1122 | PS1-2-2-65 | Active | 4013614400766 | 14.72 | 1 | 1 | stuk | Manual Motor Starter MMS116, MMS132 | BE31220 | SP (Control general) | stuk | Verbind.rail PS1 2 toestellen2 | Jeux de barres Série MS116/MS132 pour 2 appareils, avec 2 contacts aux. | PS1-2-2-65 3-Phasen-Sammelschiene für 2 MS116 / MS132 mit 2 HK/SK, Ie=65A | PS1-2-2-65 Busbar |  | 5.14
1SAM201906R1123 | PS1-3-2-65 | Active | 4013614400773 | 19.26 | 1 | 1 | stuk | Manual Motor Starter MMS116, MMS132 | BE31220 | SP (Control general) | stuk | Verbind.rail PS1 3 toestellen2 | Jeux de barres Série MS116/MS132 pour 3 appareils, avec 2 contacts aux. | PS1-3-2-65 3-Phasen-Sammelschiene für 3 MS116 / MS132 mit 2 HK/SK, Ie=65A | PS1-3-2-65 Busbar |  | 5.14
1SAM201906R1124 | PS1-4-2-65 | Active | 4013614400780 | 21 | 1 | 1 | stuk | Manual Motor Starter MMS116, MMS132 | BE31220 | SP (Control general) | stuk | Verbind.rail PS1 4 toestellen2 | Jeux de barres Série MS116/MS132 pour 4 appareils, avec 2 contacts aux. | PS1-4-2-65 3-Phasen-Sammelschiene für 4 MS116 / MS132 mit 2 HK/SK, Ie=65A | PS1-4-2-65 Busbar |  | 5.14
1SAM201906R1125 | PS1-5-2-65 | Active | 4013614400797 | 24.49 | 1 | 1 | stuk | Manual Motor Starter MMS116, MMS132 | BE31220 | SP (Control general) | stuk | Verbind.rail PS1 5 toestellen2 | Jeux de barres Série MS116/MS132 pour 5 appareils, avec 2 contacts aux. | PS1-5-2-65 3-Phasen-Sammelschiene für 5 MS116 / MS132 mit 2 HK/SK, Ie=65A | PS1-5-2-65 Busbar |  | 5.14
1SAM201907R1101 | S1-M1-25 | Active | 4013614400803 | 13.8 | 1 | 1 | stuk | Manual Motor Starter MMS116, MMS132 | BE31220 | SP (Control general) | stuk | Voedingsblok S1 65A lage vorm 16/25mm | Borne d'alimentation Série MS116/MS132 65A, forme basse, 16/25mm² | S1-M1-25 3-Phasen-Einspeiseblock Flach, für MS116 / MS132, 25mm2 | S1-M1-25 Power Infeed Block |  | 5.14
1SAM201907R1102 | S1-M2-25 | Active | 4013614400810 | 15.67 | 1 | 1 | stuk | Manual Motor Starter MMS116, MMS132 | BE31220 | SP (Control general) | stuk | Voedingsblok S1 65A hoge vorm 16/25mm | Borne d'alimentation Série MS116/MS132 65A, forme élevée, 16/25mm² | S1-M2-25 3-Phasen-Einspeiseblock Hoch, für MS116 / MS132, 25mm2 | S1-M2-25 Power Infeed Block |  | 5.14
1SAM201907R1103 | S1-M3-25 | Active | 4013614400827 | 17.81 | 1 | 1 | stuk | Manual Motor Starter MMS116, MMS132 | BE31220 | SP (Control general) | stuk | Voedingsblok S1 UL508 | Borne d'alimentation Série MS116/MS132 UL508 | S1-M3-25 3-Phasen-Einspeiseblock Flach, für MS116 / MS132, 25mm2, Type E | S1-M3-25 Power Infeed Block |  | 5.14
1SAM201908R1001 | BS1-3 | Active | 4013614320866 | 5.33 | 1 | 1 | stuk | Manual Motor Starter MMS116, MMS132 | BE31220 | SP (Control general) | stuk | Verbind.rail BS1 Afscherming | Couvercle pour peigne Série MS116 | BS1-3 Berührungsschutz-Abdeckung Leerpl. für Phasenschienen PS1 | BS1-3 Protection Cover |  | 5.14
1SAM201909R1001 | FS116 | Active | 4013614322129 | 9.37 | 1 | 10 | stuk | Manual Motor Starter MMS116, MMS132 | BE31220 | SP (Control general) | stuk | Mont.plaat FS116 FS116 Screw Fixing Kit | FS116 Screw Fixing Kit | FS116 Montagesatz f. Schraubbefestigung für MS116, MS/MO132 | FS116 Screw Fixing Kit |  | 5.14
1SAM201909R1021 | MSAH1 | Active | 4013614483615 | 14.58 | 1 | 1 | stuk | Manual Motor Starter MMS116, MMS132 | BE31220 | SP (Control general) | stuk | MSAH1 Shaft Supporter | MSAH1-SUPPORT AXE POUR MS1XX SUPPORT D'AXE POUR POIGNEE MS1XX | MSAH1 Wellenhalter geeignet für MS116, MS132/MO132 | MSAH1 Shaft Supporter |  | 5.14
1SAM201910R1001 | AA1-24 | Active | 4013614343308 | 45.37 | 1 | 1 | stuk | Manual Motor Starter MMS116, MMS132 | BE31220 | SP (Control general) | stuk | Uitschakelspoel AA1 24Vac | Bobine de déclenchement Série MS116 24Vac | AA1-24 Arbeitsstromauslöser 20-24V AC linksseitiger Anbau | AA1-24 Shunt Trip |  | 5.14
1SAM201910R1002 | AA1-110 | Active | 4013614343322 | 45.37 | 1 | 1 | stuk | Manual Motor Starter MMS116, MMS132 | BE31220 | SP (Control general) | stuk | Uitschakelspoel AA1 110Vac | Bobine de déclenchement Série MS116 110Vac | AA1-110 Arbeitsstromauslöser 110V AC linksseitiger Anbau | AA1-110 Shunt Trip |  | 5.14
1SAM201910R1003 | AA1-230 | Active | 4013614343346 | 45.37 | 1 | 1 | stuk | Manual Motor Starter MMS116, MMS132 | BE31220 | SP (Control general) | stuk | Uitschakelspoel AA1 200-240Vac | Bobine de déclenchement Série MS116 200-240Vac | AA1-230 Arbeitsstromauslöser 200-240V AC linksseitiger Anbau | AA1-230 Shunt Trip |  | 5.14
1SAM201910R1004 | AA1-400 | Active | 4013614343360 | 45.37 | 1 | 1 | stuk | Manual Motor Starter MMS116, MMS132 | BE31220 | SP (Control general) | stuk | Uitschakelspoel AA1 350-415Vac | Bobine de déclenchement Série MS116 350-415Vac | AA1-400 Arbeitsstromauslöser 350-415V AC linksseitiger Anbau | AA1-400 Shunt Trip |  | 5.14
1SAM201911R1010 | IB132-G | Active | 4013614421617 | 28.32 | 1 | 1 | stuk | Manual Motor Starter MMS116, MMS132 | BE31220 | SP (Control general) | stuk | IB132 IP65 grijs/zw vergrendelbaar 3x | Coffret Série MS1** IP65, gris/noir, verrouillable 3x | IB132-G Isolierstoffgehäuse grau/schwarz Normalausführung IP65, 3fach abschließb. | IB132-G Enclosure |  | 5.14
1SAM201911R1011 | IB132-Y | Active | 4013614421624 | 33.01 | 1 | 1 | stuk | Manual Motor Starter MMS116, MMS132 | BE31220 | SP (Control general) | stuk | IB132 IP65 rood/geel vergrendelbaar 3x | Coffret Série MS1** IP65, rouge/jaune, verrouillable 3x | IB132-Y Isolierstoffgehäuse rot/gelb NOT-AUS, IP65, 3fach abschließbar | IB132-Y Enclosure |  | 5.14
1SAM201911R1012 | IB132-F | Active | 4013614421631 | 32.4 | 1 | 1 | stuk | Manual Motor Starter MMS116, MMS132 | BE31220 | SP (Control general) | stuk | IB132 IP65 grijs/rood vergrendelbaar 3x | Coffret Série MS1** IP65, gris/rouge, verrouillable 3x | IB132-F Isolierstoffgehäuse rt/gr, IP65 3fach abschließbar | IB132-F Enclosure |  | 5.14
1SAM201912R1010 | DMS132-G | Active | 4013614421648 | 48.72 | 1 | 1 | stuk | Manual Motor Starter MMS116, MMS132 | BE31220 | SP (Control general) | stuk | DMS132-G DoorMounting Kit | DMS132-G MONTAGE SUR PORTE IP65 POUR MS/MO1XX- GRIS POIGNEE NOIRE | DMS132-G Türmontagesatz gr/sw, IP65 Normalausführung, 3fach abschließbar | DMS132-G Door Mounting Kit |  | 5.14
1SAM201912R1011 | DMS132-Y | Active | 4013614421655 | 38.65 | 1 | 1 | stuk | Manual Motor Starter MMS116, MMS132 | BE31220 | SP (Control general) | stuk | DMS132-Y DoorMounting Kit | DMS132-Y Door Mounting Kit, RD Emergency-STOP, 3 times lockable | DMS132-Y Türmontagesatz rt/gb, IP65 NOT-AUS, 3fach abschließbar | DMS132-Y Door Mounting Kit |  | 5.14
1SAM201913R1103 | S1-M3-35 | Active | 4013614400834 | 26.64 | 1 | 1 | stuk | Manual Motor Starter MMS116, MMS132 | BE31220 | SP (Control general) | stuk | Voedingsblok S1 100A lage vorm 35mm | Borne d'alimentation Série MS116/MS132 100A, forme basse, 35mm² | S1-M3-35 3-Phasen-Einspeiseblock Flach, für MS116 / MS132, 35mm2, Type E | S1-M3-35 Power Infeed Block |  | 5.14
1SAM201914R1001 | PB1-1-32 | Active | 4013614485244 | 8.28 | 1 | 1 | stuk | Manual Motor Starter MMS116, MMS132 | BE31220 | SP (Control general) | stuk | Phase connection link PB1 Phase connection link | PB1-1-32 BORNIER INTERCONNEXION 2 PHASES DISJ. MS116-MS/MO132 | PB1-1-32 Phasenverbinder für MS116 / MS132 / MS132-T, Ie=32A | PB1-1-32 Connecting Link
1SAM201914R1002 | S1-PB1-25 | Active | 4013614485251 | 6.72 | 1 | 1 | stuk | Manual Motor Starter MMS116, MMS132 | BE31220 | SP (Control general) | stuk | Voedingsblok S1 1F 25mm² | S1-PB1-25 BORNIER POUR CONNEXION MONOPHASE DISJ. MS116-MS/MO132 | S1-PB1-25 1-Phasen-Einspeiseblock für MS116 / MS132 / MS132-T, 25mm2, IEC | S1-PB1-25 Power Infeed Block |  | 5.14
1SAM201916R1103 | PS1-3-0-100 | Active | 4013614400612 | 21 | 1 | 1 | stuk | Manual Motor Starter MMS116, MMS132 | BE31220 | SP (Control general) | stuk | PS1 Rail 3 toestellen zonder | Jeux de barres Série MS116/MS132 pour 3 appareils, sans contact aux. | PS1-3-0-100 3-Phasen-Sammelschiene für 3 MS116 / MS132, Ie=100A | PS1-3-0-100 Busbar |  | 5.14
1SAM201916R1104 | PS1-4-0-100 | Active | 4013614400629 | 24.83 | 1 | 1 | stuk | Manual Motor Starter MMS116, MMS132 | BE31220 | SP (Control general) | stuk | PS1 Rail 4 toestellen zonder | Jeux de barres Série MS116/MS132 pour 4 appareils, sans contact aux. | PS1-4-0-100 3-Phasen-Sammelschiene für 4 MS116 / MS132, Ie=100A | PS1-4-0-100 Busbar |  | 5.14
1SAM201916R1105 | PS1-5-0-100 | Active | 4013614400636 | 28.79 | 1 | 1 | stuk | Manual Motor Starter MMS116, MMS132 | BE31220 | SP (Control general) | stuk | PS1 Rail 5 toestellen zonder | Jeux de barres Série MS116/MS132 pour 5 appareils, sans contact aux. | PS1-5-0-100 3-Phasen-Sammelschiene für 5 MS116 / MS132, Ie=100A | PS1-5-0-100 Busbar |  | 5.14
1SAM201916R1113 | PS1-3-1-100 | Active | 4013614400643 | 23.04 | 1 | 1 | stuk | Manual Motor Starter MMS116, MMS132 | BE31220 | SP (Control general) | stuk | PS1 Rail 3 toestellen1 | Jeux de barres Série MS116/MS132 pour 3 appareils, avec 1 contact aux. | PS1-3-1-100 3-Phasen-Sammelschiene für 3 MS116 / MS132 mit 1 HK/SK, Ie=100A | PS1-3-1-100 Busbar |  | 5.14
1SAM201916R1114 | PS1-4-1-100 | Active | 4013614400650 | 26.77 | 1 | 1 | stuk | Manual Motor Starter MMS116, MMS132 | BE31220 | SP (Control general) | stuk | PS1 Rail 4 toestellen1 | Jeux de barres Série MS116/MS132 pour 4 appareils, avec 1 contact aux. | PS1-4-1-100 3-Phasen-Sammelschiene für 4 MS116 / MS132 mit 1 HK/SK, Ie=100A | PS1-4-1-100 Busbar |  | 5.14
1SAM201916R1115 | PS1-5-1-100 | Active | 4013614400667 | 30.83 | 1 | 1 | stuk | Manual Motor Starter MMS116, MMS132 | BE31220 | SP (Control general) | stuk | PS1 Rail 5 toestellen1 | Jeux de barres Série MS116/MS132 pour 5 appareils, avec 1 contact aux. | PS1-5-1-100 3-Phasen-Sammelschiene für 5 MS116 / MS132 mit 1 HK/SK, Ie=100A | PS1-5-1-100 Busbar |  | 5.14
1SAM201916R1123 | PS1-3-2-100 | Active | 4013614400674 | 27.49 | 1 | 1 | stuk | Manual Motor Starter MMS116, MMS132 | BE31220 | SP (Control general) | stuk | PS1 Rail 3 toestellen2 | Jeux de barres Série MS116/MS132 pour 3 appareils, avec 2 contacts aux. | PS1-3-2-100 3-Phasen-Sammelschiene für 3 MS116 / MS132 mit 2 HK/SK, Ie=100A | PS1-3-2-100 Busbar |  | 5.14
1SAM201920R1000 | MSH-AR | Active | 4013614480416 | 5.2 | 1 | 1 | stuk | Manual Motor Starter MMS325, MMS4XX | BE31220 | SP (Control general) | stuk | Centreer ringMSHMSHD enMSH h,vaten | MSH-AR Shaft Alignment Ring | MSH-AR Wellenführungsring geeignet für MSHD und MSH Drehgriffe | MSH-AR Shaft Alignment Ring
1SAM201920R1001 | MSHD-LB | Active | 4013614441813 | 20.72 | 1 | 1 | stuk | Manual Motor Starter MMS325, MMS4XX | BE31220 | SP (Control general) | stuk | Handvat MSHD IP64, zwart, 3 sloten | Poignée Série MS116 IP64, noir, 3 cadenas, 0-I | MSHD-LB Drehgriff, IP64, schwarz, 3fach abschließbar, überlistbare, 0-I | MSHD-LB Handles
1SAM201920R1002 | MSHD-LY | Active | 4013614441837 | 20.72 | 1 | 1 | stuk | Manual Motor Starter MMS325, MMS4XX | BE31220 | SP (Control general) | stuk | Handvat MSHD 3 maal vergrendelbaar,0-I | Poignée Série MS116 verouillable 3 fois, 0-I | MSHD-LY Drehgriff, IP64, rot/gelb, 3fach abschließbar, überlistbare, 0-I | MSHD-LY Handles
1SAM201920R1011 | MSHD-LTB | Active | 4013614441820 | 20.72 | 1 | 1 | stuk | Manual Motor Starter MMS325, MMS4XX | BE31220 | SP (Control general) | stuk | Handvat MSHD 3 times lockable | Poignée 3 times lockable, defeatable, 0-TRIP-I | MSHD-LTB Drehgriff, IP64, schwarz, 3fach abschließbar, überlistbare, 0-T-I | MSHD-LTB Handles
1SAM201920R1012 | MSHD-LTY | Active | 4013614441844 | 20.72 | 1 | 1 | stuk | Manual Motor Starter MMS325, MMS4XX | BE31220 | SP (Control general) | stuk | Bedien.knopMSHD IP64 rood/geel | Poignée MSHD-LTY IP64, rouge/jaune | MSHD-LTY Drehgriff, IP64, rot/gelb, 3fach abschließbar, überlistbare, 0-T-I | MSHD-LTY Handles
1SAM250000R1001 | MS116-0.16 | Active | 4013614320248 | 54.36 | 1 | 1 | stuk | Manual Motor Starter MMS116, MMS132 | BE31220 | SP (Control general) | stuk | MotorstarterMS116 0 1-0 16A | disjoncteur moteur 0,1-0,16A | MS116-0.16 Motorschutzschalter Auslöseklasse 10A, 0.1 ... 0.16 A | MS116-0.16 Manual Motor Starter |  | 5.14
1SAM250000R1002 | MS116-0.25 | Active | 4013614320255 | 54.36 | 1 | 1 | stuk | Manual Motor Starter MMS116, MMS132 | BE31220 | SP (Control general) | stuk | MotorstarterMS116 0 16-0 25A | disjoncteur moteur 0,16-0,25A | MS116-0.25 Motorschutzschalter Auslöseklasse 10A, 0.16 ... 0.25 A | MS116-0.25 Manual Motor Starter |  | 5.14
1SAM250000R1003 | MS116-0.4 | Active | 4013614320262 | 54.36 | 1 | 1 | stuk | Manual Motor Starter MMS116, MMS132 | BE31220 | SP (Control general) | stuk | MotorstarterMS116 0 25-0 4A | disjoncteur moteur 0,25-0,4A | MS116-0.4 Motorschutzschalter Auslöseklasse 10A, 0.25 ... 0.4 A | MS116-0.4 Manual Motor Starter |  | 5.14
1SAM250000R1004 | MS116-0.63 | Active | 4013614320279 | 54.36 | 1 | 1 | stuk | Manual Motor Starter MMS116, MMS132 | BE31220 | SP (Control general) | stuk | MotorstarterMS116 0 4-0 63A | disjoncteur moteur 0,4-0,63A | MS116-0.63 Motorschutzschalter Auslöseklasse 10A, 0.4 ... 0.63 A | MS116-0.63 Manual Motor Starter |  | 5.14
1SAM250000R1005 | MS116-1.0 | Active | 4013614320286 | 54.36 | 1 | 1 | stuk | Manual Motor Starter MMS116, MMS132 | BE31220 | SP (Control general) | stuk | MotorstarterMS116 0 63-0 1A | disjoncteur moteur 0,63-0,1A | MS116-1.0 Motorschutzschalter Auslöseklasse 10A, 0.63 ... 1.0 A | MS116-1.0 Manual Motor Starter |  | 5.14
1SAM250000R1006 | MS116-1.6 | Active | 4013614320293 | 54.36 | 1 | 1 | stuk | Manual Motor Starter MMS116, MMS132 | BE31220 | SP (Control general) | stuk | MotorstarterMS116 1 0-1 6A | disjoncteur moteur 1,0-1,6A | MS116-1.6 Motorschutzschalter Auslöseklasse 10A, 1.0 ... 1.6 A | MS116-1.6 Manual Motor Starter |  | 5.14
1SAM250000R1007 | MS116-2.5 | Active | 4013614320309 | 54.36 | 1 | 1 | stuk | Manual Motor Starter MMS116, MMS132 | BE31220 | SP (Control general) | stuk | MotorstarterMS116 1 6-2 5A | disjoncteur moteur 1,6-2,5A | MS116-2.5 Motorschutzschalter Auslöseklasse 10A, 1.6 ... 2.5 A | MS116-2.5 Manual Motor Starter |  | 5.14
1SAM250000R1008 | MS116-4.0 | Active | 4013614320316 | 54.36 | 1 | 1 | stuk | Manual Motor Starter MMS116, MMS132 | BE31220 | SP (Control general) | stuk | MotorstarterMS116 2 5-4 0A | disjoncteur moteur 2,5-4,0A | MS116-4.0 Motorschutzschalter Auslöseklasse 10A, 2.5 ... 4.0 A | MS116-4.0 Manual Motor Starter |  | 5.14
1SAM250000R1009 | MS116-6.3 | Active | 4013614320323 | 54.36 | 1 | 1 | stuk | Manual Motor Starter MMS116, MMS132 | BE31220 | SP (Control general) | stuk | MotorstarterMS116 4 0-6 3A | disjoncteur moteur 4,0-6,3A | MS116-6.3 Motorschutzschalter Auslöseklasse 10A, 4.0 ... 6.3 A | MS116-6.3 Manual Motor Starter |  | 5.14
1SAM250000R1010 | MS116-10 | Active | 4013614320330 | 54.36 | 1 | 1 | stuk | Manual Motor Starter MMS116, MMS132 | BE31220 | SP (Control general) | stuk | MotorstarterMS116 6 3-10A | disjoncteur moteur 6,3-10A | MS116-10 Motorschutzschalter Auslöseklasse 10A, 6.3 ... 10 A | MS116-10 Manual Motor Starter |  | 5.14
1SAM250000R1011 | MS116-16 | Active | 4013614320347 | 54.36 | 1 | 1 | stuk | Manual Motor Starter MMS116, MMS132 | BE31220 | SP (Control general) | stuk | MotorstarterMS116 10-16A | disjoncteur moteur 10-16A | MS116-16 Motorschutzschalter Auslöseklasse 10A, 10 ... 16 A | MS116-16 Manual Motor Starter |  | 5.14
1SAM250000R1012 | MS116-12 | Active | 4013614348211 | 54.36 | 1 | 1 | stuk | Manual Motor Starter MMS116, MMS132 | BE31220 | SP (Control general) | stuk | MotorstarterMS116 8-12A | Disjoncteur-moteur MS116-12 8-12A | MS116-12 Motorschutzschalter Auslöseklasse 10A, 8.0 ... 12 A | MS116-12 Manual Motor Starter |  | 5.14
1SAM250000R1013 | MS116-20 | Active | 4013614405655 | 75.84 | 1 | 1 | stuk | Manual Motor Starter MMS116, MMS132 | BE31220 | SP (Control general) | stuk | MotorstarterMS116 16-20A | Disjoncteur-moteur Série MS116 16-20A | MS116-20 Motorschutzschalter Auslöseklasse 10A, 16 ... 20 A | MS116-20 Manual Motor Starter |  | 5.14
1SAM250000R1014 | MS116-25 | Active | 4013614405662 | 84.01 | 1 | 1 | stuk | Manual Motor Starter MMS116, MMS132 | BE31220 | SP (Control general) | stuk | MotorstarterMS116 20-25A | Disjoncteur-moteur Série MS116 20-25A | MS116-25 Motorschutzschalter Auslöseklasse 10A, 20 ... 25 A | MS116-25 Manual Motor Starter |  | 5.14
1SAM250000R1015 | MS116-32 | Active | 4013614405679 | 139.21 | 1 | 1 | stuk | Manual Motor Starter MMS116, MMS132 | BE31220 | SP (Control general) | stuk | MotorstarterMS116 25-32A | Disjoncteur-moteur 25-32A 25-32A | MS116-32 Motorschutzschalter Auslöseklasse 10A, 25 ... 32 A | MS116-32 Manual Motor Starter |  | 5.14
1SAM301901R1001 | CK1-11 | Active | 4013614403927 | 32.29 | 1 | 2 | stuk | Manual Motor Starter MMS116, MMS132 | BE31220 | SP (Control general) | stuk | CK1-11 Short Circuit Signaling cont. | CK1-11 SIGNAL DEFAUT CC LAT. DROITE 1NO+1NF POUR DISJ. MS/MO1XX | CK1-11 Kurzschlusssignalkontakt 1S+1Ö f. Kurzschlussmeldung, rechtsseit. Anbau | CK1-11 Short Circuit Signaling Contact |  | 5.14
1SAM301901R1002 | CK1-20 | Active | 4013614403934 | 32.29 | 1 | 2 | stuk | Manual Motor Starter MMS116, MMS132 | BE31220 | SP (Control general) | stuk | CK1-20 Short Circuit Signaling cont. | CK1-20 SIGNAL DEFAUT CC LAT. DROITE 2NO POUR DISJ. MS/MO1XX | CK1-20 Kurzschlusssignalkontakt 2S f. Kurzschlussmeldung, rechtsseit. Anbau | CK1-20 Short Circuit Signaling Contact |  | 5.14
1SAM301901R1003 | CK1-02 | Active | 4013614403941 | 32.29 | 1 | 2 | stuk | Manual Motor Starter MMS116, MMS132 | BE31220 | SP (Control general) | stuk | CK1-02 Short Circuit Signaling cont. | CK1-02 SIGNAL DEFAUT CC LAT. DROITE 2NF POUR DISJ. MS/MO1XX | CK1-02 Kurzschlusssignalkontakt 2Ö f. Kurzschlussmeldung, rechtsseit. Anbau | CK1-02 Short Circuit Signaling Contact |  | 5.14
1SAM301911R1001 | TS1-M3-S1 | Active | 4013614556630 | 4.02 | 1 | 2 | stuk | MMS116, MMS132 | BE31220 | SP (Control general) | stuk | Accessoires MS132 serie TS1-M3-S1 | Accessoires Série MS132 TS1-M3-S1 | Accessories MS132 range TS1-M3-S1 | Accessories MS132 range TS1-M3-S1
1SAM340000R1001 | MS132-0.16T | Active | 4013614484919 | 76.57 | 1 | 1 | stuk | Manual Motor Starter MMS116, MMS132 | BE31220 | SP (Control general) | stuk | Prim.TrafobeveiligingMS132 0 1-0 16A | Disjoncteur-moteur Série MS132-T 0,1-0,16A | MS132-0.16T Transformatorschutzschalter primär-seitig, Auslöseklasse 10, | MS132-0.16T Circuit Breaker for Primary Transformer Protection |  | 5.14
1SAM340000R1002 | MS132-0.25T | Active | 4013614484926 | 68.17 | 1 | 1 | stuk | Manual Motor Starter MMS116, MMS132 | BE31220 | SP (Control general) | stuk | Prim.TrafobeveiligingMS132 0 16-0 25A | Disjoncteur-moteur Série MS132-T 0.16 - 0.25 A | MS132-0.25T Transformatorschutzschalter primär-seitig, Auslöseklasse 10, | MS132-0.25T Circuit Breaker for Primary Transformer Protection |  | 5.14
1SAM340000R1003 | MS132-0.4T | Active | 4013614484933 | 68.17 | 1 | 1 | stuk | Manual Motor Starter MMS116, MMS132 | BE31220 | SP (Control general) | stuk | Prim.TrafobeveiligingMS132 0 25-0 4A | Disjoncteur-moteur Série MS132-T 0.25 - 0.4 A | MS132-0.4T Transformatorschutzschalter primär-seitig, Auslöseklasse 10, | MS132-0.4T Circuit Breaker for Primary Transformer Protection |  | 5.14
1SAM340000R1004 | MS132-0.63T | Active | 4013614484940 | 68.17 | 1 | 1 | stuk | Manual Motor Starter MMS116, MMS132 | BE31220 | SP (Control general) | stuk | Prim.TrafobeveiligingMS132 0 4-0 63A | Disjoncteur-moteur Série MS132-T 0.4 - 0.63 A | MS132-0.63T Transformatorschutzschalter primär-seitig, Auslöseklasse 10, | MS132-0.63T Circuit Breaker for Primary Transformer Protection |  | 5.14
1SAM340000R1005 | MS132-1.0T | Active | 4013614484957 | 78.26 | 1 | 1 | stuk | Manual Motor Starter MMS116, MMS132 | BE31220 | SP (Control general) | stuk | Prim.TrafobeveiligingMS132 0 63-1A | Disjoncteur-moteur Série MS132-T 0.63 - 1 A | MS132-1.0T Transformatorschutzschalter primär-seitig, Auslöseklasse 10, | MS132-1.0T Circuit Breaker for Primary Transformer Protection |  | 5.14
1SAM340000R1006 | MS132-1.6T | Active | 4013614484964 | 78.26 | 1 | 1 | stuk | Manual Motor Starter MMS116, MMS132 | BE31220 | SP (Control general) | stuk | Prim.TrafobeveiligingMS132 1-1 6A | Disjoncteur-moteur Série MS132-T 1 - 1.6 A | MS132-1.6T Transformatorschutzschalter primär-seitig, Auslöseklasse 10, | MS132-1.6T Circuit Breaker for Primary Transformer Protection |  | 5.14
1SAM340000R1007 | MS132-2.5T | Active | 4013614484971 | 78.26 | 1 | 1 | stuk | Manual Motor Starter MMS116, MMS132 | BE31220 | SP (Control general) | stuk | Prim.TrafobeveiligingMS132 1 6-2 5A | Disjoncteur-moteur Série MS132-T 1.6 - 2.5 A | MS132-2.5T Transformatorschutzschalter primär-seitig, Auslöseklasse 10, | MS132-2.5T Circuit Breaker for Primary Transformer Protection |  | 5.14
1SAM340000R1008 | MS132-4.0T | Active | 4013614484988 | 87.73 | 1 | 1 | stuk | Manual Motor Starter MMS116, MMS132 | BE31220 | SP (Control general) | stuk | Prim.TrafobeveiligingMS132 2 5-4 0A | Disjoncteur-moteur Série MS132 2,5 - 4,0A T Transformer protection | MS132-4.0T Transformatorschutzschalter primär-seitig, Auslöseklasse 10, | MS132-4.0T Circuit Breaker for Primary Transformer Protection |  | 5.14
1SAM340000R1009 | MS132-6.3T | Active | 4013614484995 | 87.73 | 1 | 1 | stuk | Manual Motor Starter MMS116, MMS132 | BE31220 | SP (Control general) | stuk | Prim.TrafobeveiligingMS132 4-6.3 A | Disjoncteur-moteur Série MS132-T 4 - 6.3 A | MS132-6.3T Transformatorschutzschalter primär-seitig, Auslöseklasse 10, | MS132-6.3T Circuit Breaker for Primary Transformer Protection
1SAM340000R1010 | MS132-10T | Active | 4013614485008 | 92.64 | 1 | 1 | stuk | Manual Motor Starter MMS116, MMS132 | BE31220 | SP (Control general) | stuk | Prim.TrafobeveiligingMS132 6 3-10A | Disjoncteur-moteur Série MS132-T 6.3 -10 A | MS132-10T Transformatorschutzschalter primär-seitig, Auslöseklasse 10, | MS132-10T Circuit Breaker for Primary Transformer Protection |  | 5.14
1SAM340000R1011 | MS132-16T | Active | 4013614485022 | 92.64 | 1 | 1 | stuk | Manual Motor Starter MMS116, MMS132 | BE31220 | SP (Control general) | stuk | Prim.TrafobeveiligingMS132 10-16A | Disjoncteur-moteur Série MS132-T 10 -16 A | MS132-16T Transformatorschutzschalter primär-seitig, Auslöseklasse 10, | MS132-16T Circuit Breaker for Primary Transformer Protection |  | 5.14
1SAM340000R1012 | MS132-12T | Active | 4013614485015 | 92.64 | 1 | 1 | stuk | Manual Motor Starter MMS116, MMS132 | BE31220 | SP (Control general) | stuk | Prim.TrafobeveiligingMS132 8-12 A | Disjoncteur-moteur Série MS132-T 8 - 12 A | MS132-12T Transformatorschutzschalter primär-seitig, Auslöseklasse 10, | MS132-12T Circuit Breaker for Primary Transformer Protection |  | 5.14
1SAM340000R1013 | MS132-20T | Active | 4013614485039 | 112.33 | 1 | 1 | stuk | Manual Motor Starter MMS116, MMS132 | BE31220 | SP (Control general) | stuk | Prim.TrafobeveiligingMS132 16-20 A | Disjoncteur-moteur Série MS132-T 16 - 20 A | MS132-20T Transformatorschutzschalter primär-seitig, Auslöseklasse 10, | MS132-20T Circuit Breaker for Primary Transformer Protection |  | 5.14
1SAM340000R1014 | MS132-25T | Active | 4013614485046 | 113.17 | 1 | 1 | stuk | Manual Motor Starter MMS116, MMS132 | BE31220 | SP (Control general) | stuk | Prim.TrafobeveiligingMS132 20-25 A | Disjoncteur-moteur Série MS132-T 20 - 25 A | MS132-25T Transformatorschutzschalter primär-seitig, Auslöseklasse 10, | MS132-25T Circuit Breaker for Primary Transformer Protection |  | 5.14
1SAM340010R1001 | MS132-0.16KT | Active | 4013614535116 | 54.48 | 1 | 1 | stuk | Manual Motor Starter MMS116, MMS132 | BE31220 | SP (Control general) | stuk | Prim.TrafobeveiligingMS132 0 16 A | Disjoncteur Protection du transformateur primaire 0,16 A | Circuit Breaker Primary Transformer Protection 0,16 A | MS132-0.16KT Circuit Breaker for Primary Transformer Protection |  | 5.14
1SAM340010R1002 | MS132-0.25KT | Active | 4013614535123 | 54.48 | 1 | 1 | stuk | Manual Motor Starter MMS116, MMS132 | BE31220 | SP (Control general) | stuk | Prim.TrafobeveiligingMS132 0 25 A | Disjoncteur Protection du transformateur primaire 0,25 A | Circuit Breaker Primary Transformer Protection 0,25 A | MS132-0.25KT Circuit Breaker for Primary Transformer Protection |  | 5.14
1SAM340010R1003 | MS132-0.4KT | Active | 4013614535130 | 54.48 | 1 | 1 | stuk | Manual Motor Starter MMS116, MMS132 | BE31220 | SP (Control general) | stuk | Prim.TrafobeveiligingMS132 0 4A | Disjoncteur Protection du transformateur primaire 0,4A | Circuit Breaker Primary Transformer Protection 0,4A | MS132-0.4KT Circuit Breaker for Primary Transformer Protection |  | 5.14
1SAM340010R1004 | MS132-0.63KT | Active | 4013614535147 | 54.48 | 1 | 1 | stuk | Manual Motor Starter MMS116, MMS132 | BE31220 | SP (Control general) | stuk | Prim.TrafobeveiligingMS132 0 63 A | Disjoncteur Protection du transformateur primaire 0,63 A | Circuit Breaker Primary Transformer Protection 0,63 A | MS132-0.63KT Circuit Breaker for Primary Transformer Protection |  | 5.14
1SAM340010R1005 | MS132-1.0KT | Active | 4013614535154 | 62.51 | 1 | 1 | stuk | Manual Motor Starter MMS116, MMS132 | BE31220 | SP (Control general) | stuk | Prim.TrafobeveiligingMS132 1A | Disjoncteur Protection du transformateur primaire 1 A | Circuit Breaker Primary Transformer Protection 1 A | MS132-1.0KT Circuit Breaker for Primary Transformer Protection |  | 5.14
1SAM340010R1006 | MS132-1.6KT | Active | 4013614535161 | 62.51 | 1 | 1 | stuk | Manual Motor Starter MMS116, MMS132 | BE31220 | SP (Control general) | stuk | Prim.TrafobeveiligingMS132 1 6 A | Disjoncteur Protection du transformateur primaire 1,6 A | Circuit Breaker Primary Transformer Protection 1,6 A | MS132-1.6KT Circuit Breaker for Primary Transformer Protection |  | 5.14
1SAM340010R1007 | MS132-2.5KT | Active | 4013614535178 | 62.51 | 1 | 1 | stuk | Manual Motor Starter MMS116, MMS132 | BE31220 | SP (Control general) | stuk | Prim.TrafobeveiligingMS132 2 5 A | Disjoncteur Protection du transformateur primaire 2,5 A | Circuit Breaker Primary Transformer Protection 2,5 A | MS132-2.5KT Circuit Breaker for Primary Transformer Protection |  | 5.14
1SAM340010R1008 | MS132-4.0KT | Active | 4013614535185 | 62.51 | 1 | 1 | stuk | Manual Motor Starter MMS116, MMS132 | BE31220 | SP (Control general) | stuk | Prim.TrafobeveiligingMS132 4A | Disjoncteur Protection du transformateur primaire 4 A | Circuit Breaker Primary Transformer Protection 4 A | MS132-4.0KT Circuit Breaker for Primary Transformer Protection |  | 5.14
1SAM340010R1009 | MS132-6.3KT | Active | 4013614535192 | 62.51 | 1 | 1 | stuk | Manual Motor Starter MMS116, MMS132 | BE31220 | SP (Control general) | stuk | Prim.TrafobeveiligingMS132 6 3 A | Disjoncteur Protection du transformateur primaire 6,3 A | Circuit Breaker Primary Transformer Protection 6,3 A | MS132-6.3KT Circuit Breaker for Primary Transformer Protection |  | 5.14
1SAM340010R1010 | MS132-10KT | Active | 4013614535208 | 73.93 | 1 | 1 | stuk | Manual Motor Starter MMS116, MMS132 | BE31220 | SP (Control general) | stuk | Prim.TrafobeveiligingMS132 10A | Disjoncteur Protection du transformateur primaire 10 A | Circuit Breaker Primary Transformer Protection 10 A | MS132-10KT Circuit Breaker for Primary Transformer Protection |  | 5.14
1SAM340010R1011 | MS132-16KT | Active | 4013614535215 | 73.93 | 1 | 1 | stuk | Manual Motor Starter MMS116, MMS132 | BE31220 | SP (Control general) | stuk | Prim.TrafobeveiligingMS132 16 A | Disjoncteur Protection du transformateur primaire 16 A | Circuit Breaker Primary Transformer Protection 16 A | MS132-16KT Circuit Breaker for Primary Transformer Protection |  | 5.14
1SAM340010R1013 | MS132-20KT | Active | 4013614535239 | 79.93 | 1 | 1 | stuk | Manual Motor Starter MMS116, MMS132 | BE31220 | SP (Control general) | stuk | Prim.TrafobeveiligingMS132 20 A | Disjoncteur Protection du transformateur primaire 20 A | Circuit Breaker Primary Transformer Protection 20 A | MS132-20KT Circuit Breaker for Primary Transformer Protection |  | 5.14
1SAM340010R1014 | MS132-25KT | Active | 4013614535246 | 90.49 | 1 | 1 | stuk | Manual Motor Starter MMS116, MMS132 | BE31220 | SP (Control general) | stuk | Prim.TrafobeveiligingMS132 25 A | Disjoncteur Protection du transformateur primaire 25 A | MS132-25KT Transformatorschutzschalter mit Push-In Klemmen, | MS132-25KT Circuit Breaker for Primary Transformer Protection |  | 5.14
1SAM350000R1001 | MS132-0.16 | Active | 4013614400018 | 67.81 | 1 | 1 | stuk | Manual Motor Starter MMS116, MMS132 | BE31220 | SP (Control general) | stuk | MS132 0 1-0 16A | Disjoncteur-moteur Série MS132 0,1 - 0,16A | MS132-0.16 Motorschutzschalter Auslöseklasse 10A, 0.1 ... 0.16 A | MS132-0.16 Manual Motor Starter |  | 5.14
1SAM350000R1002 | MS132-0.25 | Active | 4013614400025 | 67.81 | 1 | 1 | stuk | Manual Motor Starter MMS116, MMS132 | BE31220 | SP (Control general) | stuk | MS132 0 16-0 25A | Disjoncteur-moteur Série MS132 0,16 - 0,25A | MS132-0.25 Motorschutzschalter Auslöseklasse 10, 0.16 ... 0.25 A | MS132-0.25 Manual Motor Starter |  | 5.14
1SAM350000R1003 | MS132-0.4 | Active | 4013614400032 | 67.81 | 1 | 1 | stuk | Manual Motor Starter MMS116, MMS132 | BE31220 | SP (Control general) | stuk | MS132 0 25-0 40A | Disjoncteur-moteur Série MS132 0,25 - 0,40A | MS132-0.4 Motorschutzschalter Auslöseklasse 10, 0.25 ... 0.4 A | MS132-0.4 Manual Motor Starter |  | 5.14
1SAM350000R1004 | MS132-0.63 | Active | 4013614400049 | 67.81 | 1 | 1 | stuk | Manual Motor Starter MMS116, MMS132 | BE31220 | SP (Control general) | stuk | MS132 0 40-0 63A | Disjoncteur-moteur Série MS132 0,40 - 0,63A | MS132-0.63 Motorschutzschalter Auslöseklasse 10, 0.4 ... 0.63 A | MS132-0.63 Manual Motor Starter |  | 5.14
1SAM350000R1005 | MS132-1.0 | Active | 4013614400056 | 69.97 | 1 | 1 | stuk | Manual Motor Starter MMS116, MMS132 | BE31220 | SP (Control general) | stuk | MS132 0 63-1 0A | Disjoncteur-moteur Série MS132 0,63 - 1,0A | MS132-1.0 Motorschutzschalter Auslöseklasse 10, 0.63 ... 1.0 A | MS132-1.0 Manual Motor Starter |  | 5.14
1SAM350000R1006 | MS132-1.6 | Active | 4013614400063 | 69.97 | 1 | 1 | stuk | Manual Motor Starter MMS116, MMS132 | BE31220 | SP (Control general) | stuk | MS132-1.6ManualMotor Starter | Disjoncteur-moteur Série MS132 1,0 - 1,6A | MS132-1.6 Motorschutzschalter Auslöseklasse 10, 1.0 ... 1.6 A | MS132-1.6 Manual Motor Starter |  | 5.14
1SAM350000R1007 | MS132-2.5 | Active | 4013614400070 | 69.97 | 1 | 1 | stuk | Manual Motor Starter MMS116, MMS132 | BE31220 | SP (Control general) | stuk | MS132-2.5ManualMotor Starter | Disjoncteur-moteur Série MS132 1,6 - 2,5A | MS132-2.5 Motorschutzschalter Auslöseklasse 10, 1.6 ... 2.5 A | MS132-2.5 Manual Motor Starter |  | 5.14
1SAM350000R1008 | MS132-4.0 | Active | 4013614400087 | 69.97 | 1 | 1 | stuk | Manual Motor Starter MMS116, MMS132 | BE31220 | SP (Control general) | stuk | MS132-4.0ManualMotor Starter | Disjoncteur-moteur Série MS132 2,5 - 4,0A | MS132-4.0 Motorschutzschalter Auslöseklasse 10, 2.5 ... 4.0 A | MS132-4.0 Manual Motor Starter |  | 5.14
1SAM350000R1009 | MS132-6.3 | Active | 4013614400094 | 69.97 | 1 | 1 | stuk | Manual Motor Starter MMS116, MMS132 | BE31220 | SP (Control general) | stuk | MS132-6.3ManualMotor Starter | Disjoncteur-moteur Série MS132 4,0 - 6,3A | MS132-6.3 Motorschutzschalter Auslöseklasse 10, 4.0 ... 6.3 A | MS132-6.3 Manual Motor Starter |  | 5.14
1SAM350000R1010 | MS132-10 | Active | 4013614400100 | 74.27 | 1 | 1 | stuk | Manual Motor Starter MMS116, MMS132 | BE31220 | SP (Control general) | stuk | MS132-10ManualMotor Starter | Disjoncteur-moteur Série MS132 6,3 - 10A | MS132-10 Motorschutzschalter Auslöseklasse 10, 6.3 ... 10 A | MS132-10 Manual Motor Starter |  | 5.14
1SAM350000R1011 | MS132-16 | Active | 4013614400117 | 75.02 | 1 | 1 | stuk | Manual Motor Starter MMS116, MMS132 | BE31220 | SP (Control general) | stuk | MS132-16ManualMotor Starter | Disjoncteur-moteur Série MS132 10 - 16A | MS132-16 Motorschutzschalter Auslöseklasse 10, 10 ... 16 A | MS132-16 Manual Motor Starter |  | 5.14
1SAM350000R1012 | MS132-12 | Active | 4013614400124 | 75.02 | 1 | 1 | stuk | Manual Motor Starter MMS116, MMS132 | BE31220 | SP (Control general) | stuk | MS132-12ManualMotor Starter | Disjoncteur-moteur Série MS132 8 - 12A | MS132-12 Motorschutzschalter Auslöseklasse 10, 8.0 ... 12 A | MS132-12 Manual Motor Starter |  | 5.14
1SAM350000R1013 | MS132-20 | Active | 4013614400131 | 75.84 | 1 | 1 | stuk | Manual Motor Starter MMS116, MMS132 | BE31220 | SP (Control general) | stuk | MS132-20ManualMotor Starter | Disjoncteur-moteur Série MS132 16 - 20A | MS132-20 Motorschutzschalter Auslöseklasse 10, 16 ... 20 A | MS132-20 Manual Motor Starter |  | 5.14
1SAM350000R1014 | MS132-25 | Active | 4013614400148 | 84.01 | 1 | 1 | stuk | Manual Motor Starter MMS116, MMS132 | BE31220 | SP (Control general) | stuk | MS132-25ManualMotor Starter | Disjoncteur-moteur Série MS132 20 - 25A | MS132-25 Motorschutzschalter Auslöseklasse 10, 20 ... 25 A | MS132-25 Manual Motor Starter |  | 5.14
1SAM350000R1015 | MS132-32 | Active | 4013614400155 | 128.41 | 1 | 1 | stuk | Manual Motor Starter MMS116, MMS132 | BE31220 | SP (Control general) | stuk | MS132-32ManualMotor Starter | Disjoncteur-moteur Série MS132 25 - 32A | MS132-32 Motorschutzschalter Auslöseklasse 10, 25 ... 32 A | MS132-32 Manual Motor Starter |  | 5.14
1SAM350005R1001 | MS132-0.16-HKF1-11 | Active | 4013614404412 | 84.5 | 1 | 1 | stuk | Manual Motor Starter MMS116, MMS132 | BE31220 | SP (Control general) | stuk | MS132 0 1-0 16A | Disjoncteur-moteur Série MS132 0,1 - 0,16A, HKF1-11 | MS132-0.16-HKF1-11 Motorschutzschalter Auslöseklasse 10A, 0.1 ... 0.16A, HKF1-11 | MS132-0.16-HKF1-11 Manual Motor Starter
1SAM350005R1002 | MS132-0.25-HKF1-11 | Active | 4013614404429 | 88.32 | 1 | 1 | stuk | Manual Motor Starter MMS116, MMS132 | BE31220 | SP (Control general) | stuk | MS132 0 16-0 25A | Disjoncteur-moteur Série MS132 0,16 - 0,25A, HKF1-11 | MS132-0.25-HKF1-11 Motorschutzschalter Auslöseklasse 10, 0.16 ... 0.25A,HKF1-11 | MS132-0.25-HKF1-11 Manual Motor Starter
1SAM350005R1003 | MS132-0.4-HKF1-11 | Active | 4013614404436 | 88.32 | 1 | 1 | stuk | Manual Motor Starter MMS116, MMS132 | BE31220 | SP (Control general) | stuk | MS132 0 25-0 4 A | Disjoncteur-moteur Série MS132 0,25 - 0,4 A, HKF1-11 | MS132-0.4-HKF1-11 Motorschutzschalter Auslöseklasse 10, 0.25 ... 0.4A, HKF1-11 | MS132-0.4-HKF1-11 Manual Motor Starter
1SAM350005R1004 | MS132-0.63-HKF1-11 | Active | 4013614404443 | 88.32 | 1 | 1 | stuk | Manual Motor Starter MMS116, MMS132 | BE31220 | SP (Control general) | stuk | MS132 0 4-0 63 A | Disjoncteur-moteur Range 0,4 - 0,63A 0,4 - 0,63 A, HKF1-11 | MS132-0.63-HKF1-11 Motorschutzschalter Auslöseklasse 10, 0.4 ... 0.63A, HKF1-11 | MS132-0.63-HKF1-11 Manual Motor Starter
1SAM350005R1005 | MS132-1.0-HKF1-11 | Active | 4013614404450 | 98.87 | 1 | 1 | stuk | Manual Motor Starter MMS116, MMS132 | BE31220 | SP (Control general) | stuk | MS132 0 63-1 0 A | Disjoncteur-moteur Série MS132 0,63 - 1,0 A, HKF1-11 | MS132-1.0-HKF1-11 Motorschutzschalter Auslöseklasse 10, 0.63 ... 1.0A, HKF1-11 | MS132-1.0-HKF1-11 Manual Motor Starter
1SAM350005R1006 | MS132-1.6-HKF1-11 | Active | 4013614404467 | 98.87 | 1 | 1 | stuk | Manual Motor Starter MMS116, MMS132 | BE31220 | SP (Control general) | stuk | MS132-1.6-HKF1-11ManualMotor Starter | Disjoncteur-moteur Série MS132 1,0 - 1,6 A, HKF1-11 | MS132-1.6-HKF1-11 Motorschutzschalter Auslöseklasse 10, 1.0 ... 1.6 A, HKF1-11 | MS132-1.6-HKF1-11 Manual Motor Starter
1SAM350005R1007 | MS132-2.5-HKF1-11 | Active | 4013614404474 | 98.87 | 1 | 1 | stuk | Manual Motor Starter MMS116, MMS132 | BE31220 | SP (Control general) | stuk | MS132 1 6-2 5 A | Disjoncteur-moteur Série MS132 1,6 - 2,5 A, HKF1-11 | MS132-2.5-HKF1-11 Motorschutzschalter Auslöseklasse 10, 1.6 ... 2.5 A, HKF1-11 | MS132-2.5-HKF1-11 Manual Motor Starter
1SAM350005R1008 | MS132-4.0-HKF1-11 | Active | 4013614404481 | 96.95 | 1 | 1 | stuk | Manual Motor Starter MMS116, MMS132 | BE31220 | SP (Control general) | stuk | MS132 2 5-4 0 A | Disjoncteur-moteur Série MS132 2,5 - 4,0 A, HKF1-11 | MS132-4.0-HKF1-11 Motorschutzschalter Auslöseklasse 10, 2.5 ... 4.0 A, HKF1-11 | MS132-4.0-HKF1-11 Manual Motor Starter
1SAM350005R1009 | MS132-6.3-HKF1-11 | Active | 4013614404498 | 98.87 | 1 | 1 | stuk | Manual Motor Starter MMS116, MMS132 | BE31220 | SP (Control general) | stuk | MS132 4 0-6 3 A | Disjoncteur-moteur Série MS132 4,0 - 6,3 A, HKF1-11 | MS132-6.3-HKF1-11 Motorschutzschalter Auslöseklasse 10, 4.0 ... 6.3 A, HKF1-11 | MS132-6.3-HKF1-11 Manual Motor Starter
1SAM350005R1010 | MS132-10-HKF1-11 | Active | 4013614404504 | 107.16 | 1 | 1 | stuk | Manual Motor Starter MMS116, MMS132 | BE31220 | SP (Control general) | stuk | MS132-10-HKF1-11ManualMotor Starter | Disjoncteur-moteur Série MS132 6,3 - 10 A, HKF1-11 | MS132-10-HKF1-11 Motorschutzschalter Auslöseklasse 10, 6.3 ... 10 A, HKF1-11 | MS132-10-HKF1-11 Manual Motor Starter
1SAM350005R1011 | MS132-16-HKF1-11 | Active | 4013614404511 | 113.63 | 1 | 1 | stuk | Manual Motor Starter MMS116, MMS132 | BE31220 | SP (Control general) | stuk | MS132-16-HKF1-11ManualMotor Starter | Disjoncteur-moteur Série MS132 10 - 16 A, HKF1-11 | MS132-16-HKF1-11 Motorschutzschalter Auslöseklasse 10, 10 ... 16 A, HKF1-11 | MS132-16-HKF1-11 Manual Motor Starter
1SAM350005R1012 | MS132-12-HKF1-11 | Active | 4013614404528 | 113.63 | 1 | 1 | stuk | Manual Motor Starter MMS116, MMS132 | BE31220 | SP (Control general) | stuk | MS132-12-HKF1-11ManualMotor Starter | Disjoncteur-moteur Série MS132 8,0 - 12 A, HKF1-11 | MS132-12-HKF1-11 Motorschutzschalter Auslöseklasse 10, 8.0 ... 12 A, HKF1-11 | MS132-12-HKF1-11 Manual Motor Starter
1SAM350010R1001 | MS132-0.16K | Active | 4013614400315 | 72.12 | 1 | 1 | stuk | Manual Motor Starter MMS116, MMS132 | BE31220 | SP (Control general) | stuk | MS132-0.16KManualMotor Starter | Disjoncteur-moteur Gamme 0,10 - 0,16A Push-In terminals | MS132-0.16K Motorschutzschalter mit Push-In Klemmen, | MS132-0.16K Manual Motor Starter |  | 5.14
1SAM350010R1002 | MS132-0.25K | Active | 4013614400322 | 72.12 | 1 | 1 | stuk | Manual Motor Starter MMS116, MMS132 | BE31220 | SP (Control general) | stuk | MS132-0.25KManualMotor Starter | Disjoncteur-moteur Gamme 0,16 - 0,25A Push-In terminals | MS132-0.25K Motorschutzschalter mit Push-In Klemmen, | MS132-0.25K Manual Motor Starter |  | 5.14
1SAM350010R1003 | MS132-0.4K | Active | 4013614400339 | 72.12 | 1 | 1 | stuk | Manual Motor Starter MMS116, MMS132 | BE31220 | SP (Control general) | stuk | MS132-0.4KManualMotor Starter | Disjoncteur-moteur Gamme 0,25 - 0,40A Push-In terminals | MS132-0.4K Motorschutzschalter mit Push-In Klemmen, | MS132-0.4K Manual Motor Starter |  | 5.14
1SAM350010R1004 | MS132-0.63K | Active | 4013614400346 | 72.12 | 1 | 1 | stuk | Manual Motor Starter MMS116, MMS132 | BE31220 | SP (Control general) | stuk | MS132-0.63KManualMotor Starter | Disjoncteur-moteur Gamme 0,40 - 0,63A Push-In terminals | MS132-0.63K Motorschutzschalter mit Push-In Klemmen, | MS132-0.63K Manual Motor Starter |  | 5.14
1SAM350010R1005 | MS132-1.0K | Active | 4013614400353 | 74.4 | 1 | 1 | stuk | Manual Motor Starter MMS116, MMS132 | BE31220 | SP (Control general) | stuk | MS132-1.0KManualMotor Starter | Disjoncteur-moteur Gamme 0,63 - 1,0 A Push-In terminals | MS132-1.0K Motorschutzschalter mit Push-In Klemmen, | MS132-1.0K Manual Motor Starter |  | 5.14
1SAM350010R1006 | MS132-1.6K | Active | 4013614400360 | 74.4 | 1 | 1 | stuk | Manual Motor Starter MMS116, MMS132 | BE31220 | SP (Control general) | stuk | MS132-1.6KManualMotor Starter | Disjoncteur-moteur Gamme 1,0 - 1,6A Push-In terminals | MS132-1.6K Motorschutzschalter mit Push-In Klemmen, | MS132-1.6K Manual Motor Starter |  | 5.14
1SAM350010R1007 | MS132-2.5K | Active | 4013614400377 | 74.4 | 1 | 1 | stuk | Manual Motor Starter MMS116, MMS132 | BE31220 | SP (Control general) | stuk | MS132-2.5KManualMotor Starter | Disjoncteur-moteur Gamme 1,6 - 2,5A Push-In terminals | MS132-2.5K Motorschutzschalter mit Push-In Klemmen, | MS132-2.5K Manual Motor Starter |  | 5.14
1SAM350010R1008 | MS132-4.0K | Active | 4013614400384 | 74.4 | 1 | 1 | stuk | Manual Motor Starter MMS116, MMS132 | BE31220 | SP (Control general) | stuk | MS132-4.0KManualMotor Starter | Disjoncteur-moteur Gamme 2,5 - 4,0A Push-In terminals | MS132-4.0K Motorschutzschalter mit Push-In Klemmen, | MS132-4.0K Manual Motor Starter |  | 5.14
1SAM350010R1009 | MS132-6.3K | Active | 4013614400391 | 74.4 | 1 | 1 | stuk | Manual Motor Starter MMS116, MMS132 | BE31220 | SP (Control general) | stuk | MS132-6.3KManualMotor Starter | Disjoncteur-moteur Gamme 4,0 - 6,3A Push-In terminals | MS132-6.3K Motorschutzschalter mit Push-In Klemmen, | MS132-6.3K Manual Motor Starter |  | 5.14
1SAM350010R1010 | MS132-10K | Active | 4013614400407 | 77.52 | 1 | 1 | stuk | Manual Motor Starter MMS116, MMS132 | BE31220 | SP (Control general) | stuk | MS132-10KManualMotor Starter | Disjoncteur-moteur Gamme 6,3 - 10,0A Push-In terminals | MS132-10K Motorschutzschalter mit Push-In Klemmen, | MS132-10K Manual Motor Starter |  | 5.14
1SAM350010R1011 | MS132-16K | Active | 4013614400414 | 77.52 | 1 | 1 | stuk | Manual Motor Starter MMS116, MMS132 | BE31220 | SP (Control general) | stuk | MS132-16KManualMotor Starter | Disjoncteur-moteur Gamme 10 - 16A Push-In terminals | MS132-16K Motorschutzschalter mit Push-In Klemmen, | MS132-16K Manual Motor Starter |  | 5.14
1SAM350010R1013 | MS132-20K | Active | 4013614400438 | 80.76 | 1 | 1 | stuk | Manual Motor Starter MMS116, MMS132 | BE31220 | SP (Control general) | stuk | MS132-20KManualMotor Starter | Disjoncteur-moteur Gamme 16 - 20A Push-In terminals | MS132-20K Motorschutzschalter mit Push-In Klemmen, | MS132-20K Manual Motor Starter |  | 5.14
1SAM350010R1014 | MS132-25K | Active | 4013614400445 | 89.4 | 1 | 1 | stuk | Manual Motor Starter MMS116, MMS132 | BE31220 | SP (Control general) | stuk | MS132-25KManualMotor Starter | Disjoncteur-moteur Gamme 20 - 25A Push-In terminals | MS132-25K Motorschutzschalter mit Push-In Klemmen, | MS132-25K Manual Motor Starter |  | 5.14
1SAM350010R1015 | MS132-32K | Active | 4013614400452 | 136.81 | 1 | 1 | stuk | Manual Motor Starter MMS116, MMS132 | BE31220 | SP (Control general) | stuk | MS132-32KManualMotor Starter | Disjoncteur-moteur Gamme 25 - 32A Push-In terminals | MS132-32K Motorschutzschalter mit Push-In Klemmen, | MS132-32K Manual Motor Starter |  | 5.14
1SAM350100R1011 | MS132-16L | Active | 4013614516511 | 136.49 | 1 | 1 | stuk | Manual Motor Starter MMS116, MMS132 | BE31220 | SP (Control general) | stuk | MS132 10-16A L versie | Gamme de démarreurs manuels 10 - 16A L version | Manual Motor Starter Range 10 - 16A L version | MS132-16L Lamp Starter
1SAM350100R1013 | MS132-20L | Active | 4013614516726 | 143.53 | 1 | 1 | stuk | Manual Motor Starter MMS116, MMS132 | BE31220 | SP (Control general) | stuk | MS132 16-20A L versie | Gamme de démarreurs manuels 16 - 20A L de bobine: 14 Large gamme Aux. contact | Manual Motor Starter Range 16 - 20A L version | MS132-20L Lamp Starter
1SAM350100R1014 | MS132-25L | Active | 4013614516559 | 160 | 1 | 1 | stuk | Manual Motor Starter MMS116, MMS132 | BE31220 | SP (Control general) | stuk | MS132 20-25 A L versie | Gamme de démarreurs manuels 20-25 A L commutation de la lumière de fourgon | Manual Motor Starter Range 20-25 A L version | MS132-25L Lamp Starter
1SAM350200R1005 | MS132-1.0B | Active | 4013614521355 | 146.41 | 1 | 1 | stuk | Manual Motor Starter MMS116, MMS132 | BE31220 | SP (Control general) | stuk | MS132-1.0BManualMotor Starter | MS132-1.0B Manual Motor Starter | MS132-1.0B Motorschutzschalter für Bahn | MS132-1.0B Manual Motor Starter |  | 5.14
1SAM350200R1006 | MS132-1.6B | Active | 4013614521362 | 101.07 | 1 | 1 | stuk | Manual Motor Starter MMS116, MMS132 | BE31220 | SP (Control general) | stuk | MS132-1.6BManualMotor Starter | MS132-1.6B Manual Motor Starter | MS132-1.6B Motorschutzschalter für Bahn | MS132-1.6B Manual Motor Starter
1SAM350200R1007 | MS132-2.5B | Active | 4013614521379 | 62.13 | 1 | 1 | stuk | Manual Motor Starter MMS116, MMS132 | BE31220 | SP (Control general) | stuk | MS132-2.5BManualMotor Starter | MS132-2.5B Manual Motor Starter | MS132-2.5B Motorschutzschalter für Bahn | MS132-2.5B Manual Motor Starter
1SAM350200R1008 | MS132-4.0B | Active | 4013614521386 | 103.09 | 1 | 1 | stuk | Manual Motor Starter MMS116, MMS132 | BE31220 | SP (Control general) | stuk | MS132-4.0BManualMotor Starter | Démarreur de moteur manuel Gamme 2,5 - 4A | MS132-4.0B Motorschutzschalter für Bahn | MS132-4.0B Manual Motor Starter |  | 5.14
1SAM350200R1009 | MS132-6.3B | Active | 4013614521393 | 101.07 | 1 | 1 | stuk | Manual Motor Starter MMS116, MMS132 | BE31220 | SP (Control general) | stuk | MS132-6.3BManualMotor Starter | MS132-6.3B Manual Motor Starter | MS132-6.3B Motorschutzschalter für Bahn | MS132-6.3B Manual Motor Starter
1SAM350200R1010 | MS132-10B | Active | 4013614521409 | 84.23 | 1 | 1 | stuk | Manual Motor Starter MMS116, MMS132 | BE31220 | SP (Control general) | stuk | MMSMS132 6.3-10A | Disjoncteur-moteur Série MS116-132-165 6.3-10A | MS132-10B Motorschutzschalter für Bahn | MS132-10B Manual Motor Starter |  | 5.14
1SAM350200R1011 | MS132-16B | Active | 4013614521416 | 118.83 | 1 | 1 | stuk | Manual Motor Starter MMS116, MMS132 | BE31220 | SP (Control general) | stuk | MS132-16BManualMotor Starter | MS132-16B Manual Motor Starter | MS132-16B Motorschutzschalter für Bahn | MS132-16B Manual Motor Starter
1SAM350200R1014 | MS132-25B | Active | 4013614521461 | 103.58 | 1 | 1 | stuk | Manual Motor Starter MMS116, MMS132 | BE31220 | SP (Control general) | stuk | MMSMS132 20-25A | Disjoncteur-moteur Série MS116-132-165 20-25A | MS132-25B Motorschutzschalter für Bahn | MS132-25B Manual Motor Starter |  | 5.14
1SAM360000R1001 | MO132-0.16 | Active | 4013614400162 | 45.49 | 1 | 1 | stuk | Manual Motor Starter MMS116, MMS132 | BE31220 | SP (Control general) | stuk | MO132 0 16A EnkelMag. | Disjoncteur-moteur Série MS132 Seulement magnetique, 0,16A | MO132-0.16 Kurzschluss-Schutzschalter 0.16A | MO132-0.16 Manual Motor Starter Magnetic Only |  | 5.14
1SAM360000R1002 | MO132-0.25 | Active | 4013614400179 | 45.49 | 1 | 1 | stuk | Manual Motor Starter MMS116, MMS132 | BE31220 | SP (Control general) | stuk | MO132 0 25A EnkelMag. | Disjoncteur-moteur Série MS132 Seulement magnetique, 0,25A | MO132-0.25 Kurzschluss-Schutzschalter 0.25A | MO132-0.25 Manual Motor Starter Magnetic Only |  | 5.14
1SAM360000R1003 | MO132-0.4 | Active | 4013614400186 | 45.49 | 1 | 1 | stuk | Manual Motor Starter MMS116, MMS132 | BE31220 | SP (Control general) | stuk | MO132 0 4A EnkelMag. | Disjoncteur-moteur Série MS132 Seulement magnetique, 0,4A | MO132-0.4 Kurzschluss-Schutzschalter 0.4A | MO132-0.4 Manual Motor Starter Magnetic Only |  | 5.14
1SAM360000R1004 | MO132-0.63 | Active | 4013614400193 | 45.49 | 1 | 1 | stuk | Manual Motor Starter MMS116, MMS132 | BE31220 | SP (Control general) | stuk | MO132 0 63A EnkelMag. | Disjoncteur-moteur Série MS132 Seulement magnetique, 0,63A | MO132-0.63 Kurzschluss-Schutzschalter 0.63A | MO132-0.63 Manual Motor Starter Magnetic Only |  | 5.14
1SAM360000R1005 | MO132-1.0 | Active | 4013614400209 | 52.22 | 1 | 1 | stuk | Manual Motor Starter MMS116, MMS132 | BE31220 | SP (Control general) | stuk | MO132 1A EnkelMag. | Disjoncteur-moteur Série MS132 Seulement magnetique, 1,0A | MO132-1.0 Kurzschluss-Schutzschalter 1.0A | MO132-1.0 Manual Motor Starter Magnetic Only |  | 5.14
1SAM360000R1006 | MO132-1.6 | Active | 4013614400216 | 52.22 | 1 | 1 | stuk | Manual Motor Starter MMS116, MMS132 | BE31220 | SP (Control general) | stuk | MO132 1 6A EnkelMag. | Disjoncteur-moteur Série MS132 Seulement magnetique, 1,6A | MO132-1.6 Kurzschluss-Schutzschalter 1.6A | MO132-1.6 Manual Motor Starter Magnetic Only |  | 5.14
1SAM360000R1007 | MO132-2.5 | Active | 4013614400223 | 52.22 | 1 | 1 | stuk | Manual Motor Starter MMS116, MMS132 | BE31220 | SP (Control general) | stuk | MO132 2 5A EnkelMag. | Disjoncteur-moteur Série MS132 Seulement magnetique, 2,5A | MO132-2.5 Kurzschluss-Schutzschalter 2.5A | MO132-2.5 Manual Motor Starter Magnetic Only |  | 5.14
1SAM360000R1008 | MO132-4.0 | Active | 4013614400230 | 52.22 | 1 | 1 | stuk | Manual Motor Starter MMS116, MMS132 | BE31220 | SP (Control general) | stuk | MO132 4A EnkelMag. | Disjoncteur-moteur Série MS132 Seulement magnetique, 4,0A | MO132-4.0 Kurzschluss-Schutzschalter 4.0A | MO132-4.0 Manual Motor Starter Magnetic Only |  | 5.14
1SAM360000R1009 | MO132-6.3 | Active | 4013614400247 | 52.22 | 1 | 1 | stuk | Manual Motor Starter MMS116, MMS132 | BE31220 | SP (Control general) | stuk | MO132 6 3A EnkelMag. | Disjoncteur-moteur Série MS132 Seulement magnetique, 6,3A | MO132-6.3 Kurzschluss-Schutzschalter 6.3A | MO132-6.3 Manual Motor Starter Magnetic Only |  | 5.14
1SAM360000R1010 | MO132-10 | Active | 4013614400254 | 61.19 | 1 | 1 | stuk | Manual Motor Starter MMS116, MMS132 | BE31220 | SP (Control general) | stuk | MO132 10A EnkelMag. | Disjoncteur-moteur Série MS132 Seulement magnetique, 10A | MO132-10 Kurzschluss-Schutzschalter 10A | MO132-10 Manual Motor Starter Magnetic Only |  | 5.14
1SAM360000R1011 | MO132-16 | Active | 4013614400261 | 75.02 | 1 | 1 | stuk | Manual Motor Starter MMS116, MMS132 | BE31220 | SP (Control general) | stuk | MO132 16A EnkelMag. | Disjoncteur-moteur Série MS132 Seulement magnetique, 16A | MO132-16 Kurzschluss-Schutzschalter 16A | MO132-16 Manual Motor Starter Magnetic Only |  | 5.14
1SAM360000R1012 | MO132-12 | Active | 4013614400278 | 61.19 | 1 | 1 | stuk | Manual Motor Starter MMS116, MMS132 | BE31220 | SP (Control general) | stuk | MO132 12A EnkelMag. | Disjoncteur-moteur Série MS132 Seulement magnetique, 12A | MO132-12 Kurzschluss-Schutzschalter 12A | MO132-12 Manual Motor Starter Magnetic Only |  | 5.14
1SAM360000R1013 | MO132-20 | Active | 4013614400285 | 75.84 | 1 | 1 | stuk | Manual Motor Starter MMS116, MMS132 | BE31220 | SP (Control general) | stuk | MO132 20A EnkelMag. | Disjoncteur-moteur Série MS132 Seulement magnetique, 20A | MO132-20 Kurzschluss-Schutzschalter 20A | MO132-20 Manual Motor Starter Magnetic Only |  | 5.14
1SAM360000R1014 | MO132-25 | Active | 4013614400292 | 84.01 | 1 | 1 | stuk | Manual Motor Starter MMS116, MMS132 | BE31220 | SP (Control general) | stuk | MO132 25A EnkelMag. | Disjoncteur-moteur Série MS132 Seulement magnetique, 25A | MO132-25 Kurzschluss-Schutzschalter 25A | MO132-25 Manual Motor Starter Magnetic Only |  | 5.14
1SAM360000R1015 | MO132-32 | Active | 4013614400308 | 139.21 | 1 | 1 | stuk | Manual Motor Starter MMS116, MMS132 | BE31220 | SP (Control general) | stuk | MO132 32A EnkelMag. | Disjoncteur-moteur Série MS132 Seulement magnetique, 32A | MO132-32 Kurzschluss-Schutzschalter 32A | MO132-32 Manual Motor Starter Magnetic Only |  | 5.14
1SAM401920R1002 | PS2-2-0-125 | Active | 4013614502187 | 36.48 | 1 | 1 | stuk | Manual Motor Starter MMS165 | BE31220 | SP (Control general) | stuk | Verbind.rail PS2 PS2-2-0-125 | Jeux de barre Série MS165 PS2-2-0-125 | PS2-2-0-125 3-Phasen-Sammelschiene für 2 MS165, Ie=125A | PS2-2-0-125 Busbar |  | 5.14
1SAM401920R1003 | PS2-3-0-125 | Active | 4013614502170 | 43.8 | 1 | 1 | stuk | Manual Motor Starter MMS165 | BE31220 | SP (Control general) | stuk | Verbind.rail PS2 PS2-3-0-125 | Jeux de barre Série MS165 PS2-3-0-125 | PS2-3-0-125 3-Phasen-Sammelschiene für 3 MS165, Ie=125A | PS2-3-0-125 Busbar |  | 5.14
1SAM401920R1004 | PS2-4-0-125 | Active | 4013614502163 | 54.36 | 1 | 1 | stuk | Manual Motor Starter MMS165 | BE31220 | SP (Control general) | stuk | Verbind.rail PS2 PS2-4-0-125 | Jeux de barre Série MS165 PS2-4-0-125 | PS2-4-0-125 3-Phasen-Sammelschiene für 4 MS165, Ie=125A | PS2-4-0-125 Busbar |  | 5.14
1SAM401920R1022 | PS2-2-2-125 | Active | 4013614502002 | 40.09 | 1 | 1 | stuk | Manual Motor Starter MMS165 | BE31220 | SP (Control general) | stuk | Verbind.rail PS2 PS2-2-2-125 | Jeux de barre Série MS165 PS2-2-2-125 | PS2-2-2-125 3-Phasen-Sammelschiene für 2 MS165 mit 2 HK/SK, Ie=125A | PS2-2-2-125 Busbar |  | 5.14
1SAM401920R1023 | PS2-3-2-125 | Active | 4013614501999 | 49.56 | 1 | 1 | stuk | Manual Motor Starter MMS165 | BE31220 | SP (Control general) | stuk | Verbind.rail PS2 PS2-3-2-125 | Jeux de barre Série MS165 PS2-3-2-125 | PS2-3-2-125 3-Phasen-Sammelschiene für 3 MS165 mit 2 HK/SK, Ie=125A | PS2-3-2-125 Busbar |  | 5.14
1SAM401920R1024 | PS2-4-2-125 | Active | 4013614501982 | 61.32 | 1 | 1 | stuk | Manual Motor Starter MMS165 | BE31220 | SP (Control general) | stuk | Verbind.rail PS2 PS2-4-2-125 | Jeux de barre Série MS165 PS2-4-2-125 | PS2-4-2-125 3-Phasen-Sammelschiene für 4 MS165 mit 2 HK/SK, Ie=125A | PS2-4-2-125 Busbar |  | 5.14
1SAM401921R1001 | BS2-3 | Active | 4013614501968 | 4.03 | 1 | 10 | stuk | Manual Motor Starter MMS165 | BE31220 | SP (Control general) | stuk | Afdek BS2 Afdek verzamelrail | Jeux de barre Série MS165 Protection pour jeux de barre | BS2-3 Berührungsschutz-Abdeckung Leerpl. für Phasenschienen PS2 | BS2-3 Protection Cover |  | 5.14
1SAM401922R1001 | KA165 | Active | 4013614504310 | 8.38 | 1 | 10 | stuk | Manual Motor Starter MMS165 | BE31220 | SP (Control general) | stuk | Klem afscherming KA KA165 | Protection de borne Série MS165 KA165 | KA165 Klemmenabdeckung für MS165/MO165 | KA165 Terminal Shroud
1SAM451000R1011 | MS165-16 | Active | 4013614486050 | 166.41 | 1 | 1 | stuk | Manual Motor Starter MMS165 | BE31220 | SP (Control general) | stuk | MS165 Instelbereik 10-16 A | Disjoncteur-moteur Série MS165 Range 10 - 16 A | MS165-16 Motorschutzschalter Auslöseklasse 10, 10 - 16 A | MS165-16 Manual Motor Starter |  | 5.14
1SAM451000R1012 | MS165-20 | Active | 4013614486067 | 168.87 | 1 | 1 | stuk | Manual Motor Starter MMS165 | BE31220 | SP (Control general) | stuk | MS165 Instelbereik 14-20 A | Disjoncteur-moteur Série MS165 Range 14 - 20 A | MS165-20 Motorschutzschalter Auslöseklasse 10, 14 - 20 A | MS165-20 Manual Motor Starter |  | 5.14
1SAM451000R1013 | MS165-25 | Active | 4013614486074 | 184.77 | 1 | 1 | stuk | Manual Motor Starter MMS165 | BE31220 | SP (Control general) | stuk | MS165 Instelbereik 18-25 A | Disjoncteur-moteur Série MS165 Range 18 - 25 A | MS165-25 Motorschutzschalter Auslöseklasse 10, 18 - 25 A | MS165-25 Manual Motor Starter |  | 5.14
1SAM451000R1014 | MS165-32 | Active | 4013614486081 | 201.9 | 1 | 1 | stuk | Manual Motor Starter MMS165 | BE31220 | SP (Control general) | stuk | MS165 Instelbereik 23-32 A | Disjoncteur-moteur Série MS165 Range 23 - 32 A | MS165-32 Motorschutzschalter Auslöseklasse 10, 23 - 32 A | MS165-32 Manual Motor Starter |  | 5.14
1SAM451000R1015 | MS165-42 | Active | 4013614486098 | 237.39 | 1 | 1 | stuk | Manual Motor Starter MMS165 | BE31220 | SP (Control general) | stuk | MS165 Instelbereik 30-42 A | Disjoncteur-moteur Série MS165 Range 30 - 42 A | MS165-42 Motorschutzschalter Auslöseklasse 10, 30 - 42 A | MS165-42 Manual Motor Starter |  | 5.14
1SAM451000R1016 | MS165-54 | Active | 4013614486104 | 266.75 | 1 | 1 | stuk | Manual Motor Starter MMS165 | BE31220 | SP (Control general) | stuk | MS165 Instelbereik 40-54 A | Disjoncteur-moteur Série MS165 Range 40 - 54 A | MS165-54 Motorschutzschalter Auslöseklasse 10, 40 - 54 A | MS165-54 Manual Motor Starter |  | 5.14
1SAM451000R1017 | MS165-65 | Active | 4013614486111 | 277.76 | 1 | 1 | stuk | Manual Motor Starter MMS165 | BE31220 | SP (Control general) | stuk | MS165 Instelbereik 52-65 A | Disjoncteur-moteur Série MS165 Range 52 - 65 A | MS165-65 Motorschutzschalter Auslöseklasse 10, 52 - 65 A | MS165-65 Manual Motor Starter |  | 5.14
1SAM451000R1018 | MS165-73 | Active | 4013614536625 | 286.82 | 1 | 1 | stuk | Manual Motor Starter MMS165 | BE31220 | SP (Control general) | stuk | MS165 Instelbereik 62-73 A | Démarreur manuel Classe de voyage 10, 62 - 73 A | MS165-73 Motorschutzschalter Auslöseklasse 10, 62 - 73 A | MS165-73 Manual Motor Starter |  | 5.14
1SAM451000R1019 | MS165-80 | Active | 4013614536632 | 310.79 | 1 | 1 | stuk | Manual Motor Starter MMS165 | BE31220 | SP (Control general) | stuk | MS165 Instelbereik 70-80 A | Démarreur manuel Classe de voyage 10, 70 - 80 A | MS165-80 Motorschutzschalter Auslöseklasse 10, 70 - 80 A | MS165-80 Manual Motor Starter |  | 5.14
1SAM461000R1011 | MO165-16 | Active | 4013614486128 | 177.43 | 1 | 1 | stuk | Manual Motor Starter MMS165 | BE31220 | SP (Control general) | stuk | MO165-16MMSMagnetic Only | Disjoncteur-moteur Série MS165 16 | MO165-16 Kurzschluss-Schutzschalter 16 A | MO165-16 Manual Motor Starter Magnetic Only |  | 5.14
1SAM461000R1012 | MO165-20 | Active | 4013614486135 | 178.65 | 1 | 1 | stuk | Manual Motor Starter MMS165 | BE31220 | SP (Control general) | stuk | MO165-20MMSMagnetic Only | Disjoncteur-moteur Série MS165 20 | MO165-20 Kurzschluss-Schutzschalter 20 A | MO165-20 Manual Motor Starter Magnetic Only |  | 5.14
1SAM461000R1013 | MO165-25 | Active | 4013614486142 | 200.68 | 1 | 1 | stuk | Manual Motor Starter MMS165 | BE31220 | SP (Control general) | stuk | MO165-25MMSMagnetic Only | Disjoncteur-moteur Série MS165 25 | MO165-25 Kurzschluss-Schutzschalter 25 A | MO165-25 Manual Motor Starter Magnetic Only |  | 5.14
1SAM461000R1014 | MO165-32 | Active | 4013614486159 | 217.81 | 1 | 1 | stuk | Manual Motor Starter MMS165 | BE31220 | SP (Control general) | stuk | MO165-32MMSMagnetic Only | Disjoncteur-moteur Série MS165 32 | MO165-32 Kurzschluss-Schutzschalter 32 A | MO165-32 Manual Motor Starter Magnetic Only |  | 5.14
1SAM461000R1015 | MO165-42 | Active | 4013614486166 | 239.83 | 1 | 1 | stuk | Manual Motor Starter MMS165 | BE31220 | SP (Control general) | stuk | MO165-42MMSMagnetic Only | Disjoncteur-moteur Série MS165 42 | MO165-42 Kurzschluss-Schutzschalter 42 A | MO165-42 Manual Motor Starter Magnetic Only |  | 5.14
1SAM461000R1016 | MO165-54 | Active | 4013614486173 | 270.42 | 1 | 1 | stuk | Manual Motor Starter MMS165 | BE31220 | SP (Control general) | stuk | MO165-54MMSMagnetic Only | Disjoncteur-moteur Série MS165 54 | MO165-54 Kurzschluss-Schutzschalter 54 A | MO165-54 Manual Motor Starter Magnetic Only |  | 5.14
1SAM461000R1017 | MO165-65 | Active | 4013614486180 | 278.98 | 1 | 1 | stuk | Manual Motor Starter MMS165 | BE31220 | SP (Control general) | stuk | MO165-65MMSMagnetic Only | Disjoncteur-moteur Série MS165 65 | MO165-65 Kurzschluss-Schutzschalter 65 A | MO165-65 Manual Motor Starter Magnetic Only |  | 5.14
1SAM461000R1018 | MO165-73 | Active | 4013614536649 | 264.29 | 1 | 1 | stuk | Manual Motor Starter MMS165 | BE31220 | SP (Control general) | stuk | MO165-73MMSMagnetic Only | Démarreur manuel Magnétique seulement, 73 A | Manual motor starter Magnetic only, 73 A | MO165-73 Manual Motor Starter Magnetic Only |  | 5.14
1SAM461000R1019 | MO165-80 | Active | 4013614536656 | 278.98 | 1 | 1 | stuk | Manual Motor Starter MMS165 | BE31220 | SP (Control general) | stuk | MO165-80MMSMagnetic Only | Démarreur manuel Magnétique seulement, 80 A | Manual motor starter Magnetic only, 80 A | MO165-80 Manual Motor Starter Magnetic Only |  | 5.14
1SAT112000R1011 | HF0.6-DOL-24VDC | Active | 4013614515576 | 263.67 | 1 | 1 | stuk | HF | BE31220 | SP (Control general) | stuk | HF0.6-DOL Electro. Compact Starter 24 VDC | HF0.6-DOL Electronic Compact Starter 24 VDC | HF0.6-DOL Elektronischer Kompaktstarter 24V DC, Auslöseklasse 10A, 0.075-0.6 A | HF0.6-DOL Electronic Compact Starter 24 VDC
1SAT113000R1011 | HF0.6-DOLE-24VDC | Active | 4013614515606 | 299.14 | 1 | 1 | stuk | HF | BE31220 | SP (Control general) | stuk | HF0.6-DOLE Electro. Compact Starter 24 VDC | HF0.6-DOLE Electronic Compact Starter 24 VDC | HF0.6-DOLE Elektronischer Kompaktstarter 24V DC, Auslöseklasse 10A, 0.075-0.6 A | HF0.6-DOLE Electronic Compact Starter 24 VDC
1SAT115000R1011 | HF0.6-ROL-24VDC | Active | 4013614515545 | 299.14 | 1 | 1 | stuk | HF | BE31220 | SP (Control general) | stuk | HF0.6-ROL Electro. Compact Starter 24 VDC | HF0.6-ROL Electronic Compact Starter 24 VDC | HF0.6-ROL Elektronischer Kompaktstarter 24V DC, Auslöseklasse 10A, 0.075-0.6 A | HF0.6-ROL Electronic Compact Starter 24 VDC
1SAT116000R1011 | HF0.6-ROLE-24VDC | Active | 4013614515514 | 312.01 | 1 | 1 | stuk | HF | BE31220 | SP (Control general) | stuk | HF0.6-ROLE Electro. Compact Starter 24 VDC | HF0.6-ROLE Electronic Compact Starter 24 VDC | HF0.6-ROLE Elektronischer Kompaktstarter 24V DC, Auslöseklasse 10A, 0.075-0.6 A | HF0.6-ROLE Electronic Compact Starter 24 VDC
1SAT122000R1011 | HF2.4-DOL-24VDC | Active | 4013614515583 | 263.67 | 1 | 1 | stuk | HF | BE31220 | SP (Control general) | stuk | HF2.4-DOL Electro. Compact Starter 24 VDC | HF2.4-DOL Electronic Compact Starter 24 VDC | HF2.4-DOL Elektronischer Kompaktstarter 24V DC, Auslöseklasse 10A, 0.18-2.4 A | HF2.4-DOL Electronic Compact Starter 24 VDC
1SAT123000R1011 | HF2.4-DOLE-24VDC | Active | 4013614515613 | 299.14 | 1 | 1 | stuk | HF | BE31220 | SP (Control general) | stuk | HF2.4-DOLE Electro. Compact Starter 24 VDC | HF2.4-DOLE Electronic Compact Starter 24 VDC | HF2.4-DOLE Elektronischer Kompaktstarter 24V DC, Auslöseklasse 10A, 0.18-2.4 A | HF2.4-DOLE Electronic Compact Starter 24 VDC
1SAT125000R1011 | HF2.4-ROL-24VDC | Active | 4013614515552 | 299.14 | 1 | 1 | stuk | HF | BE31220 | SP (Control general) | stuk | HF2.4-ROL Electro. Compact Starter 24 VDC | HF2.4-ROL Electronic Compact Starter 24 VDC | HF2.4-ROL Elektronischer Kompaktstarter 24V DC, Auslöseklasse 10A, 0.18-2.4 A | HF2.4-ROL Electronic Compact Starter 24 VDC
1SAT126000R1011 | HF2.4-ROLE-24VDC | Active | 4013614515521 | 312.01 | 1 | 1 | stuk | HF | BE31220 | SP (Control general) | stuk | HF2.4-ROLE Electro. Compact Starter 24 VDC | HF2.4-ROLE Electronic Compact Starter 24 VDC | HF2.4-ROLE Elektronischer Kompaktstarter 24V DC, Auslöseklasse 10A, 0.18-2.4 A | HF2.4-ROLE Electronic Compact Starter 24 VDC
1SAT142000R1011 | HF9-DOL-24VDC | Active | 4013614515590 | 263.67 | 1 | 1 | stuk | HF | BE31220 | SP (Control general) | stuk | HF9-DOL Electro. Compact Starter 24VDC | HF9-DOL Electronic Compact Starter 24 VDC | HF9-DOL Elektronischer Kompaktstarter 24V DC, Auslöseklasse 10A, 1.5-6.5 A | HF9-DOL Electronic Compact Starter 24 VDC
1SAT143000R1011 | HF9-DOLE-24VDC | Active | 4013614515620 | 299.14 | 1 | 1 | stuk | HF | BE31220 | SP (Control general) | stuk | HF9-DOLE Electro. Compact Starter 24 VDC | HF9-DOLE Electronic Compact Starter 24 VDC | HF9-DOLE Elektronischer Kompaktstarter 24V DC, Auslöseklasse 10A, 1.5-6.5 A | HF9-DOLE Electronic Compact Starter 24 VDC
1SAT145000R1011 | HF9-ROL-24VDC | Active | 4013614515569 | 299.14 | 1 | 1 | stuk | HF | BE31220 | SP (Control general) | stuk | HF9-ROL Electro. Compact Starter 24VDC | HF9-ROL Electronic Compact Starter 24 VDC | HF9-ROL Elektronischer Kompaktstarter 24V DC, Auslöseklasse 10A, 1.5-6.5 A | HF9-ROL Electronic Compact Starter 24 VDC
1SAT146000R1011 | HF9-ROLE-24VDC | Active | 4013614515538 | 312.01 | 1 | 1 | stuk | HF | BE31220 | SP (Control general) | stuk | HF9-ROLE Electro. Compact Starter 24 VDC | HF9-ROLE Electronic Compact Starter 24 VDC | HF9-ROLE Elektronischer Kompaktstarter 24V DC, Auslöseklasse 10A, 1.5-6.5 A | HF9-ROLE Electronic Compact Starter 24 VDC
1SAX101110R0001 | DB16E | Active | 4013614332814 | 24.95 | 1 | 1 | stuk | Electronic Overload Relays | BE31220 | SP (Control general) | stuk | Mont.set E16DU vrijStaanMont. | kit de montage Single set-up | DB16E Einzelaufstellung für E16DU | DB16E Single Mounting Kit
1SAX101910R1001 | DB19EF | Active | 4013614483950 | 24.95 | 1 | 1 | stuk | Electronic Overload Relays | BE31220 | SP (Control general) | stuk | Mont.set EF19 vrijStaanMont. | Montage set Série EF19DU montage indépendant | DB19EF Einzelaufstellung für EF19 | DB19EF Single Mounting Kit
1SAX111001R1101 | E16DU-0.32 | Active | 4013614395222 | 126.91 | 1 | 1 | stuk | Electronic Overload Relays | BE31220 | SP (Control general) | stuk | E16DU-0.32 Electro. Overload Relay | Relais thermique electronique Série E16DU 0,1-0,32A, classe de temps 10, 20 ou 30 | Electronic overload relay E16DU range 0,1-0,32A, time class 10, 20 or 30 selec | E16DU-0.32 Electronic Overload Relay |  | 5.14
1SAX111001R1102 | E16DU-1.0 | Active | 4013614395239 | 114.25 | 1 | 1 | stuk | Electronic Overload Relays | BE31220 | SP (Control general) | stuk | E16DU-1.0 Electro. Overload Relay | Relais thermique electronique Série E16DU 0,3-1A, classe de temps 10, 20 ou 30 sél | Electronic overload relay E16DU range 0,3-1A, time class 10, 20 or 30 selectab | E16DU-1.0 Electronic Overload Relay |  | 5.14
1SAX111001R1103 | E16DU-2.7 | Active | 4013614395246 | 126.91 | 1 | 1 | stuk | Electronic Overload Relays | BE31220 | SP (Control general) | stuk | E16DU-2.7 Electro. Overload Relay | Relais thermique electronique Série E16DU 0,9-2,7A, classe de temps 10, 20 ou 30 s | Electronic overload relay E16DU range 0,9-2,7A, time class 10, 20 or 30 select | E16DU-2.7 Electronic Overload Relay |  | 5.14
1SAX111001R1104 | E16DU-6.3 | Active | 4013614395253 | 142.5 | 1 | 1 | stuk | Electronic Overload Relays | BE31220 | SP (Control general) | stuk | E16DU-6.3 Electro. Overload Relay | Relais thermique electronique, Série E16DU, 2,0-6,3A, classe de temps 10, 20 ou 30 sélectionnable | E16DU-6.3 Electronic Overload Relay | E16DU-6.3 Electronic Overload Relay
1SAX111001R1105 | E16DU-18.9 | Active | 4013614395260 | 142.5 | 1 | 1 | stuk | Electronic Overload Relays | BE31220 | SP (Control general) | stuk | E16DU-18.9 Electro. Overload Relay | Relais thermique electronique Série E16DU 5,7-18,9A, classe de temps 10, 20 ou 30 | Electronic overload relay E16DU range 5,7-18,9A, time class 10, 20 or 30 selec | E16DU-18.9 Electronic Overload Relay |  | 5.14
1SAX121001R1101 | EF19-0.32 | Active | 4013614403989 | 111.96 | 1 | 1 | stuk | Electronic Overload Relays | BE31220 | SP (Control general) | stuk | EF19-0.32 Electro. Overload Relay | Relais thermique electronique Série EF 0,1 - 0,32A, classe de déclenchement réglable | EF19-0.32 Elektonisches Überlastrelais 0,1-0,32 A, Auslöseklasse einstellbar | EF19-0.32 Electronic Overload Relay |  | 5.14
1SAX121001R1102 | EF19-1.0 | Active | 4013614403996 | 111.96 | 1 | 1 | stuk | Electronic Overload Relays | BE31220 | SP (Control general) | stuk | EF19-1.0 Electro. Overload Relay | Relais thermique electronique Série EF 0,3 - 1,0A, classe de déclenchement réglable | EF19-1.0 Elektonisches Überlastrelais 0,3-1,0 A, Auslöseklasse einstellbar | EF19-1.0 Electronic Overload Relay |  | 5.14
1SAX121001R1103 | EF19-2.7 | Active | 4013614404009 | 111.96 | 1 | 1 | stuk | Electronic Overload Relays | BE31220 | SP (Control general) | stuk | EF19-2.7 Electro. Overload Relay | Relais thermique electronique Série EF 0,8 - 2,7A, classe de déclenchement réglable | EF19-2.7 Elektonisches Überlastrelais 0,8-2,7 A, Auslöseklasse einstellbar | EF19-2.7 Electronic Overload Relay |  | 5.14
1SAX121001R1104 | EF19-6.3 | Active | 4013614404016 | 124.8 | 1 | 1 | stuk | Electronic Overload Relays | BE31220 | SP (Control general) | stuk | EF19-6.3 Electro. Overload Relay | Relais thermique electronique Série EF 1,9 - 6,3A, classe de déclenchement réglable | EF19-6.3 Elektonisches Überlastrelais 1,9-6,3 A, Auslöseklasse einstellbar | EF19-6.3 Electronic Overload Relay |  | 5.14
1SAX121001R1105 | EF19-18.9 | Active | 4013614404023 | 124.8 | 1 | 1 | stuk | Electronic Overload Relays | BE31220 | SP (Control general) | stuk | EF19-18.9 Electro. Overload Relay | Relais thermique electronique Série EF 5,7 - 18,9A, classe de déclenchement rég | EF19-18.9 Elektonisches Überlastrelais 5,7-18,9 A, Auslöseklasse einstellbar | EF19-18.9 Electronic Overload Relay |  | 5.14
1SAX201910R0001 | DB45EF | Active | 4013614493393 | 55.69 | 1 | 1 | stuk | Electronic Overload Relays | BE31220 | SP (Control general) | stuk | Mont.set EF45 vrijStaanMont. | Jeu de montage Série EF montage indépendant | DB45EF Einzelaufstellung für EF45 | DB45EF Single Mounting Kit
1SAX221001R1101 | EF45-30 | Active | 4013614403965 | 194.55 | 1 | 1 | stuk | Electronic Overload Relays | BE31220 | SP (Control general) | stuk | EF45-30 Electro. Overload Relay | Relais thermique electronique Série EF 9,0 - 30A, classe de déclenchement réglable | EF45-30 Elektonisches Überlastrelais 9,0-30 A, Auslöseklasse einstellbar | EF45-30 Electronic Overload Relay |  | 5.14
1SAX221001R1102 | EF45-45 | Active | 4013614403972 | 234.92 | 1 | 1 | stuk | Electronic Overload Relays | BE31220 | SP (Control general) | stuk | EF45-45 Electro. Overload Relay | Relais thermique electronique Série EF 15 - 45A, classe de déclenchement réglable | EF45-45 Elektonisches Überlastrelais 15-45 A, Auslöseklasse einstellbar | EF45-45 Electronic Overload Relay |  | 5.14
1SAX331001R1101 | EF65-70 | Active | 4013614442254 | 259.41 | 1 | 1 | stuk | Electronic Overload Relays | BE31220 | SP (Control general) | stuk | Electro.overbelast.relais EF65 EF65-70 | Relais thermique electronique Gamme EF | EF65-70 Elektronisches Überlastrelais 25-70 A, Auslöseklasse einstellbar | EF65-70 Electronic Overload Relay |  | 5.14
1SAX331001R1102 | EF65-56 | Active | 4013614493010 | 266.75 | 1 | 1 | stuk | Electronic Overload Relays | BE31220 | SP (Control general) | stuk | Electro.overbelast.relais EF65 EF65-56 | EF65-56 RELAIS ELECTRONIQUE EF65-20.00...56.0A | EF65-56 Elektronische Überlastrelais 20-56 A, Auslöseklasse einstellbar | EF65-56 Electronic Overload Relay |  | 5.14
1SAX341001R1101 | EF96-100 | Active | 4013614442247 | 315.69 | 1 | 1 | stuk | Electronic Overload Relays | BE31220 | SP (Control general) | stuk | Electro.overbelast.relais EF96 EF96-100 | Relais thermique electronique Gamme EF | EF96-100 Elektronisches Überlastrelais 36-100 A, Auslöseklasse einstellbar | EF96-100 Electronic Overload Relay |  | 5.14
1SAX351001R1101 | EF146-150 | Active | 4013614442230 | 351.19 | 1 | 1 | stuk | Electronic Overload Relays | BE31220 | SP (Control general) | stuk | Electro.overbelast.relais EF146 EF146-150 | Relais thermique electronique Gamme EF | EF146-150 Elektronisches Überlastrelais 54-150 A, Auslöseklasse einstellbar | EF146-150 Electronic Overload Relay |  | 5.14
1SAX501904R0001 | LT200E | Active | 4013614332999 | 23.52 | 1 | 1 | stuk | Electronic Overload Relays | BE31220 | SP (Control general) | stuk | Terminal afscherming LT200E LT200E | Cache-borne E200 | LT200E Berührungsschutz-Abdeckung für E200DU | LT200E Terminal Shroud
1SAX531001R1101 | EF205-210 | Active | 4013614442223 | 544.51 | 1 | 1 | stuk | Electronic Overload Relays | BE31220 | SP (Control general) | stuk | Electro.overbelast.relais EF205 EF205-210 | Relais thermique electronique Série EF205-210 63-210A, classe de temps sélectionnable | EF205-210 Elektronisches Überlastrelais 63-210 A, Auslöseklasse einstellbar | EF205-210 Electronic Overload Relay |  | 5.14
1SAX601904R0001 | LT320E | Active | 4013614333002 | 27.38 | 1 | 1 | stuk | Electronic Overload Relays | BE31220 | SP (Control general) | stuk | Terminal afscherming LT320E LT320E | Cache-borne isolant Série E320DU | LT320E Berührungsschutz-Abdeckung für E320DU | LT320E Terminal Shroud
1SAX611001R1101 | EF370-380 | Active | 4013614442216 | 713.36 | 1 | 1 | stuk | Electronic Overload Relays | BE31220 | SP (Control general) | stuk | Electro.overbelast.relais EF370 EF370-380 | Relais thermique electronique Série EF370-380 115-380 A, classe de temps sélectionnabl | EF370-380 Elektronisches Überlastrelais 115-380 A, Auslöseklasse einstellbar | EF370-380 Electronic Overload Relay |  | 5.14
1SAX701902R1001 | DT500/AF460-L | Active | 4013614353901 | 145.22 | 1 | 1 | stuk | Thermal Overload Relays | BE31220 | SP (Control general) | stuk | aanslkit DT500 omkeerschakeling | KIT DE MONTAGE RELAIS THERMIQUE SUR CONTACTEUR AF | DT500/AF460-L Anbauteil, lang für Montage von E500DU an AF400/AF460 | DT500/AF460-L Mounting Kit |  | 5.14
1SAX701902R1011 | DT500/AF460-S | Active | 4013614353918 | 237.62 | 1 | 1 | stuk | Thermal Overload Relays | BE31220 | SP (Control general) | stuk | aanslkit DT500 direct online | Jeu de connexion Série E500DU démarrage direct | DT500/AF460-S Anbauteil, kurz für Montage von E500DU an AF400/AF460 | DT500/AF460-S Mounting Kit |  | 5.14
1SAX721001R1101 | EF460-500 | Active | 4013614487415 | 671.77 | 1 | 1 | stuk | Electronic Overload Relays | BE31220 | SP (Control general) | stuk | Electro.overbelast.relais EF460 EF460-500 | Relais thermique electronique Gamme EF 150-500 A, réglable | EF460-500 Elektronisches Überlastrelais 150-500 A, Auslöseklasse einstellbar | EF460-500 Electronic Overload Relay |  | 5.14
1SAX801902R1001 | DT800/AF750-L | Active | 4013614353925 | 259.22 | 1 | 1 | stuk | Thermal Overload Relays | BE31220 | SP (Control general) | stuk | aanslkit DT800 ster-driehoek,omkeerschakeling | Jeu de connexion Série E800DU étoile triangle et renversemen | DT800/AF750-L Anbauteil, lang für Montage von E800DU an AF580/AF750 | DT800/AF750-L Mounting Kit
1SAX801902R1011 | DT800/AF750-S | Active | 4013614353932 | 259.22 | 1 | 1 | stuk | Thermal Overload Relays | BE31220 | SP (Control general) | stuk | aanslkit DT800 direct online | Jeu de connexion Série E800DU démarrage direct | DT800/AF750-S Anbauteil, kurz für Montage von E800DU an AF580/AF750 | DT800/AF750-S Mounting Kit |  | 5.14
1SAX821001R1101 | EF750-800 | Active | 4013614487422 | 1399.82 | 1 | 1 | stuk | Electronic Overload Relays | BE31220 | SP (Control general) | stuk | Electro.overbelast.relais EF750 EF750-800 | Relais thermique electronique Gamme EF 54-150250-800 réglable | EF750-800 Elektronisches Überlastrelais 250-800 A. Auslöseklasse einstellbar | EF750-800 Electronic Overload Relay |  | 5.14
1SAZ201108R0001 | DB25/25A | Active | 4013614237737 | 11.56 | 1 | 1 | stuk | Thermal Overload Relays | BE31220 | SP (Control general) | stuk | Mont.set DB25 DB25/25A | kit de montage indép.pour therm.TA25 | DB25/25A Einzelaufstellung für TA25DU | DB25/25A Single Mounting Kit
1SAZ201108R0002 | DB25/32A | Active | 4013614237744 | 16.93 | 1 | 1 | stuk | Thermal Overload Relays | BE31220 | SP (Control general) | stuk | Mont.set DB25 DB25/32A | kit de montage indép.pour therm.TA25DU32 | DB25/32A Einzelaufstellung für TA25DU | DB25/32A Single Mounting Kit
1SAZ201307R0002 | DX25 | Active | 4013614237928 | 13.27 | 1 | 10 | stuk | Thermal Overload Relays | BE31220 | SP (Control general) | stuk | aansluitklem DX25 10mm² | Borne Série TA25DU 10mm² | DX25 Klemmenblock passend bis TA25-25 mit DB25/25 | DX25 Terminal Block |  | 5.14
1SAZ201504R0001 | 1SAZ201504R0001 | Limited | 4013614237850 | 65.89 | 1 | 1 | stuk | Thermal Overload Relays | BE31220 | SP (Control general) | stuk | Reset TA25DU 24Vac | Bobine de remise à zéro Série TA25DU 24Vac | DR25-A-24 Fernrückstellspule 24V, 50/60Hz, | DR25-A-24 Remote Reset Coil |  | 5.14
1SAZ201504R0003 | 1SAZ201504R0003 | Limited | 4013614237881 | 69.45 | 1 | 1 | stuk | Thermal Overload Relays | BE31220 | SP (Control general) | stuk | Reset TA25DU 110Vac | Bobine de remise à zéro Série TA25DU 110Vac | DR25-A-110 Fernrückstellspule 110V, 50/60Hz, | DR25-A-110 Remote Reset Coil |  | 5.14
1SAZ201504R0005 | 1SAZ201504R0005 | Limited | 4013614237898 | 65.89 | 1 | 1 | stuk | Thermal Overload Relays | BE31220 | SP (Control general) | stuk | Reset TA25DU 220/380Vac | Bobine de remise à zéro Série TA25DU 220/380Vac | DR25-A-220/380 Fernrückstellspule 220/380V, 50/60Hz, | DR25-A-220/380 Remote Reset Coil |  | 5.14
1SAZ301110R0001 | DB80 | Active | 4013614237751 | 18.08 | 1 | 1 | stuk | Thermal Overload Relays | BE31220 | SP (Control general) | stuk | Mont.set DB80 DB 80 | kit de montage indép.pour therm. TA42,75,80 | DB80 Einzelaufstellung passend für TA42DU, TA75DU, TA80DU | DB80 Single Mounting Kit
1SAZ401110R0001 | DB200 | Active | 4013614237768 | 24.13 | 1 | 1 | stuk | Thermal Overload Relays | BE31220 | SP (Control general) | stuk | Mont.set DB200 DB 200 | kit de montage indép.pour therm. TA110,200 | DB200 Einzelaufstellung passend für TA110DU und TA200DU | DB200 Single Mounting Kit
1SAZ401901R1001 | LT200/A | Active | 4013614286421 | 66.11 | 1 | 1 | stuk | Thermal Overload Relays | BE31220 | SP (Control general) | stuk | Terminal afscherming LT200 LT200/A | CACHE-BORNE COTE CHARGE | LT200/A Berührungsschutz-Abdeckung passend für TA200DU | LT200/A Terminal Shroud
1SAZ421201R1001 | TA200DU-90 | Active | 4013614285868 | 265.49 | 1 | 1 | stuk | Thermal Overload Relays | BE31220 | SP (Control general) | stuk | TA200DU 66-90A | Relais thermique TA200DU90 66-90A | TA200DU-90 Thermisches Überlastrelais Auslöseklasse 10A, 66.0-90.0A | TA200DU-90 Thermal Overload Relay
1SAZ421201R1002 | TA200DU-110 | Active | 4013614286025 | 294.84 | 1 | 1 | stuk | Thermal Overload Relays | BE31220 | SP (Control general) | stuk | TA200DU 80-110A | relais thermique 80 - 110A | TA200DU-110 Thermisches Überlastrelais Auslöseklasse 10A, 80.0-110A | TA200DU-110 Thermal Overload Relay
1SAZ421201R1003 | TA200DU-135 | Active | 4013614286032 | 318.08 | 1 | 1 | stuk | Thermal Overload Relays | BE31220 | SP (Control general) | stuk | TA200DU 100-135A | relais thermique 100 - 135A | TA200DU-135 Thermisches Überlastrelais Auslöseklasse 10A, 100-135A | TA200DU-135 Thermal Overload Relay
1SAZ421201R1004 | TA200DU-150 | Active | 4013614286049 | 318.08 | 1 | 1 | stuk | Thermal Overload Relays | BE31220 | SP (Control general) | stuk | TA200DU 110-150A | RELAIS THERMIQUE TA200DU150 110-150A | TA200DU-150 Thermisches Überlastrelais Auslöseklasse 10A, 110-150A | TA200DU-150 Thermal Overload Relay
1SAZ421201R1005 | TA200DU-175 | Active | 4013614286056 | 294.84 | 1 | 1 | stuk | Thermal Overload Relays | BE31220 | SP (Control general) | stuk | TA200DU 130-175A | relais thermique 130 - 175A | TA200DU-175 Thermisches Überlastrelais Auslöseklasse 10A, 130-175A | TA200DU-175 Thermal Overload Relay
1SAZ421201R1006 | TA200DU-200 | Active | 4013614286063 | 313.19 | 1 | 1 | stuk | Thermal Overload Relays | BE31220 | SP (Control general) | stuk | TA200DU 150-200A | relais thermique 150 - 200A | TA200DU-200 Thermisches Überlastrelais Auslöseklasse 10A, 150-200A | TA200DU-200 Thermal Overload Relay
1SAZ421301R1001 | TA200DU-90-V1000 | Active | 4013614305894 | 423.29 | 1 | 1 | stuk | Thermal Overload Relays | BE31220 | SP (Control general) | stuk | TA200DU 66-90A ATEX | Relais thermique Série TA200DU 66-90A, ATEX | TA200DU-90-V1000 Therm. Überlastrelais Auslöseklasse 10A, 66.0-90.0A | TA200DU-90-V1000 Thermal Overload Relay
1SAZ421301R1002 | TA200DU-110-V1000 | Active | 4013614305917 | 423.29 | 1 | 1 | stuk | Thermal Overload Relays | BE31220 | SP (Control general) | stuk | TA200DU 80-110A ATEX | Relais thermique Série TA200DU 80-110A, ATEX | TA200DU-110-V1000 Therm. Überlastrelais Auslöseklasse 10A, 80.0-110A | TA200DU-110-V1000 Thermal Overload Relay
1SAZ421301R1003 | TA200DU-135-V1000 | Active | 4013614305924 | 456.32 | 1 | 1 | stuk | Thermal Overload Relays | BE31220 | SP (Control general) | stuk | TA200DU 100-135A ATEX | RELAIS THERMIQUE 130 - 175 A | TA200DU-135-V1000 Therm. Überlastrelais Auslöseklasse 10A, 100-135A | TA200DU-135-V1000 Thermal Overload Relay
1SAZ421301R1004 | TA200DU-150-V1000 | Active | 4013614305931 | 456.32 | 1 | 1 | stuk | Thermal Overload Relays | BE31220 | SP (Control general) | stuk | TA200DU 110-150A ATEX | Relais thermique Série TA200DU 110-150A, ATEX | TA200DU-150-V1000 Therm. Überlastrelais Auslöseklasse 10A, 110-150A | TA200DU-150-V1000 Thermal Overload Relay
1SAZ421301R1005 | TA200DU-175-V1000 | Active | 4013614305948 | 463.67 | 1 | 1 | stuk | Thermal Overload Relays | BE31220 | SP (Control general) | stuk | TA200DU 130-175A ATEX | RELAIS THERMIQUE 130 - 175 A | TA200DU-175-V1000 Therm. Überlastrelais Auslöseklasse 10A, 130-175A | TA200DU-175-V1000 Thermal Overload Relay
1SAZ421301R1006 | TA200DU-200-V1000 | Active | 4013614305955 | 463.67 | 1 | 1 | stuk | Thermal Overload Relays | BE31220 | SP (Control general) | stuk | TA200DU 150-200A ATEX | Relais thermique Série TA200DU 150-200A, ATEX | TA200DU-200-V1000 Therm. Überlastrelais Auslöseklasse 10A, 150-200A | TA200DU-200-V1000 Thermal Overload Relay
1SAZ431201R1001 | TF140DU-90 | Active | 4013614446818 | 214.8 | 1 | 1 | stuk | Thermal Overload Relays | BE31220 | SP (Control general) | stuk | TF140DU-90 Thermal Overload Relay | Relais thermique Gamme TF | TF140DU-90 Thermisches Überlastrelais Auslöseklasse 10A, 66-90A | TF140DU-90 Thermal Overload Relay |  | 5.14
1SAZ431201R1002 | TF140DU-110 | Active | 4013614446825 | 232.82 | 1 | 1 | stuk | Thermal Overload Relays | BE31220 | SP (Control general) | stuk | TF140DU-110 Thermal Overload Relay | Relais thermique Gamme TF | TF140DU-110 Thermisches Überlastrelais Auslöseklasse 10A, 80-110A | TF140DU-110 Thermal Overload Relay |  | 5.14
1SAZ431201R1003 | TF140DU-135 | Active | 4013614446832 | 246.02 | 1 | 1 | stuk | Thermal Overload Relays | BE31220 | SP (Control general) | stuk | TF140DU-135 Thermal Overload Relay | Relais thermique Gamme TF | TF140DU-135 Thermisches Überlastrelais Auslöseklasse 10A, 100-135A | TF140DU-135 Thermal Overload Relay |  | 5.14
1SAZ431201R1004 | TF140DU-142 | Active | 4013614446849 | 260.43 | 1 | 1 | stuk | Thermal Overload Relays | BE31220 | SP (Control general) | stuk | TF140DU-142 Thermal Overload Relay | Relais thermique Gamme TF | TF140DU-142 Thermisches Überlastrelais Auslöseklasse 10A, 110-142A | TF140DU-142 Thermal Overload Relay |  | 5.14
1SAZ701901R0001 | DB16 | Active | 4013614407819 | 14.1 | 1 | 1 | stuk | Thermal Overload Relays | BE31220 | SP (Control general) | stuk | Mont.set T16 vrijStaanMont. | Jeu de montage Série T16 montage indépendant | DB16 Einzelaufstellung passend für T16 | DB16 Single Mounting Kit
1SAZ701902R0001 | DB42 | Active | 4013614407826 | 21.42 | 1 | 1 | stuk | Electronic Overload Relays | BE31220 | SP (Control general) | stuk | Mont.set TF42 vrijStaanMont. | Jeu de montage Série TF42 montage indépendant | DB42 Einzelaufstellung für TF42 | DB42 Single Mounting Kit
1SAZ701903R1001 | WRH-F | Active | 4013614486944 | 4.37 | 1 | 1 | stuk | Thermal Overload Relays | BE31220 | SP (Control general) | stuk | WRH-F | WRH-F KIT DE MONTAGE POUR COMMANDE A DISTANCE TF/EF WRB | WRH-F Halter für TF und EF | WRH-F Holder |  | 5.14
1SAZ701903R1011 | WRB-400 | Active | 4013614486913 | 54.96 | 1 | 1 | stuk | Thermal Overload Relays | BE31220 | SP (Control general) | stuk | Reset kabel WRB Reset kabel 400mm | WRB-400 Câble pour relais Thermiqie et électronique | WRB-400 Bowdenzug, länge 400 mm | WRB-400 Bowden Wire |  | 5.14
1SAZ701903R1012 | WRB-600 | Active | 4013614486920 | 83.9 | 1 | 1 | stuk | Thermal Overload Relays | BE31220 | SP (Control general) | stuk | Reset kabel WRB Reset kabel 600mm | Cable reset pour Série EF 600mm | WRB-600 Bowdenzug, Länge 600 mm | WRB-600 Bowden Wire
1SAZ701903R1013 | WRB-1000 | Active | 4013614486937 | 75.84 | 1 | 1 | stuk | Thermal Overload Relays | BE31220 | SP (Control general) | stuk | Reset kabel WRB Reset kabel 1000mm | WRB-1000 COMMANDE A DISTANCE TF/EF/ WRB-1000MM | WRB-1000 Bowdenzug, Länge 1000mm | WRB-1000 Bowden Wire |  | 5.14
1SAZ701903R1030 | WRBG | Active | 4013614496011 | 2.59 | 1 | 100 | stuk | Thermal Overload Relays | BE31220 | SP (Control general) | stuk | Verzegeling WRBG IP54 verzegeling WRB 400-1000 | WRBG SCEAU IP54 POUR COMMANDE WRB | WRBG Dichtring IP54 100er Verpackung | WRBG Gasket
1SAZ711201R1005 | T16-0.13 | Active | 4013614397820 | 51.88 | 1 | 1 | stuk | Thermal Overload Relays | BE31220 | SP (Control general) | stuk | T16-0.13 Thermal Overload Relay | Relais thermique Série T16 0,10 - 0,13A, classe 10 | T16-0.13 Thermisches Überlastrelais Auslöseklasse 10, 0.10-0.13 A | T16-0.13 Thermal Overload Relay |  | 5.14
1SAZ711201R1008 | T16-0.17 | Active | 4013614404658 | 51.88 | 1 | 1 | stuk | Thermal Overload Relays | BE31220 | SP (Control general) | stuk | T16-0.17 Thermal Overload Relay | Relais thermique Série T16 0,13 - 0,17A, classe 10 | T16-0.17 Thermisches Überlastrelais Auslöseklasse 10, 0.13-0.17 A | T16-0.17 Thermal Overload Relay |  | 5.14
1SAZ711201R1009 | T16-0.23 | Active | 4013614397837 | 51.88 | 1 | 1 | stuk | Thermal Overload Relays | BE31220 | SP (Control general) | stuk | T16-0.23 Thermal Overload Relay | Relais thermique Série T16 0,17 - 0,23A, classe 10 | T16-0.23 Thermisches Überlastrelais Auslöseklasse 10, 0.17-0.23 A | T16-0.23 Thermal Overload Relay |  | 5.14
1SAZ711201R1013 | T16-0.31 | Active | 4013614397844 | 51.88 | 1 | 1 | stuk | Thermal Overload Relays | BE31220 | SP (Control general) | stuk | T16-0.31 Thermal Overload Relay | Relais thermique Série T16 0,23 - 0,31A, classe 10 | T16-0.31 Thermisches Überlastrelais Auslöseklasse 10, 0.23-0.31 A | T16-0.31 Thermal Overload Relay |  | 5.14
1SAZ711201R1014 | T16-0.41 | Active | 4013614404672 | 51.88 | 1 | 1 | stuk | Thermal Overload Relays | BE31220 | SP (Control general) | stuk | T16-0.41 Thermal Overload Relay | Relais thermique Série T16 0,31 - 0,41A, classe 10 | T16-0.41 Thermisches Überlastrelais Auslöseklasse 10, 0.31-0.41 A | T16-0.41 Thermal Overload Relay |  | 5.14
1SAZ711201R1017 | T16-0.55 | Active | 4013614397851 | 51.88 | 1 | 1 | stuk | Thermal Overload Relays | BE31220 | SP (Control general) | stuk | T16-0.55 Thermal Overload Relay | Relais thermique Série T16 0,41 - 0,55A, classe 10 | T16-0.55 Thermisches Überlastrelais Auslöseklasse 10, 0.41-0.55 A | T16-0.55 Thermal Overload Relay |  | 5.14
1SAZ711201R1021 | T16-0.74 | Active | 4013614397868 | 51.88 | 1 | 1 | stuk | Thermal Overload Relays | BE31220 | SP (Control general) | stuk | T16-0.74 Thermal Overload Relay | Relais thermique Série T16 0,55 - 0,74A, classe 10 | T16-0.74 Thermisches Überlastrelais Auslöseklasse 10, 0.55-0.74 A | T16-0.74 Thermal Overload Relay |  | 5.14
1SAZ711201R1023 | T16-1.0 | Active | 4013614397875 | 51.88 | 1 | 1 | stuk | Thermal Overload Relays | BE31220 | SP (Control general) | stuk | T16-1.0 Thermal Overload Relay | Relais thermique Série T16 0,74 - 1,00A, classe 10 | T16-1.0 Thermisches Überlastrelais Auslöseklasse 10, 0.74-1.00 A | T16-1.0 Thermal Overload Relay |  | 5.14
1SAZ711201R1025 | T16-1.3 | Active | 4013614397882 | 51.88 | 1 | 1 | stuk | Thermal Overload Relays | BE31220 | SP (Control general) | stuk | T16-1.3 Thermal Overload Relay | Relais thermique Série T16 1,00 - 1,30A, classe 10 | T16-1.3 Thermisches Überlastrelais Auslöseklasse 10, 1.00-1.30 A | T16-1.3 Thermal Overload Relay |  | 5.14
1SAZ711201R1028 | T16-1.7 | Active | 4013614397899 | 51.88 | 1 | 1 | stuk | Thermal Overload Relays | BE31220 | SP (Control general) | stuk | T16-1.7 Thermal Overload Relay | Relais thermique Série T16 1,30 - 1,70A, classe 10 | T16-1.7 Thermisches Überlastrelais Auslöseklasse 10, 1.30-1.70 A | T16-1.7 Thermal Overload Relay |  | 5.14
1SAZ711201R1031 | T16-2.3 | Active | 4013614397905 | 51.88 | 1 | 1 | stuk | Thermal Overload Relays | BE31220 | SP (Control general) | stuk | T16-2.3 Thermal Overload Relay | Relais thermique Série T16 1,70 - 2,30A, classe 10 | T16-2.3 Thermisches Überlastrelais Auslöseklasse 10, 1.70-2.30 A | T16-2.3 Thermal Overload Relay |  | 5.14
1SAZ711201R1033 | T16-3.1 | Active | 4013614397912 | 51.88 | 1 | 1 | stuk | Thermal Overload Relays | BE31220 | SP (Control general) | stuk | T16-3.1 Thermal Overload Relay | Relais thermique Série T16 2,30 - 3,10A, classe 10 | T16-3.1 Thermisches Überlastrelais Auslöseklasse 10, 2.30-3.10 A | T16-3.1 Thermal Overload Relay |  | 5.14
1SAZ711201R1035 | T16-4.2 | Active | 4013614397929 | 51.88 | 1 | 1 | stuk | Thermal Overload Relays | BE31220 | SP (Control general) | stuk | T16-4.2 Thermal Overload Relay | Relais thermique Série T16 3,10 - 4,20A, classe 10 | T16-4.2 Thermisches Überlastrelais Auslöseklasse 10, 3.10-4.20 A | T16-4.2 Thermal Overload Relay |  | 5.14
1SAZ711201R1038 | T16-5.7 | Active | 4013614397936 | 51.88 | 1 | 1 | stuk | Thermal Overload Relays | BE31220 | SP (Control general) | stuk | T16-5.7 Thermal Overload Relay | Relais thermique Série T16 4,20 - 5,70A, classe 10 | T16-5.7 Thermisches Überlastrelais Auslöseklasse 10, 4.20-5.70 A | T16-5.7 Thermal Overload Relay |  | 5.14
1SAZ711201R1040 | T16-7.6 | Active | 4013614397943 | 51.88 | 1 | 1 | stuk | Thermal Overload Relays | BE31220 | SP (Control general) | stuk | T16-7.6 Thermal Overload Relay | Relais thermique Série T16 5,70 - 7,60A, classe 10 | T16-7.6 Thermisches Überlastrelais Auslöseklasse 10, 5.70-7.60 A | T16-7.6 Thermal Overload Relay |  | 5.14
1SAZ711201R1043 | T16-10 | Active | 4013614397950 | 51.88 | 1 | 1 | stuk | Thermal Overload Relays | BE31220 | SP (Control general) | stuk | T16-10 Thermal Overload Relay | Relais thermique Série T16 7,60 - 10,0A, classe 10 | T16-10 Thermisches Überlastrelais Auslöseklasse 10, 7.60-10.0 A | T16-10 Thermal Overload Relay |  | 5.14
1SAZ711201R1045 | T16-13 | Active | 4013614397967 | 51.88 | 1 | 1 | stuk | Thermal Overload Relays | BE31220 | SP (Control general) | stuk | T16-13 Thermal Overload Relay | Relais thermique Série T16 10,0 - 13,0A, classe 10 | T16-13 Thermisches Überlastrelais Auslöseklasse 10, 10.0-13.0 A | T16-13 Thermal Overload Relay |  | 5.14
1SAZ711201R1047 | T16-16 | Active | 4013614397974 | 51.88 | 1 | 1 | stuk | Thermal Overload Relays | BE31220 | SP (Control general) | stuk | T16-16 Thermal Overload Relay | Relais thermique Série T16 13,0 - 16,0A, classe 10 | T16-16 Thermisches Überlastrelais Auslöseklasse 10, 13.0-16.0 A | T16-16 Thermal Overload Relay |  | 5.14
1SAZ721201R1005 | TF42-0.13 | Active | 4013614397998 | 56.16 | 1 | 1 | stuk | TF42 | BE31220 | SP (Control general) | stuk | TF42-0.13 Thermal Overload Relay | Relais thermique Série TF42 0,10 - 0,13A, classe 10 | TF42-0.13 Thermisches Überlastrelais Auslöseklasse 10, 0.10-0.13 A | TF42-0.13 Thermal Overload Relay |  | 5.14
1SAZ721201R1008 | TF42-0.17 | Active | 4013614404696 | 56.16 | 1 | 1 | stuk | TF42 | BE31220 | SP (Control general) | stuk | TF42-0.17 Thermal Overload Relay | Relais thermique Série TF42 0,13 - 0,17A, classe 10 | TF42-0.17 Thermisches Überlastrelais Auslöseklasse 10, 0.13-0.17 A | TF42-0.17 Thermal Overload Relay |  | 5.14
1SAZ721201R1009 | TF42-0.23 | Active | 4013614398001 | 56.16 | 1 | 1 | stuk | TF42 | BE31220 | SP (Control general) | stuk | TF42-0.23 Thermal Overload Relay | Relais thermique Série TF42 0,17 - 0,23A, classe 10 | TF42-0.23 Thermisches Überlastrelais Auslöseklasse 10, 0.17-0.23 A | TF42-0.23 Thermal Overload Relay |  | 5.14
1SAZ721201R1013 | TF42-0.31 | Active | 4013614398018 | 56.16 | 1 | 1 | stuk | TF42 | BE31220 | SP (Control general) | stuk | TF42-0.31 Thermal Overload Relay | Relais thermique Série TF42 0,23 - 0,31A, classe 10 | TF42-0.31 Thermisches Überlastrelais Auslöseklasse 10, 0.23-0.31 A | TF42-0.31 Thermal Overload Relay |  | 5.14
1SAZ721201R1014 | TF42-0.41 | Active | 4013614404719 | 56.16 | 1 | 1 | stuk | TF42 | BE31220 | SP (Control general) | stuk | TF42-0.41 Thermal Overload Relay | Relais thermique Série TF42 0,31 - 0,41A, classe 10 | TF42-0.41 Thermisches Überlastrelais Auslöseklasse 10, 0.31-0.41 A | TF42-0.41 Thermal Overload Relay |  | 5.14
1SAZ721201R1017 | TF42-0.55 | Active | 4013614398025 | 56.16 | 1 | 1 | stuk | TF42 | BE31220 | SP (Control general) | stuk | TF42-0.55 Thermal Overload Relay | Relais thermique Série TF42 0,41 - 0,55A, classe 10 | TF42-0.55 Thermisches Überlastrelais Auslöseklasse 10, 0.41-0.55 A | TF42-0.55 Thermal Overload Relay |  | 5.14
1SAZ721201R1021 | TF42-0.74 | Active | 4013614398032 | 56.16 | 1 | 1 | stuk | TF42 | BE31220 | SP (Control general) | stuk | TF42-0.74 Thermal Overload Relay | Relais thermique Série TF42 0,55 - 0,74A, classe 10 | TF42-0.74 Thermisches Überlastrelais Auslöseklasse 10, 0.55-0.74 A | TF42-0.74 Thermal Overload Relay |  | 5.14
1SAZ721201R1023 | TF42-1.0 | Active | 4013614398049 | 56.16 | 1 | 1 | stuk | TF42 | BE31220 | SP (Control general) | stuk | TF42-1.0 Thermal Overload Relay | Relais thermique Série TF42 0,74 - 1,00A, classe 10 | TF42-1.0 Thermisches Überlastrelais Auslöseklasse 10, 0.74-1.00 A | TF42-1.0 Thermal Overload Relay |  | 5.14
1SAZ721201R1025 | TF42-1.3 | Active | 4013614398056 | 56.16 | 1 | 1 | stuk | TF42 | BE31220 | SP (Control general) | stuk | TF42-1.3 Thermal Overload Relay | Relais thermique Série TF42 1,00 - 1,30A, classe 10 | TF42-1.3 Thermisches Überlastrelais Auslöseklasse 10, 1.00-1.30 A | TF42-1.3 Thermal Overload Relay |  | 5.14
1SAZ721201R1028 | TF42-1.7 | Active | 4013614398063 | 56.16 | 1 | 1 | stuk | TF42 | BE31220 | SP (Control general) | stuk | TF42-1.7 Thermal Overload Relay | Relais thermique Série TF42 1,30 - 1,70A, classe 10 | TF42-1.7 Thermisches Überlastrelais Auslöseklasse 10, 1.30-1.70 A | TF42-1.7 Thermal Overload Relay |  | 5.14
1SAZ721201R1031 | TF42-2.3 | Active | 4013614398070 | 56.16 | 1 | 1 | stuk | TF42 | BE31220 | SP (Control general) | stuk | TF42-2.3 Thermal Overload Relay | Relais thermique Série TF42 1,70 - 2,30A, classe 10 | TF42-2.3 Thermisches Überlastrelais Auslöseklasse 10, 1.70-2.30 A | TF42-2.3 Thermal Overload Relay |  | 5.14
1SAZ721201R1033 | TF42-3.1 | Active | 4013614398087 | 56.16 | 1 | 1 | stuk | TF42 | BE31220 | SP (Control general) | stuk | TF42-3.1 Thermal Overload Relay | Relais thermique Série TF42 2,30 - 3,10A, classe 10 | TF42-3.1 Thermisches Überlastrelais Auslöseklasse 10, 2.30-3.10 A | TF42-3.1 Thermal Overload Relay |  | 5.14
1SAZ721201R1035 | TF42-4.2 | Active | 4013614398094 | 55.06 | 1 | 1 | stuk | TF42 | BE31220 | SP (Control general) | stuk | TF42-4.2 Thermal Overload Relay | Relais thermique Série TF42 3,10 - 4,20A, classe 10 | TF42-4.2 Thermisches Überlastrelais Auslöseklasse 10, 3.10-4.20 A | TF42-4.2 Thermal Overload Relay
1SAZ721201R1038 | TF42-5.7 | Active | 4013614398100 | 56.16 | 1 | 1 | stuk | TF42 | BE31220 | SP (Control general) | stuk | TF42-5.7 Thermal Overload Relay | Relais thermique Série TF42 4,20 - 5,70A, classe 10 | TF42-5.7 Thermisches Überlastrelais Auslöseklasse 10, 4.20-5.70 A | TF42-5.7 Thermal Overload Relay |  | 5.14
1SAZ721201R1040 | TF42-7.6 | Active | 4013614398117 | 56.16 | 1 | 1 | stuk | TF42 | BE31220 | SP (Control general) | stuk | TF42-7.6 Thermal Overload Relay | Relais thermique Série TF42 5,70 - 7,60A, classe 10 | TF42-7.6 Thermisches Überlastrelais Auslöseklasse 10, 5.70-7.60 A | TF42-7.6 Thermal Overload Relay |  | 5.14
1SAZ721201R1043 | TF42-10 | Active | 4013614398124 | 56.16 | 1 | 1 | stuk | TF42 | BE31220 | SP (Control general) | stuk | TF42-10 Thermal Overload Relay | Relais thermique Série TF42 7,60 - 10,0A, classe 10 | TF42-10 Thermisches Überlastrelais Auslöseklasse 10, 7.60-10.0 A | TF42-10 Thermal Overload Relay |  | 5.14
1SAZ721201R1045 | TF42-13 | Active | 4013614398131 | 62.28 | 1 | 1 | stuk | TF42 | BE31220 | SP (Control general) | stuk | TF42-13 Thermal Overload Relay | Relais thermique Série TF42 10,0 - 13,0A, classe 10 | TF42-13 Thermisches Überlastrelais Auslöseklasse 10, 10.0-13.0 A | TF42-13 Thermal Overload Relay |  | 5.14
1SAZ721201R1047 | TF42-16 | Active | 4013614398148 | 62.28 | 1 | 1 | stuk | TF42 | BE31220 | SP (Control general) | stuk | TF42-16 Thermal Overload Relay | Relais thermique Série TF42 13,0 - 16,0A, trip class 10 | TF42-16 Thermisches Überlastrelais Auslöseklasse 10, 13.0-16.0 A | TF42-16 Thermal Overload Relay |  | 5.14
1SAZ721201R1049 | TF42-20 | Active | 4016779764971 | 62.28 | 1 | 1 | stuk | TF42 | BE31220 | SP (Control general) | stuk | TF42-20 Thermal Overload Relay | Relais thermique Série TF42 16,0 - 20,0A, classe 10 | TF42-20 Thermisches Überlastrelais Auslöseklasse 10, 16.0-20.0 A | TF42-20 Thermal Overload Relay |  | 5.14
1SAZ721201R1051 | TF42-24 | Active | 4013614398155 | 79.33 | 1 | 1 | stuk | TF42 | BE31220 | SP (Control general) | stuk | TF42-24 Thermal Overload Relay | Relais thermique Série TF42 20,0 - 24,0A, classe 10 | TF42-24 Thermisches Überlastrelais Auslöseklasse 10, 20.0-24.0 A | TF42-24 Thermal Overload Relay |  | 5.14
1SAZ721201R1052 | TF42-29 | Active | 4016779764988 | 91.2 | 1 | 1 | stuk | TF42 | BE31220 | SP (Control general) | stuk | TF42-29 Thermal Overload Relay | Relais thermique Série TF42 24,0 - 29,0A, classe 10 | TF42-29 Thermisches Überlastrelais Auslöseklasse 10, 24.0-29.0 A | TF42-29 Thermal Overload Relay |  | 5.14
1SAZ721201R1053 | TF42-35 | Active | 4013614398162 | 93.25 | 1 | 1 | stuk | TF42 | BE31220 | SP (Control general) | stuk | TF42-35 Thermal Overload Relay | Relais thermique Série TF42 29,0 - 35,0A, classe 10 | TF42-35 Thermisches Überlastrelais Auslöseklasse 10, 29.0-35.0 A | TF42-35 Thermal Overload Relay |  | 5.14
1SAZ721201R1055 | TF42-38 | Active | 4013614398179 | 93.25 | 1 | 1 | stuk | TF42 | BE31220 | SP (Control general) | stuk | TF42-38 Thermal Overload Relay | Relais thermique Série TF42 35,0 - 38,0A, classe 10 | TF42-38 Thermisches Überlastrelais Auslöseklasse 10, 35.0-38.0/40.0 A | TF42-38 Thermal Overload Relay |  | 5.14
1SAZ741201R1023 | TF42-1.0B | Active | 4013614517082 | 68.28 | 1 | 1 | stuk | TF42 | BE31220 | SP (Control general) | stuk | TF42-1.0B Thermal Overload Relay | TF42-1.0B Thermal Overload Relay | TF42-1.0B Thermal Overload Relay | TF42-1.0B Thermal Overload Relay
1SAZ741201R1031 | TF42-2.3B | Active | 4013614517112 | 70.36 | 1 | 1 | stuk | TF42 | BE31220 | SP (Control general) | stuk | TF42-2.3B Thermal Overload Relay | TF42-2.3B Thermal Overload Relay | Thermal overload relay TF42 range 1,70 - 2,3A, trip class 10 | TF42-2.3B Thermal Overload Relay
1SAZ741201R1033 | TF42-3.1B | Active | 4013614517129 | 71.77 | 1 | 1 | stuk | TF42 | BE31220 | SP (Control general) | stuk | TF42-3.1B Thermal Overload Relay | Relais thermique Série TF42 2,30 - 3,10A, classe 10 | Thermal overload relay TF42 range 2,30 - 3,10A, trip class 10 | TF42-3.1B Thermal Overload Relay |  | 5.14
1SAZ801901R1001 | DB65 | Active | 4013614501722 | 57.83 | 1 | 1 | stuk | Thermal Overload Relays | BE31220 | SP (Control general) | stuk | DB65 SingleMounting Kit | DB65 KIT DE MONTAGE SUR RAIL DIN POUR RELAIS TF65 ET EF65 | DB65 Einzelaufstellung für TF65 | DB65 Single Mounting Kit
1SAZ811201R1001 | TF65-28 | Active | 4013614482915 | 88.81 | 1 | 1 | stuk | Thermal Overload Relays | BE31220 | SP (Control general) | stuk | TF65-28 Thermal Overload Relay | Relais thermique Gamme TF | TF65-28 Thermisches Überlastrelais Auslöseklasse 10, 22-28A | TF65-28 Thermal Overload Relay |  | 5.14
1SAZ811201R1002 | TF65-33 | Active | 4013614482922 | 94.93 | 1 | 1 | stuk | Thermal Overload Relays | BE31220 | SP (Control general) | stuk | TF65-33 Thermal Overload Relay | Relais thermique Gamme TF | TF65-33 Thermisches Überlastrelais Auslöseklasse 10, 25-33A | TF65-33 Thermal Overload Relay |  | 5.14
1SAZ811201R1003 | TF65-40 | Active | 4013614482939 | 102.24 | 1 | 1 | stuk | Thermal Overload Relays | BE31220 | SP (Control general) | stuk | TF65-40 Thermal Overload Relay | Relais thermique Gamme TF | TF65-40 Thermisches Überlastrelais Auslöseklasse 10, 30-40A | TF65-40 Thermal Overload Relay |  | 5.14
1SAZ811201R1004 | TF65-47 | Active | 4013614482946 | 104.77 | 1 | 1 | stuk | Thermal Overload Relays | BE31220 | SP (Control general) | stuk | TF65-47 Thermal Overload Relay | Relais thermique Gamme TF | TF65-47 Thermisches Überlastrelais Auslöseklasse 10, 36-47A | TF65-47 Thermal Overload Relay |  | 5.14
1SAZ811201R1005 | TF65-53 | Active | 4013614482953 | 119.52 | 1 | 1 | stuk | Thermal Overload Relays | BE31220 | SP (Control general) | stuk | TF65-53 Thermal Overload Relay | Relais thermique Gamme TF | TF65-53 Thermisches Überlastrelais Auslöseklasse 10, 44-53A | TF65-53 Thermal Overload Relay |  | 5.14
1SAZ811201R1006 | TF65-60 | Active | 4013614482960 | 123.6 | 1 | 1 | stuk | Thermal Overload Relays | BE31220 | SP (Control general) | stuk | TF65-60 Thermal Overload Relay | Relais thermique Gamme TF | TF65-60 Thermisches Überlastrelais Auslöseklasse 10, 50-60A | TF65-60 Thermal Overload Relay |  | 5.14
1SAZ811201R1007 | TF65-67 | Active | 4013614482977 | 126 | 1 | 1 | stuk | Thermal Overload Relays | BE31220 | SP (Control general) | stuk | TF65-67 Thermal Overload Relay | Relais thermique Gamme TF | TF65-67 Thermisches Überlastrelais Auslöseklasse 10, 57-67A | TF65-67 Thermal Overload Relay |  | 5.14
1SAZ901901R1001 | DB96 | Active | 4013614501524 | 111.24 | 1 | 1 | stuk | Thermal Overload Relays | BE31220 | SP (Control general) | stuk | Mont.set DB96 DB 96 | Jeu de montage Série TF96 montage indépendant | DB96 Einzelaufstellung für TF96 und EF96 | DB96 Single Mounting Kit
1SAZ911201R1001 | TF96-51 | Active | 4013614482984 | 119.52 | 1 | 1 | stuk | Thermal Overload Relays | BE31220 | SP (Control general) | stuk | TF96-51 Thermal Overload Relay | Relais thermique Gamme TF | TF96-51 Thermisches Überlastrelais Auslöseklasse 10, 40-51A | TF96-51 Thermal Overload Relay |  | 5.14
1SAZ911201R1002 | TF96-60 | Active | 4013614482991 | 129.61 | 1 | 1 | stuk | Thermal Overload Relays | BE31220 | SP (Control general) | stuk | TF96-60 Thermal Overload Relay | Relais thermique Gamme TF | TF96-60 Thermisches Überlastrelais Auslöseklasse 10, 48-60A | TF96-60 Thermal Overload Relay |  | 5.14
1SAZ911201R1003 | TF96-68 | Active | 4013614483004 | 136.81 | 1 | 1 | stuk | Thermal Overload Relays | BE31220 | SP (Control general) | stuk | TF96-68 Thermal Overload Relay | Relais thermique Gamme TF | TF96-68 Thermisches Überlastrelais Auslöseklasse 10, 57-68A | TF96-68 Thermal Overload Relay |  | 5.14
1SAZ911201R1004 | TF96-78 | Active | 4013614483011 | 158.42 | 1 | 1 | stuk | Thermal Overload Relays | BE31220 | SP (Control general) | stuk | TF96-78 Thermal Overload Relay | Relais thermique Gamme TF | TF96-78 Thermisches Überlastrelais Auslöseklasse 10, 65-78A | TF96-78 Thermal Overload Relay |  | 5.14
1SAZ911201R1005 | TF96-87 | Active | 4013614483028 | 174.02 | 1 | 1 | stuk | Thermal Overload Relays | BE31220 | SP (Control general) | stuk | TF96-87 Thermal Overload Relay | Relais thermique Gamme TF | TF96-87 Thermisches Überlastrelais Auslöseklasse 10, 75-87A | TF96-87 Thermal Overload Relay |  | 5.14
1SAZ911201R1006 | TF96-96 | Active | 4013614483035 | 184.81 | 1 | 1 | stuk | Thermal Overload Relays | BE31220 | SP (Control general) | stuk | TF96-96 Thermal Overload Relay | Relais thermique Gamme TF | TF96-96 Thermisches Überlastrelais Auslöseklasse 10, 84-96A | TF96-96 Thermal Overload Relay |  | 5.14
1SBE111111R0102 | ESB16-02N-01 | Active | 3471523006966 | 69.7 | 1 | 1 | stuk | ESB/EN Installation contactors | BE31220 | SP (Control general) | stuk | Contactor ESB16 16A 2 NC 24VAC/DC | Contacteur d'installation modulaire 2 NC contacts Tension circuit de commande: 24V AC/DC | ESB16-02N-01 Installationsschütz 16 A, 0S/2Ö, 24 V AC/DC | ESB16-02N-01 Installation Contactor
1SBE111111R0111 | ESB16-11N-01 | Active | 3471523006973 | 69.7 | 1 | 1 | stuk | ESB/EN Installation contactors | BE31220 | SP (Control general) | stuk | Contactor ESB16 16A 1 NO+1 NC 24VAC/DC | Contacteur d'installation modulaire 1 NO + 1 NC contacts Tension circuit de commande: 24V AC/DC | ESB16-11N-01 Installationsschütz 16 A, 1S/1Ö, 24 V AC/DC | ESB16-11N-01 Installation Contactor
1SBE111111R0120 | ESB16-20N-01 | Active | 3471523006980 | 68.28 | 1 | 1 | stuk | ESB/EN Installation contactors | BE31220 | SP (Control general) | stuk | Contactor ESB16 16A 2 NO 24VAC/DC | Contacteur d'installation modulaire 2 NO contacts Tension circuit de commande: 24V AC/DC | ESB16-20N-01 Installationsschütz 16 A, 2S/0Ö, 24 V AC/DC | ESB16-20N-01 Installation Contactor
1SBE111111R0202 | ESB16-02N-02 | Active | 3471523006997 | 69.7 | 1 | 1 | stuk | ESB/EN Installation contactors | BE31220 | SP (Control general) | stuk | Contactor ESB16 16A 2 NC 42VAC/DC | Contacteur d'installation modulaire 2 NC contacts Tension circuit de commande: 42V AC/DC | ESB16-02N-02 Installationsschütz 16 A, 0S/2Ö, 42 V AC/DC | ESB16-02N-02 Installation Contactor
1SBE111111R0211 | ESB16-11N-02 | Active | 3471523007000 | 69.7 | 1 | 1 | stuk | ESB/EN Installation contactors | BE31220 | SP (Control general) | stuk | Contactor ESB16 16A 1 NO+1 NC 42VAC/DC | Contacteur d'installation modulaire 1 NO + 1 NC contacts Tension circuit de commande: 42V AC/DC | ESB16-11N-02 Installationsschütz 16 A, 1S/1Ö, 42 V AC/DC | ESB16-11N-02 Installation Contactor
1SBE111111R0220 | ESB16-20N-02 | Active | 3471523007017 | 68.28 | 1 | 1 | stuk | ESB/EN Installation contactors | BE31220 | SP (Control general) | stuk | Contactor ESB16 16A 2 NO 42VAC/DC | Contacteur d'installation modulaire 2 NO contacts Tension circuit de commande: 42V AC/DC | ESB16-20N-02 Installationsschütz 16 A, 2S/0Ö, 42 V AC/DC | ESB16-20N-02 Installation Contactor
1SBE111111R0302 | ESB16-02N-03 | Active | 3471523007024 | 69.7 | 1 | 1 | stuk | ESB/EN Installation contactors | BE31220 | SP (Control general) | stuk | Contactor ESB16 16A 2 NC 48VAC/DC | Contacteur d'installation modulaire 2 NC contacts Tension circuit de commande: 48V AC/DC | ESB16-02N-03 Installationsschütz 16 A, 0S/2Ö, 48 V AC/DC | ESB16-02N-03 Installation Contactor
1SBE111111R0311 | ESB16-11N-03 | Active | 3471523007031 | 69.7 | 1 | 1 | stuk | ESB/EN Installation contactors | BE31220 | SP (Control general) | stuk | Contactor ESB16 16A 1 NO+1 NC 48VAC/DC | Contacteur d'installation modulaire 1 NO + 1 NC contacts Tension circuit de commande: 48V AC/DC | ESB16-11N-03 Installationsschütz 16 A, 1S/1Ö, 48 V AC/DC | ESB16-11N-03 Installation Contactor
1SBE111111R0320 | ESB16-20N-03 | Active | 3471523007048 | 68.28 | 1 | 1 | stuk | ESB/EN Installation contactors | BE31220 | SP (Control general) | stuk | Contactor ESB16 16A 2 NO 48VAC/DC | Contacteur d'installation modulaire 2 NO contacts Tension circuit de commande: 48V AC/DC | ESB16-20N-03 Installationsschütz 16 A, 2S/0Ö, 48 V AC/DC | ESB16-20N-03 Installation Contactor
1SBE111111R0402 | ESB16-02N-04 | Active | 3471523007055 | 69.7 | 1 | 1 | stuk | ESB/EN Installation contactors | BE31220 | SP (Control general) | stuk | Contactor ESB16 16A 2 NC 110VAC/DC | Contacteur d'installation modulaire 2 NC contacts Tension circuit de commande: 110V AC/DC | ESB16-02N-04 Installationsschütz 16 A, 0S/2Ö, 110 V AC/DC | ESB16-02N-04 Installation Contactor
1SBE111111R0411 | ESB16-11N-04 | Active | 3471523007062 | 69.7 | 1 | 1 | stuk | ESB/EN Installation contactors | BE31220 | SP (Control general) | stuk | Contactor ESB16 16A 1 NO+1 NC 110VAC/DC | Contacteur d'installation modulaire 1 NO + 1 NC contacts Tension circuit de commande: 110V AC/DC | ESB16-11N-04 Installationsschütz 16 A, 1S/1Ö, 110 V AC/DC | ESB16-11N-04 Installation Contactor
1SBE111111R0420 | ESB16-20N-04 | Active | 3471523007079 | 68.28 | 1 | 1 | stuk | ESB/EN Installation contactors | BE31220 | SP (Control general) | stuk | Contactor ESB16 16A 2 NO 110VAC/DC | Contacteur d'installation modulaire 2 NO contacts Tension circuit de commande: 110V AC/DC | ESB16-20N-04 Installationsschütz 16 A, 2S/0Ö, 110 V AC/DC | ESB16-20N-04 Installation Contactor
1SBE111111R0502 | ESB16-02N-05 | Active | 3471523007086 | 65.28 | 1 | 1 | stuk | ESB/EN Installation contactors | BE31220 | SP (Control general) | stuk | Contactor ESB16 16A 2 NC 240VAC/DC | Contacteur d'installation modulaire 2 NC contacts Tension circuit de commande: 240V AC/DC | ESB16-02N-05 Installationsschütz 16 A, 0S/2Ö, 240 V AC/DC | ESB16-02N-05 Installation Contactor
1SBE111111R0511 | ESB16-11N-05 | Active | 3471523007093 | 65.28 | 1 | 1 | stuk | ESB/EN Installation contactors | BE31220 | SP (Control general) | stuk | Contactor ESB16 16A 1 NO+1 NC 240VAC/DC | Contacteur d'installation modulaire 1 NO + 1 NC contacts Tension circuit de commande: 240V AC/DC | ESB16-11N-05 Installationsschütz 16 A, 1S/1Ö, 240 V AC/DC | ESB16-11N-05 Installation Contactor
1SBE111111R0520 | ESB16-20N-05 | Active | 3471523007109 | 62.24 | 1 | 1 | stuk | ESB/EN Installation contactors | BE31220 | SP (Control general) | stuk | Contactor ESB16 16A 2 NO 240VAC/DC | Contacteur d'installation modulaire 2 NO contacts Tension circuit de commande: 240V AC/DC | ESB16-20N-05 Installationsschütz 16 A, 2S/0Ö, 240 V AC/DC | ESB16-20N-05 Installation Contactor
1SBE111111R0602 | ESB16-02N-06 | Active | 3471523007116 | 65.28 | 1 | 1 | stuk | ESB/EN Installation contactors | BE31220 | SP (Control general) | stuk | Contactor ESB16 16A 2 NC 230VAC/DC | Contacteur d'installation modulaire 2 NC contacts Tension circuit de commande: 230V AC/DC | ESB16-02N-06 Installationsschütz 16 A, 0S/2Ö, 230 V AC/DC | ESB16-02N-06 Installation Contactor
1SBE111111R0611 | ESB16-11N-06 | Active | 3471523007123 | 65.28 | 1 | 1 | stuk | ESB/EN Installation contactors | BE31220 | SP (Control general) | stuk | Contactor ESB16 16A 1 NO+1 NC 230VAC/DC | Contacteur d'installation modulaire 1 NO + 1 NC contacts Tension circuit de commande: 230V AC/DC | ESB16-11N-06 Installationsschütz 16 A, 1S/1Ö, 230 V AC/DC | ESB16-11N-06 Installation Contactor
1SBE111111R0620 | ESB16-20N-06 | Active | 3471523007147 | 62.24 | 1 | 1 | stuk | ESB/EN Installation contactors | BE31220 | SP (Control general) | stuk | Contactor ESB16 16A 2 NO 230VAC/DC | Contacteur d'installation modulaire 2 NO contacts Tension circuit de commande: 230V AC/DC | ESB16-20N-06 Installationsschütz 16 A, 2S/0Ö, 230 V AC/DC | ESB16-20N-06 Installation Contactor
1SBE111111R0702 | ESB16-02N-07 | Active | 3471523007154 | 69.7 | 1 | 1 | stuk | ESB/EN Installation contactors | BE31220 | SP (Control general) | stuk | Contactor ESB16 16A 2 NC 400VAC/DC | Contacteur d'installation modulaire 2 NC contacts Tension circuit de commande: 400V AC/DC | ESB16-02N-07 Installationsschütz 16 A, 0S/2Ö, 400 V AC/DC | ESB16-02N-07 Installation Contactor
1SBE111111R0711 | ESB16-11N-07 | Active | 3471523007185 | 69.7 | 1 | 1 | stuk | ESB/EN Installation contactors | BE31220 | SP (Control general) | stuk | Contactor ESB16 16A 1 NO+1 NC 400VAC/DC | Contacteur d'installation modulaire 1 NO + 1 NC contacts Tension circuit de commande: 400V AC/DC | ESB16-11N-07 Installationsschütz 16 A, 1S/1Ö, 400 V AC/DC | ESB16-11N-07 Installation Contactor
1SBE111111R0720 | ESB16-20N-07 | Active | 3471523007192 | 68.28 | 1 | 1 | stuk | ESB/EN Installation contactors | BE31220 | SP (Control general) | stuk | Contactor ESB16 16A 2 NO 400VAC/DC | Contacteur d'installation modulaire 2 NO contacts Tension circuit de commande: 400V AC/DC | ESB16-20N-07 Installationsschütz 16 A, 2S/0Ö, 400 V AC/DC | ESB16-20N-07 Installation Contactor
1SBE111111R1402 | ESB16-02N-14 | Active | 3471523007307 | 69.7 | 1 | 1 | stuk | ESB/EN Installation contactors | BE31220 | SP (Control general) | stuk | Contactor ESB16 16A 2 NC 12VAC/DC | Contacteur d'installation modulaire 2 NC contacts Tension circuit de commande: 12V AC/DC | ESB16-02N-14 Installationsschütz 16 A, 0S/2Ö, 12 V AC/DC | ESB16-02N-14 Installation Contactor
1SBE111111R1411 | ESB16-11N-14 | Active | 3471523007314 | 69.7 | 1 | 1 | stuk | ESB/EN Installation contactors | BE31220 | SP (Control general) | stuk | Contactor ESB16 16A 1 NO+1 NC 12VAC/DC | Contacteur d'installation modulaire 1 NO + 1 NC contacts Tension circuit de commande: 12V AC/DC | ESB16-11N-14 Installationsschütz 16 A, 1S/1Ö, 12 V AC/DC | ESB16-11N-14 Installation Contactor
1SBE111111R1420 | ESB16-20N-14 | Active | 3471523007321 | 68.28 | 1 | 1 | stuk | ESB/EN Installation contactors | BE31220 | SP (Control general) | stuk | Contactor ESB16 16A 2 NO 12VAC/DC | Contacteur d'installation modulaire 2 NO contacts Tension circuit de commande: 12V AC/DC | ESB16-20N-14 Installationsschütz 16 A, 2S/0Ö, 12 V AC/DC | ESB16-20N-14 Installation Contactor
1SBE121111M0620 | ESB20-20N-06 | Active | 3471523007505 | 63.49 | 1 | 12 | stuk | ESB/EN Installation contactors | BE31220 | SP (Control general) | stuk | ESB20-20N-06 instal.Contactor | Contacteur modulaire (multipack 12pcs) Série ESB 20A, 2NO, 230V AC/DC | Installation Contactor (multipack 12pcs) ESB range 20A, 2NO, 230V AC/DC | ESB20-20N-06 Installation Contactor
1SBE121111M0720 | ESB20-20N-07 | Active | 3471523007536 | 54.15 | 1 | 12 | stuk | ESB/EN Installation contactors | BE31220 | SP (Control general) | stuk | ESB20-20N-07 instal.Contactor | ESB20-20N-07 Installation Contactor | ESB20-20N-07 Installation Contactor | ESB20-20N-07 Installation Contactor
1SBE121111R0102 | ESB20-02N-01 | Active | 3471523007338 | 66.16 | 1 | 1 | stuk | ESB/EN Installation contactors | BE31220 | SP (Control general) | stuk | ESB20-02N-01 instal.Contactor | Contacteur d'installation modulaire 2 NC contacts Tension circuit de commande: 24V AC/DC | ESB20-02N-01 Installationsschütz 20 A, 0S/2Ö, 24 V AC/DC | ESB20-02N-01 Installation Contactor
1SBE121111R0111 | ESB20-11N-01 | Active | 3471523007345 | 63.49 | 1 | 1 | stuk | ESB/EN Installation contactors | BE31220 | SP (Control general) | stuk | ESB20-11N-01 instal.Contactor | Contacteur d'installation modulaire 1 NO + 1 NC contacts Tension circuit de commande: 24V AC/DC | ESB20-11N-01 Installationsschütz 20 A, 1S/1Ö, 24 V AC/DC | ESB20-11N-01 Installation Contactor
1SBE121111R0120 | ESB20-20N-01 | Active | 3471523007352 | 63.49 | 1 | 1 | stuk | ESB/EN Installation contactors | BE31220 | SP (Control general) | stuk | ESB20-20N-01 instal.Contactor | Contacteur d'installation modulaire 2 NO contacts Tension circuit de commande: 24V AC/DC | ESB20-20N-01 Installationsschütz 20 A, 2S/0Ö, 24 V AC/DC | ESB20-20N-01 Installation Contactor
1SBE121111R0202 | ESB20-02N-02 | Active | 3471523007369 | 67.59 | 1 | 1 | stuk | ESB/EN Installation contactors | BE31220 | SP (Control general) | stuk | ESB20-02N-02 instal.Contactor | Contacteur d'installation modulaire 2 NC contacts Tension circuit de commande: 42V AC/DC | ESB20-02N-02 Installationsschütz 20 A, 0S/2Ö, 42 V AC/DC | ESB20-02N-02 Installation Contactor
1SBE121111R0211 | ESB20-11N-02 | Active | 3471523007376 | 64.73 | 1 | 1 | stuk | ESB/EN Installation contactors | BE31220 | SP (Control general) | stuk | ESB20-11N-02 instal.Contactor | Contacteur d'installation modulaire 1 NO + 1 NC contacts Tension circuit de commande: 42V AC/DC | ESB20-11N-02 Installationsschütz 20 A, 1S/1Ö, 42 V AC/DC | ESB20-11N-02 Installation Contactor
1SBE121111R0220 | ESB20-20N-02 | Active | 3471523007383 | 64.73 | 1 | 1 | stuk | ESB/EN Installation contactors | BE31220 | SP (Control general) | stuk | ESB20-20N-02 instal.Contactor | Contacteur d'installation modulaire 2 NO contacts Tension circuit de commande: 42V AC/DC | ESB20-20N-02 Installationsschütz 20 A, 2S/0Ö, 42 V AC/DC | ESB20-20N-02 Installation Contactor
1SBE121111R0302 | ESB20-02N-03 | Active | 3471523007390 | 66.16 | 1 | 1 | stuk | ESB/EN Installation contactors | BE31220 | SP (Control general) | stuk | ESB20-02N-03 instal.Contactor | Contacteur d'installation modulaire 2 NC contacts Tension circuit de commande: 48V AC/DC | ESB20-02N-03 Installationsschütz 20 A, 0S/2Ö, 48 V AC/DC | ESB20-02N-03 Installation Contactor
1SBE121111R0311 | ESB20-11N-03 | Active | 3471523007406 | 63.49 | 1 | 1 | stuk | ESB/EN Installation contactors | BE31220 | SP (Control general) | stuk | ESB20-11N-03 instal.Contactor | Contacteur d'installation modulaire 1 NO + 1 NC contacts Tension circuit de commande: 48V AC/DC | ESB20-11N-03 Installationsschütz 20 A, 1S/1Ö, 48 V AC/DC | ESB20-11N-03 Installation Contactor
1SBE121111R0320 | ESB20-20N-03 | Active | 3471523007413 | 63.49 | 1 | 1 | stuk | ESB/EN Installation contactors | BE31220 | SP (Control general) | stuk | ESB20-20N-03 instal.Contactor | Contacteur d'installation modulaire 2 NO contacts Tension circuit de commande: 48V AC/DC | ESB20-20N-03 Installationsschütz 20 A, 2S/0Ö, 48 V AC/DC | ESB20-20N-03 Installation Contactor
1SBE121111R0402 | ESB20-02N-04 | Active | 3471523007420 | 66.16 | 1 | 1 | stuk | ESB/EN Installation contactors | BE31220 | SP (Control general) | stuk | ESB20-02N-04 instal.Contactor | Contacteur d'installation modulaire 2 NC contacts Tension circuit de commande: 110V AC/DC | ESB20-02N-04 Installationsschütz 20 A, 0S/2Ö, 110 V AC/DC | ESB20-02N-04 Installation Contactor
1SBE121111R0411 | ESB20-11N-04 | Active | 3471523007437 | 63.49 | 1 | 1 | stuk | ESB/EN Installation contactors | BE31220 | SP (Control general) | stuk | ESB20-11N-04 instal.Contactor | Contacteur d'installation modulaire 1 NO + 1 NC contacts Tension circuit de commande: 110V AC/DC | ESB20-11N-04 Installationsschütz 20 A, 1S/1Ö, 110 V AC/DC | ESB20-11N-04 Installation Contactor
1SBE121111R0420 | ESB20-20N-04 | Active | 3471523007444 | 63.49 | 1 | 1 | stuk | ESB/EN Installation contactors | BE31220 | SP (Control general) | stuk | ESB20-20N-04 instal.Contactor | Contacteur d'installation modulaire 2 NO contacts Tension circuit de commande: 110V AC/DC | ESB20-20N-04 Installationsschütz 20 A, 2S/0Ö, 110 V AC/DC | ESB20-20N-04 Installation Contactor
1SBE121111R0502 | ESB20-02N-05 | Active | 3471523007451 | 66.16 | 1 | 1 | stuk | ESB/EN Installation contactors | BE31220 | SP (Control general) | stuk | ESB20-02N-05 instal.Contactor | Contacteur d'installation modulaire 2 NC contacts Tension circuit de commande: 240V AC/DC | ESB20-02N-05 Installationsschütz 20 A, 0S/2Ö, 240 V AC/DC | ESB20-02N-05 Installation Contactor
1SBE121111R0511 | ESB20-11N-05 | Active | 3471523007468 | 65.44 | 1 | 1 | stuk | ESB/EN Installation contactors | BE31220 | SP (Control general) | stuk | ESB20-11N-05 instal.Contactor | Contacteur d'installation modulaire 1 NO + 1 NC contacts Tension circuit de commande: 240V AC/DC | ESB20-11N-05 Installationsschütz 20 A, 1S/1Ö, 240 V AC/DC | ESB20-11N-05 Installation Contactor
1SBE121111R0520 | ESB20-20N-05 | Active | 3471523007475 | 63.49 | 1 | 1 | stuk | ESB/EN Installation contactors | BE31220 | SP (Control general) | stuk | ESB20-20N-05 instal.Contactor | Contacteur d'installation modulaire 2 NO contacts Tension circuit de commande: 240V AC/DC | ESB20-20N-05 Installationsschütz 20 A, 2S/0Ö, 240 V AC/DC | ESB20-20N-05 Installation Contactor
1SBE121111R0602 | ESB20-02N-06 | Active | 3471523007482 | 66.16 | 1 | 1 | stuk | ESB/EN Installation contactors | BE31220 | SP (Control general) | stuk | ESB20-02N-06 instal.Contactor | Contacteur d'installation modulaire 2 NC contacts Tension circuit de commande: 230V AC/DC | ESB20-02N-06 Installationsschütz 20 A, 0S/2Ö, 230 V AC/DC | ESB20-02N-06 Installation Contactor
1SBE121111R0611 | ESB20-11N-06 | Active | 3471523007499 | 63.49 | 1 | 1 | stuk | ESB/EN Installation contactors | BE31220 | SP (Control general) | stuk | ESB20-11N-06 instal.Contactor | Contacteur d'installation modulaire 1 NO + 1 NC contacts Tension circuit de commande: 230V AC/DC | ESB20-11N-06 Installationsschütz 20 A, 1S/1Ö, 230 V AC/DC | ESB20-11N-06 Installation Contactor
1SBE121111R0620 | ESB20-20N-06 | Active | 3471523007505 | 63.49 | 1 | 1 | stuk | ESB/EN Installation contactors | BE31220 | SP (Control general) | stuk | ESB20-20N-06 instal.Contactor | Contacteur d'installation modulaire 2 NO contacts Tension circuit de commande: 230V AC/DC | ESB20-20N-06 Installationsschütz 20 A, 2S/0Ö, 230 V AC/DC | ESB20-20N-06 Installation Contactor
1SBE121111R0702 | ESB20-02N-07 | Active | 3471523007512 | 66.16 | 1 | 1 | stuk | ESB/EN Installation contactors | BE31220 | SP (Control general) | stuk | ESB20-02N-07 instal.Contactor | Contacteur d'installation modulaire 2 NC contacts Tension circuit de commande: 400V AC/DC | ESB20-02N-07 Installationsschütz 20 A, 0S/2Ö, 400 V AC/DC | ESB20-02N-07 Installation Contactor
1SBE121111R0711 | ESB20-11N-07 | Active | 3471523007529 | 63.49 | 1 | 1 | stuk | ESB/EN Installation contactors | BE31220 | SP (Control general) | stuk | ESB20-11N-07 instal.Contactor | Contacteur d'installation modulaire 1 NO + 1 NC contacts Tension circuit de commande: 400V AC/DC | ESB20-11N-07 Installationsschütz 20 A, 1S/1Ö, 400 V AC/DC | ESB20-11N-07 Installation Contactor
1SBE121111R0720 | ESB20-20N-07 | Active | 3471523007536 | 63.49 | 1 | 1 | stuk | ESB/EN Installation contactors | BE31220 | SP (Control general) | stuk | ESB20-20N-07 instal.Contactor | Contacteur d'installation modulaire 2 NO contacts Tension circuit de commande: 400V AC/DC | ESB20-20N-07 Installationsschütz 20 A, 2S/0Ö, 400 V AC/DC | ESB20-20N-07 Installation Contactor
1SBE121111R1402 | ESB20-02N-14 | Active | 3471523007543 | 66.16 | 1 | 1 | stuk | ESB/EN Installation contactors | BE31220 | SP (Control general) | stuk | ESB20-02N-14 instal.Contactor | Contacteur d'installation modulaire 2 NC contacts Tension circuit de commande: 12V AC/DC | ESB20-02N-14 Installationsschütz 20 A, 0S/2Ö, 12 V AC/DC | ESB20-02N-14 Installation Contactor
1SBE121111R1411 | ESB20-11N-14 | Active | 3471523007550 | 63.49 | 1 | 1 | stuk | ESB/EN Installation contactors | BE31220 | SP (Control general) | stuk | ESB20-11N-14 instal.Contactor | Contacteur d'installation modulaire 1 NO + 1 NC contacts Tension circuit de commande: 12V AC/DC | ESB20-11N-14 Installationsschütz 20 A, 1S/1Ö, 12 V AC/DC | ESB20-11N-14 Installation Contactor
1SBE121111R1420 | ESB20-20N-14 | Active | 3471523007567 | 63.49 | 1 | 1 | stuk | ESB/EN Installation contactors | BE31220 | SP (Control general) | stuk | ESB20-20N-14 instal.Contactor | Contacteur d'installation modulaire 2 NO contacts Tension circuit de commande: 12V AC/DC | ESB20-20N-14 Installationsschütz 20 A, 2S/0Ö, 12 V AC/DC | ESB20-20N-14 Installation Contactor
1SBE122111R0120 | EN20-20N-01 | Active | 3471523007574 | 92.56 | 1 | 1 | stuk | ESB/EN Installation contactors | BE31220 | SP (Control general) | stuk | EN20-20N-01 instal.Contactor | Contacteur d'installation modulaire 2 NO contacts Tension circuit de commande: 24V AC/DC Contrôle manuel / automatique | EN20-20N-01 Installationsschütz 20 A, 2S/0Ö, 24 V AC/DC | EN20-20N-01 Installation Contactor
1SBE122111R0620 | EN20-20N-06 | Active | 3471523007581 | 92.56 | 1 | 1 | stuk | ESB/EN Installation contactors | BE31220 | SP (Control general) | stuk | EN20-20N-06 instal.Contactor | Contacteur d'installation modulaire 2 NO contacts Tension circuit de commande: 230V AC/DC Contrôle manuel / automatique | EN20-20N-06 Installationsschütz 20 A, 2S/0Ö, 230 V AC/DC | EN20-20N-06 Installation Contactor
1SBH101001R2031 | NS31E-20 | Active | 3471523001206 | 40.55 | 1 | 1 | stuk | Contactor AS | BE31220 | SP (Control general) | stuk | NS 6A (AC15) 3NO/1NC 24V 50/60Hz | NS31E-20 24V50/60HZ Contactor Relay | 6A (AC15), 3NO/1NC, 24V 50/60Hz | NS31E-20 24V50/60HZ Contactor Relay
1SBH101001R2622 | NS22E-26 | Active | 3471523000261 | 28.78 | 1 | 1 | stuk | Contactor AS | BE31220 | SP (Control general) | stuk | NS22E-26 230V50/60HZ Relay | NS22E-26 230V50/60HZ Contactor Relay | NS22E-26 Hilfsschütz 230V 50/60Hz 2S+2OE | NS22E-26 230V50/60HZ Contactor Relay
1SBH101001R2640 | NS40E-26 | Active | 3471523002265 | 40.55 | 1 | 1 | stuk | Contactor AS | BE31220 | SP (Control general) | stuk | NS 6A (AC15) 4NO 230V 50/60Hz | NS40E-26 230V50/60HZ Contactor Relay | NS40E-26 Hilfsschütz 230V 50/60Hz 4S | NS40E-26 230V50/60HZ Contactor Relay
1SBH103001R8122 | NSL22E-81 | Active | 3471523056015 | 46.6 | 1 | 1 | stuk | Contactor AS | BE31220 | SP (Control general) | stuk | NSL 6A (AC15) 2NO/2NC 24Vdc | Contacteur auilaire Série AS 6A (AC15), 2NO/2NC, 24Vdc | NSL22E-81 Hilfsschütz 24V DC 2S+2OE | NSL22E-81 24VDC Contactor Relay
1SBH103001R8140 | NSL40E-81 | Active | 3471523056213 | 184.81 | 1 | 1 | stuk | Contactor AS | BE31220 | SP (Control general) | stuk | NSL 6A (AC15) 4NO 24Vdc | Contacteur auxiliaire Série AS 6A (AC15), 4NO, 24Vdc | NSL40E-81 Hilfsschütz 24V DC 4S | NSL40E-81 24VDC Contactor Relay |  | 5.14
1SBH103001R8171 | NSL71E-81 | Active | 3471523056411 | 71.04 | 1 | 1 | stuk | Contactor AS | BE31220 | SP (Control general) | stuk | NSL 6A (AC15) 7NO/1NC 24Vdc | NSL71E-81 24VDC Contactor Relay | NSL71E-81 Hilfsschütz 24V DC | NSL71E-81 24VDC Contactor Relay
1SBH103001R8180 | NSL80E-81 | Active | 3471523056312 | 70.33 | 1 | 1 | stuk | Contactor AS | BE31220 | SP (Control general) | stuk | NSL 6A (AC15) 8NO 24Vdc | Contacteur auxiliaire Série AS 6A (AC15), 8NO, 24Vdc | NSL80E-81 Hilfsschütz 24V DC | NSL80E-81 24VDC Contactor Relay |  | 5.14
1SBH136001R2022 | NFZ22E-20 | Active | 3471523101708 | 74.03 | 1 | 1 | stuk | Contactor AF | BE31220 | SP (Control general) | stuk | NFZ 2NO/2NC 12-20Vdc laag verbr. | Contacteur auxiliaire Série AF 2NO/2NC, 12-20Vdc, faible consommation | NFZ22E-20 Hilfsschütz 12-20V DC | NFZ22E-20 12-20VDC Contactor Relay |  | 5.14
1SBH136001R2031 | NFZ31E-20 | Active | 3471523101807 | 74.03 | 1 | 1 | stuk | Contactor AF | BE31220 | SP (Control general) | stuk | NFZ 3NO/1NC 12-20Vdc laag verbr. | Contacteur auxiliaire Série AF 3NO/1NC, 12-20Vdc, faible consommation | NFZ31E-20 Hilfsschütz 12-20V DC | NFZ31E-20 12-20VDC Contactor Relay |  | 5.14
1SBH136001R2040 | NFZ40E-20 | Active | 3471523101609 | 74.03 | 1 | 1 | stuk | Contactor AF | BE31220 | SP (Control general) | stuk | NFZ 4NO 12-20Vdc laag verbr. | Contacteur auxiliaire Série AF 4NO, 12-20Vdc, faible consommation | NFZ40E-20 Hilfsschütz 12-20V DC | NFZ40E-20 12-20VDC Contactor Relay |  | 5.14
1SBH136001R2044 | NFZ44E-20 | Active | 3471523102309 | 112.82 | 1 | 1 | stuk | Contactor AF | BE31220 | SP (Control general) | stuk | NFZ 4NO/4NC 12-20Vdc laag verbr. | Contacteur auxiliaire Série AF 4NO/4NC, 12-20Vdc, faible consommation | NFZ44E-20 Hilfsschütz 12-20V DC | NFZ44E-20 12-20VDC Contactor Relay |  | 5.14
1SBH136001R2053 | NFZ53E-20 | Active | 3471523102200 | 112.82 | 1 | 1 | stuk | Contactor AF | BE31220 | SP (Control general) | stuk | NFZ 5NO/3NC 12-20Vdc laag verbr. | Contacteur auxiliaire Série AF 5NO/3NC, 12-20Vdc, faible consommation | NFZ53E-20 Hilfsschütz 12-20V DC | NFZ53E-20 12-20VDC Contactor Relay |  | 5.14
1SBH136001R2062 | NFZ62E-20 | Active | 3471523102101 | 112.82 | 1 | 1 | stuk | Contactor AF | BE31220 | SP (Control general) | stuk | NFZ 6NO/2NC 12-20Vdc laag verbr. | Contacteur auxiliaire Série AF 6NO/2NC, 12-20Vdc, faible consommation | NFZ62E-20 Hilfsschütz 12-20V DC | NFZ62E-20 12-20VDC Contactor Relay |  | 5.14
1SBH136001R2071 | NFZ71E-20 | Active | 3471523102002 | 112.82 | 1 | 1 | stuk | Contactor AF | BE31220 | SP (Control general) | stuk | NFZ 7NO/1NC 12-20Vdc laag verbr. | Contacteur auxiliaire Série AF 7NO/1NC, 12-20Vdc, faible consommation | NFZ71E-20 Hilfsschütz 12-20V DC | NFZ71E-20 12-20VDC Contactor Relay |  | 5.14
1SBH136001R2080 | NFZ80E-20 | Active | 3471523101906 | 112.82 | 1 | 1 | stuk | Contactor AF | BE31220 | SP (Control general) | stuk | NFZ 8NO 12-20Vdc laag verbr. | Contacteur auxiliaire Série AF 8NO, 12-20Vdc, faible consommation | NFZ80E-20 Hilfsschütz 12-20V DC | NFZ80E-20 12-20VDC Contactor Relay |  | 5.14
1SBH136001R2122 | NFZ22E-21 | Active | 3471523101715 | 74.03 | 1 | 1 | stuk | Contactor AF | BE31220 | SP (Control general) | stuk | AF 2NO/2NC 24-60Vac/20-60Vdc laag verbr. | Contacteur auxiliaire Série AF 2NO/2NC, 24-60Vac/20-60Vdc, faible consommation | NFZ22E-21 Hilfsschütz 24-60V 50/60Hz / 20-60V DC | NFZ22E-21 24-60V50/60HZ 20-60VDC Contactor Relay |  | 5.14
1SBH136001R2131 | NFZ31E-21 | Active | 3471523101814 | 74.03 | 1 | 1 | stuk | Contactor AF | BE31220 | SP (Control general) | stuk | AF 3NO/1NC 24-60Vac/20-60Vdc laag verbr. | Contacteur auxiliaire Série AF 3NO/1NC, 24-60Vac/20-60Vdc, faible consommation | NFZ31E-21 Hilfsschütz 24-60V 50/60Hz / 20-60V DC | NFZ31E-21 24-60V50/60HZ 20-60VDC Contactor Relay |  | 5.14
1SBH136001R2140 | NFZ40E-21 | Active | 3471523101616 | 74.03 | 1 | 1 | stuk | Contactor AF | BE31220 | SP (Control general) | stuk | NFZ 4NO 24-60Vac/20-60Vdc laag verbr. | Contacteur auxiliaire Série AF 4NO, 24-60Vac/20-60Vdc, faible consommation | NFZ40E-21 Hilfsschütz 24-60V 50/60Hz / 20-60V DC | NFZ40E-21 24-60V50/60HZ 20-60VDC Contactor Relay |  | 5.14
1SBH136001R2144 | NFZ44E-21 | Active | 3471523102316 | 112.82 | 1 | 1 | stuk | Contactor AF | BE31220 | SP (Control general) | stuk | AF 4NO/4NC 24-60Vac/20-60Vdc laag verbr. | Contacteur auxiliaire Série AF 4NO/4NC, 24-60Vac/20-60Vdc, faible consommation | NFZ44E-21 Hilfsschütz 24-60V 50/60Hz / 20-60V DC | NFZ44E-21 24-60V50/60HZ 20-60VDC Contactor Relay |  | 5.14
1SBH136001R2153 | NFZ53E-21 | Active | 3471523102217 | 112.82 | 1 | 1 | stuk | Contactor AF | BE31220 | SP (Control general) | stuk | AF 5NO/3NC 24-60Vac/20-60Vdc laag verbr. | Contacteur auxiliaire Série AF 5NO/3NC, 24-60Vac/20-60Vdc, faible consommation | NFZ53E-21 Hilfsschütz 24-60V 50/60Hz / 20-60V DC | NFZ53E-21 24-60V50/60HZ 20-60VDC Contactor Relay |  | 5.14
1SBH136001R2162 | NFZ62E-21 | Active | 3471523102118 | 112.82 | 1 | 1 | stuk | Contactor AF | BE31220 | SP (Control general) | stuk | AF 6NO/2NC 24-60Vac/20-60Vdc laag verbr. | Contacteur auxiliaire Série AF 6NO/2NC, 24-60Vac/20-60Vdc, faible consommation | NFZ62E-21 Hilfsschütz 24-60V 50/60Hz / 20-60V DC | NFZ62E-21 24-60V50/60HZ 20-60VDC Contactor Relay |  | 5.14
1SBH136001R2171 | NFZ71E-21 | Active | 3471523102019 | 112.82 | 1 | 1 | stuk | Contactor AF | BE31220 | SP (Control general) | stuk | AF 7NO/1NC 24-60Vac/20-60Vdc laag verbr. | Contacteur auxiliaire Série AF 7NO/1NC, 24-60Vac/20-60Vdc, faible consommation | NFZ71E-21 Hilfsschütz 24-60V 50/60Hz / 20-60V DC | NFZ71E-21 24-60V50/60HZ 20-60VDC Contactor Relay |  | 5.14
1SBH136001R2180 | NFZ80E-21 | Active | 3471523101913 | 112.82 | 1 | 1 | stuk | Contactor AF | BE31220 | SP (Control general) | stuk | NFZ 8NO 24-60Vac/20-60Vdc laag verbr. | Contacteur auxiliaire Série AF 8NO, 24-60Vac/20-60Vdc, faible consommation | NFZ80E-21 Hilfsschütz 24-60V 50/60Hz / 20-60V DC | NFZ80E-21 24-60V50/60HZ 20-60VDC Contactor Relay |  | 5.14
1SBH136001R2222 | NFZ22E-22 | Active | 3471523101722 | 74.03 | 1 | 1 | stuk | Contactor AF | BE31220 | SP (Control general) | stuk | NFZ 2NO/2NC 48-130Vac/dc laag verbr. | Contacteur auxiliaire Série AF 2NO/2NC, 48-130Vac/dc, faible consommation | NFZ22E-22 Hilfsschütz 48-130V 50/60Hz /DC | NFZ22E-22 48-130V50/60HZ-DC Contactor Relay |  | 5.14
1SBH136001R2231 | NFZ31E-22 | Active | 3471523101821 | 74.03 | 1 | 1 | stuk | Contactor AF | BE31220 | SP (Control general) | stuk | NFZ 3NO/1NC 48-130Vac/dc laag verbr. | Contacteur auxiliaire Série AF 3NO/1NC, 48-130Vac/dc, faible consommation | NFZ31E-22 Hilfsschütz 48-130V 50/60Hz /DC | NFZ31E-22 48-130V50/60HZ-DC Contactor Relay |  | 5.14
1SBH136001R2240 | NFZ40E-22 | Active | 3471523101623 | 74.03 | 1 | 1 | stuk | Contactor AF | BE31220 | SP (Control general) | stuk | NFZ 4NO 48-130Vac/dc laag verbr. | Contacteur auxiliaire Série AF 4NO, 48-130Vac/dc, faible consommation | NFZ40E-22 Hilfsschütz 48-130V 50/60Hz /DC | NFZ40E-22 48-130V50/60HZ-DC Contactor Relay |  | 5.14
1SBH136001R2244 | NFZ44E-22 | Active | 3471523102323 | 112.82 | 1 | 1 | stuk | Contactor AF | BE31220 | SP (Control general) | stuk | NFZ 4NO/4NC 48-130Vac/dc laag verbr. | Contacteur auxiliaire Série AF 4NO/4NC, 48-130Vac/dc, faible consommation | NFZ44E-22 Hilfsschütz 48-130V 50/60Hz /DC | NFZ44E-22 48-130V50/60HZ-DC Contactor Relay |  | 5.14
1SBH136001R2253 | NFZ53E-22 | Active | 3471523102224 | 112.82 | 1 | 1 | stuk | Contactor AF | BE31220 | SP (Control general) | stuk | NFZ 5NO/3NC 48-130Vac/dc laag verbr. | Contacteur auxiliaire Série AF 5NO/3NC, 48-130Vac/dc, faible consommation | NFZ53E-22 Hilfsschütz 48-130V 50/60Hz /DC | NFZ53E-22 48-130V50/60HZ-DC Contactor Relay |  | 5.14
1SBH136001R2262 | NFZ62E-22 | Active | 3471523102125 | 112.82 | 1 | 1 | stuk | Contactor AF | BE31220 | SP (Control general) | stuk | NFZ 6NO/2NC 48-130Vac/dc laag verbr. | Contacteur auxiliaire Série AF 6NO/2NC, 48-130Vac/dc, faible consommation | NFZ62E-22 Hilfsschütz 48-130V 50/60Hz /DC | NFZ62E-22 48-130V50/60HZ-DC Contactor Relay |  | 5.14
1SBH136001R2271 | NFZ71E-22 | Active | 3471523102026 | 112.82 | 1 | 1 | stuk | Contactor AF | BE31220 | SP (Control general) | stuk | NFZ 7NO/1NC 48-130Vac/dc laag verbr. | Contacteur auxiliaire Série AF 7NO/1NC, 48-130Vac/dc, faible consommation | NFZ71E-22 Hilfsschütz 48-130V 50/60Hz /DC | NFZ71E-22 48-130V50/60HZ-DC Contactor Relay |  | 5.14
1SBH136001R2280 | NFZ80E-22 | Active | 3471523101920 | 112.82 | 1 | 1 | stuk | Contactor AF | BE31220 | SP (Control general) | stuk | NFZ 8NO 48-130Vac/dc laag verbr. | Contacteur auxiliaire Série AF 8NO, 48-130Vac/dc, faible consommation | NFZ80E-22 Hilfsschütz 48-130V 50/60Hz /DC | NFZ80E-22 48-130V50/60HZ-DC Contactor Relay |  | 5.14
1SBH136001R2322 | NFZ22E-23 | Active | 3471523101739 | 74.03 | 1 | 1 | stuk | Contactor AF | BE31220 | SP (Control general) | stuk | NFZ 2NO/2NC 100-250Vac/dc laag verbr. | Contacteur auxiliaire Série AF 2NO/2NC, 100-250Vac/dc, faible consommation | NFZ22E-23 Hilfsschütz 100-250V 50/60Hz /DC | NFZ22E-23 100-250V50/60HZ-DC Contactor Relay |  | 5.14
1SBH136001R2331 | NFZ31E-23 | Active | 3471523101838 | 74.03 | 1 | 1 | stuk | Contactor AF | BE31220 | SP (Control general) | stuk | NFZ 3NO/1NC 100-250Vac/dc laag verbr. | Contacteur auxiliaire Série AF 3NO/1NC, 100-250Vac/dc, faible consommation | NFZ31E-23 Hilfsschütz 100-250V 50/60Hz /DC | NFZ31E-23 100-250V50/60HZ-DC Contactor Relay |  | 5.14
1SBH136001R2340 | NFZ40E-23 | Active | 3471523101630 | 74.03 | 1 | 1 | stuk | Contactor AF | BE31220 | SP (Control general) | stuk | NFZ 4NO 100-250Vac/dc laag verbr. | Contacteur auxiliaire Série AF 4NO, 100-250Vac/dc, faible consommation | NFZ40E-23 Hilfsschütz 100-250V 50/60Hz /DC | NFZ40E-23 100-250V50/60HZ-DC Contactor Relay |  | 5.14
1SBH136001R2344 | NFZ44E-23 | Active | 3471523102330 | 112.82 | 1 | 1 | stuk | Contactor AF | BE31220 | SP (Control general) | stuk | NFZ 4NO/4NC 100-250Vac/dc laag verbr. | Contacteur auxiliaire Série AF 4NO/4NC, 100-250Vac/dc, faible consommation | NFZ44E-23 Hilfsschütz 100-250V 50/60Hz /DC | NFZ44E-23 100-250V50/60HZ-DC Contactor Relay |  | 5.14
1SBH136001R2353 | NFZ53E-23 | Active | 3471523102231 | 112.82 | 1 | 1 | stuk | Contactor AF | BE31220 | SP (Control general) | stuk | NFZ 5NO/3NC 100-250Vac/dc laag verbr. | Contacteur auxiliaire Série AF 5NO/3NC, 100-250Vac/dc, faible consommation | NFZ53E-23 Hilfsschütz 100-250V 50/60Hz /DC | NFZ53E-23 100-250V50/60HZ-DC Contactor Relay |  | 5.14
1SBH136001R2362 | NFZ62E-23 | Active | 3471523102132 | 112.82 | 1 | 1 | stuk | Contactor AF | BE31220 | SP (Control general) | stuk | NFZ 6NO/2NC 100-250Vac/dc laag verbr. | Contacteur auxiliaire Série AF 6NO/2NC, 100-250Vac/dc, faible consommation | NFZ62E-23 Hilfsschütz 100-250V 50/60Hz /DC | NFZ62E-23 100-250V50/60HZ-DC Contactor Relay |  | 5.14
1SBH136001R2371 | NFZ71E-23 | Active | 3471523102033 | 112.82 | 1 | 1 | stuk | Contactor AF | BE31220 | SP (Control general) | stuk | NFZ 7NO/1NC 100-250Vac/dc laag verbr. | Contacteur auxiliaire Série AF 7NO/1NC, 100-250Vac/dc, faible consommation | NFZ71E-23 Hilfsschütz 100-250V 50/60Hz /DC | NFZ71E-23 100-250V50/60HZ-DC Contactor Relay |  | 5.14
1SBH136001R2380 | NFZ80E-23 | Active | 3471523101937 | 112.82 | 1 | 1 | stuk | Contactor AF | BE31220 | SP (Control general) | stuk | NFZ 8NO 100-250Vac/dc laag verbr. | Contacteur auxiliaire Série AF 8NO, 100-250Vac/dc, faible consommation | NFZ80E-23 Hilfsschütz 100-250V 50/60Hz /DC | NFZ80E-23 100-250V50/60HZ-DC Contactor Relay |  | 5.14
1SBH136001R3022 | NFZ22E-30 | Active | 3471523101791 | 79.11 | 1 | 1 | stuk | Contactor AF | BE31220 | SP (Control general) | stuk | NFZ NFZ 22E-30 24VDC | NFZ22E-30 24VDC Contactor Relay | NFZ 22E-30 24VDC | NFZ22E-30 24VDC Contactor Relay
1SBH136001R3031 | NFZ31E-30 | Active | 3471523101890 | 79.11 | 1 | 1 | stuk | Contactor AF | BE31220 | SP (Control general) | stuk | NFZ NFZ 31E-30 24VDC | NFZ31E-30 24VDC Contactor Relay | NFZ 31E-30 24VDC | NFZ31E-30 24VDC Contactor Relay
1SBH136001R3040 | NFZ40E-30 | Active | 3471523101692 | 79.11 | 1 | 1 | stuk | Contactor AF | BE31220 | SP (Control general) | stuk | NFZ NFZ 40E-30 24VDC | NFZ40E-30 24VDC Contactor Relay | NFZ 40E-30 24VDC | NFZ40E-30 24VDC Contactor Relay
1SBH136005R2022 | NFZ22EK-20 | Active | 3471523153301 | 73.57 | 1 | 1 | stuk | Contactor AF | BE31220 | SP (Control general) | stuk | NFZ 2NO+2NC Spoelcode:20 Push-in | Contacteur Relais 2NO + 2NF Bobine code: 20 Large éventail Push-in Spring Terminals | NFZ22EK-20 Hilfsschütz 12-20V DC / 2S + 2Ö | NFZ22EK-20 12-20VDC Contactor Relay |  | 5.14
1SBH136005R2031 | NFZ31EK-20 | Active | 3471523153400 | 73.57 | 1 | 1 | stuk | Contactor AF | BE31220 | SP (Control general) | stuk | NFZ 3NO+1NC Spoelcode:20 Push-in | Contacteur Relais 3NO + 1NF Bobine code: 20 Large éventail Push-in Spring Terminals | NFZ31EK-20 Hilfsschütz 12-20V DC / 3S + 1Ö | NFZ31EK-20 12-20VDC Contactor Relay |  | 5.14
1SBH136005R2040 | NFZ40EK-20 | Active | 3471523153202 | 73.57 | 1 | 1 | stuk | Contactor AF | BE31220 | SP (Control general) | stuk | NFZ40EK-20 12-20VDC Relay | Contacteur Relais 4NO Bobine code: 20 Large éventail Push-in Spring Terminals | NFZ40EK-20 Hilfsschütz 12-20V DC / 4S + 0Ö | NFZ40EK-20 12-20VDC Contactor Relay |  | 5.14
1SBH136005R2044 | NFZ44EK-20 | Active | 3471523153905 | 112.09 | 1 | 1 | stuk | Contactor AF | BE31220 | SP (Control general) | stuk | NFZ 4NO+4NC Spoelcode:20 Push-in | Contacteur Relais 4NO + 4NF Bobine code: 20 Large éventail Push-in Spring Terminals | NFZ44EK-20 Hilfsschütz 12-20V DC / 4S + 4Ö | NFZ44EK-20 12-20VDC Contactor Relay |  | 5.14
1SBH136005R2053 | NFZ53EK-20 | Active | 3471523153806 | 112.09 | 1 | 1 | stuk | Contactor AF | BE31220 | SP (Control general) | stuk | NFZ 5NO+3NC Spoelcode:20 Push-in | Contacteur Relais 5NO + 3NF Bobine code: 20 Large éventail Push-in Spring Terminals | NFZ53EK-20 Hilfsschütz 12-20V DC / 5S + 3Ö | NFZ53EK-20 12-20VDC Contactor Relay |  | 5.14
1SBH136005R2062 | NFZ62EK-20 | Active | 3471523153707 | 112.09 | 1 | 1 | stuk | Contactor AF | BE31220 | SP (Control general) | stuk | NFZ 6NO+2NC Spoelcode:20 Push-in | Contacteur Relais 6NO + 2NF Bobine code: 20 Large éventail Push-in Spring Terminals | NFZ62EK-20 Hilfsschütz 12-20V DC / 6S + 2Ö | NFZ62EK-20 12-20VDC Contactor Relay |  | 5.14
1SBH136005R2071 | NFZ71EK-20 | Active | 3471523153608 | 112.09 | 1 | 1 | stuk | Contactor AF | BE31220 | SP (Control general) | stuk | NFZ 7NO+1NC Spoelcode:20 Push-in | Contacteur Relais 7NO + 1NF Bobine code: 20 Large éventail Push-in Spring Terminals | NFZ71EK-20 Hilfsschütz 12-20V DC / 7S + 1Ö | NFZ71EK-20 12-20VDC Contactor Relay |  | 5.14
1SBH136005R2080 | NFZ80EK-20 | Active | 3471523153509 | 112.09 | 1 | 1 | stuk | Contactor AF | BE31220 | SP (Control general) | stuk | NFZ80EK-20 12-20VDC Relay | Contacteur Relais 8NO Bobine code: 20 Large éventail Push-in Spring Terminals | NFZ80EK-20 Hilfsschütz 12-20V DC / 8S + 0Ö | NFZ80EK-20 12-20VDC Contactor Relay |  | 5.14
1SBH136005R2122 | NFZ22EK-21 | Active | 3471523153318 | 73.57 | 1 | 1 | stuk | Contactor AF | BE31220 | SP (Control general) | stuk | NFZ 2NO+2NC Spoelcode:21 Push-in | Contacteur Relais 2NO + 2NF Bobine code: 21 Large éventail Push-in Spring Terminals | NFZ22EK-21 Hilfsschütz 24-60V 50/60Hz / 20-60V DC | NFZ22EK-21 24-60V50/60HZ 20-60VDC Contactor Relay |  | 5.14
1SBH136005R2131 | NFZ31EK-21 | Active | 3471523153417 | 73.57 | 1 | 1 | stuk | Contactor AF | BE31220 | SP (Control general) | stuk | NFZ 3NO+1NC Spoelcode:21 Push-in | Contacteur Relais 3NO + 1NF Bobine code: 21 Large éventail Push-in Spring Terminals | NFZ31EK-21 Hilfsschütz 24-60V 50/60Hz / 20-60V DC | NFZ31EK-21 24-60V50/60HZ 20-60VDC Contactor Relay |  | 5.14
1SBH136005R2140 | NFZ40EK-21 | Active | 3471523153219 | 73.57 | 1 | 1 | stuk | Contactor AF | BE31220 | SP (Control general) | stuk | NFZ40EK-21 24-60V50/60HZ 20-60VDC Relay | Contacteur Relais 4NO Bobine code: 21 Large éventail Push-in Spring Terminals | NFZ40EK-21 Hilfsschütz 24-60V 50/60Hz / 20-60V DC | NFZ40EK-21 24-60V50/60HZ 20-60VDC Contactor Relay |  | 5.14
1SBH136005R2144 | NFZ44EK-21 | Active | 3471523153912 | 112.09 | 1 | 1 | stuk | Contactor AF | BE31220 | SP (Control general) | stuk | NFZ 4NO+4NC Spoelcode:21 Push-in | Contacteur Relais 4NO + 4NF Bobine code: 21 Large éventail Push-in Spring Terminals | NFZ44EK-21 Hilfsschütz 24-60V 50/60Hz / 20-60V DC | NFZ44EK-21 24-60V50/60HZ 20-60VDC Contactor Relay |  | 5.14
1SBH136005R2153 | NFZ53EK-21 | Active | 3471523153813 | 112.09 | 1 | 1 | stuk | Contactor AF | BE31220 | SP (Control general) | stuk | NFZ 5NO+3NC Spoelcode:21 Push-in | Contacteur Relais 5NO + 3NF Bobine code: 21 Large éventail Push-in Spring Terminals | NFZ53EK-21 Hilfsschütz 24-60V 50/60Hz / 20-60V DC | NFZ53EK-21 24-60V50/60HZ 20-60VDC Contactor Relay |  | 5.14
1SBH136005R2162 | NFZ62EK-21 | Active | 3471523153714 | 112.09 | 1 | 1 | stuk | Contactor AF | BE31220 | SP (Control general) | stuk | NFZ 6NO+2NC Spoelcode:21 Push-in | Contacteur Relais 6NO + 2NF Bobine code: 21 Large éventail Push-in Spring Terminals | NFZ62EK-21 Hilfsschütz 24-60V 50/60Hz / 20-60V DC | NFZ62EK-21 24-60V50/60HZ 20-60VDC Contactor Relay |  | 5.14
1SBH136005R2171 | NFZ71EK-21 | Active | 3471523153615 | 112.09 | 1 | 1 | stuk | Contactor AF | BE31220 | SP (Control general) | stuk | NFZ 7NO+1NC Spoelcode:21 Push-in | Contacteur Relais 7NO + 1NF Bobine code: 21 Large éventail Push-in Spring Terminals | NFZ71EK-21 Hilfsschütz 24-60V 50/60Hz / 20-60V DC | NFZ71EK-21 24-60V50/60HZ 20-60VDC Contactor Relay |  | 5.14
1SBH136005R2180 | NFZ80EK-21 | Active | 3471523153516 | 112.09 | 1 | 1 | stuk | Contactor AF | BE31220 | SP (Control general) | stuk | NFZ80EK-21 24-60V50/60HZ 20-60VDC Relay | Contacteur Relais 8NO Bobine code: 21 Large éventail Push-in Spring Terminals | NFZ80EK-21 Hilfsschütz 24-60V 50/60Hz / 20-60V DC | NFZ80EK-21 24-60V50/60HZ 20-60VDC Contactor Relay |  | 5.14
1SBH136005R2222 | NFZ22EK-22 | Active | 3471523153325 | 73.57 | 1 | 1 | stuk | Contactor AF | BE31220 | SP (Control general) | stuk | NFZ 2NO+2NC Spoelcode:22 Push-in | Contacteur Relais 2NO + 2NF Bobine code: 22 Large éventail Push-in Spring Terminals | NFZ22EK-22 Hilfsschütz 48-130V 50/60Hz /DC / 2S+2Ö | NFZ22EK-22 48-130V50/60HZ-DC Contactor Relay |  | 5.14
1SBH136005R2231 | NFZ31EK-22 | Active | 3471523153424 | 73.57 | 1 | 1 | stuk | Contactor AF | BE31220 | SP (Control general) | stuk | NFZ 3NO+1NC Spoelcode:22 Push-in | Contacteur Relais 3NO + 1NF Bobine code: 22 Large éventail Push-in Spring Terminals | NFZ31EK-22 Hilfsschütz 48-130V 50/60Hz /DC / 3S+1Ö | NFZ31EK-22 48-130V50/60HZ-DC Contactor Relay |  | 5.14
1SBH136005R2240 | NFZ40EK-22 | Active | 3471523153226 | 73.57 | 1 | 1 | stuk | Contactor AF | BE31220 | SP (Control general) | stuk | NFZ40EK-22 48-130V50/60HZ-DC Relay | Contacteur Relais 4NO Bobine code: 22 Large éventail Push-in Spring Terminals | NFZ40EK-22 Hilfsschütz 48-130V 50/60Hz /DC / 4S+0Ö | NFZ40EK-22 48-130V50/60HZ-DC Contactor Relay |  | 5.14
1SBH136005R2244 | NFZ44EK-22 | Active | 3471523153929 | 112.09 | 1 | 1 | stuk | Contactor AF | BE31220 | SP (Control general) | stuk | NFZ 4NO+4NC Spoelcode:22 Push-in | Contacteur Relais 4NO + 4NF Bobine code: 22 Large éventail Push-in Spring Terminals | NFZ44EK-22 Hilfsschütz 48-130V 50/60Hz /DC / 4S+4Ö | NFZ44EK-22 48-130V50/60HZ-DC Contactor Relay |  | 5.14
1SBH136005R2253 | NFZ53EK-22 | Active | 3471523153820 | 112.09 | 1 | 1 | stuk | Contactor AF | BE31220 | SP (Control general) | stuk | NFZ 5NO+3NC Spoelcode:22 Push-in | Contacteur Relais 5NO + 3NF Bobine code: 22 Large éventail Push-in Spring Terminals | NFZ53EK-22 Hilfsschütz 48-130V 50/60Hz /DC / 5S+3Ö | NFZ53EK-22 48-130V50/60HZ-DC Contactor Relay |  | 5.14
1SBH136005R2262 | NFZ62EK-22 | Active | 3471523153721 | 112.09 | 1 | 1 | stuk | Contactor AF | BE31220 | SP (Control general) | stuk | NFZ 6NO+2NC Spoelcode:22 Push-in | Contacteur Relais 6NO + 2NF Bobine code: 22 Large éventail Push-in Spring Terminals | NFZ62EK-22 Hilfsschütz 48-130V 50/60Hz /DC / 6S+2Ö | NFZ62EK-22 48-130V50/60HZ-DC Contactor Relay |  | 5.14
1SBH136005R2271 | NFZ71EK-22 | Active | 3471523153622 | 112.09 | 1 | 1 | stuk | Contactor AF | BE31220 | SP (Control general) | stuk | NFZ 7NO+1NC Spoelcode:22 Push-in | Contacteur Relais 7NO + 1NF Bobine code: 22 Large éventail Push-in Spring Terminals | NFZ71EK-22 Hilfsschütz 48-130V 50/60Hz /DC / 7S+1Ö | NFZ71EK-22 48-130V50/60HZ-DC Contactor Relay |  | 5.14
1SBH136005R2280 | NFZ80EK-22 | Active | 3471523153523 | 112.09 | 1 | 1 | stuk | Contactor AF | BE31220 | SP (Control general) | stuk | NFZ80EK-22 48-130V50/60HZ-DC Relay | Contacteur Relais 8NO Bobine code: 22 Large éventail Push-in Spring Terminals | NFZ80EK-22 Hilfsschütz 48-130V 50/60Hz /DC / 8S+0Ö | NFZ80EK-22 48-130V50/60HZ-DC Contactor Relay |  | 5.14
1SBH136005R2322 | NFZ22EK-23 | Active | 3471523153332 | 73.57 | 1 | 1 | stuk | Contactor AF | BE31220 | SP (Control general) | stuk | NFZ 2NO+2NC Spoelcode:23 Push-in | Contacteur Relais 2NO + 2NF Bobine code: 23 Large éventail Push-in Spring Terminals | NFZ22EK-23 Hilfsschütz 100-250V 50/60Hz /DC / 2S+2Ö | NFZ22EK-23 100-250V50/60HZ-DC Contactor Relay |  | 5.14
1SBH136005R2331 | NFZ31EK-23 | Active | 3471523153431 | 73.57 | 1 | 1 | stuk | Contactor AF | BE31220 | SP (Control general) | stuk | NFZ 3NO+1NC Spoelcode:23 Push-in | Contacteur Relais 3NO + 1NF Bobine code: 23 Large éventail Push-in Spring Terminals | NFZ31EK-23 Hilfsschütz 100-250V 50/60Hz /DC / 3S+1Ö | NFZ31EK-23 100-250V50/60HZ-DC Contactor Relay |  | 5.14
1SBH136005R2340 | NFZ40EK-23 | Active | 3471523153233 | 73.57 | 1 | 1 | stuk | Contactor AF | BE31220 | SP (Control general) | stuk | NFZ40EK-23 100-250V50/60HZ-DC Relay | Contacteur Relais 4NO Bobine code: 23 Large éventail Push-in Spring Terminals | NFZ40EK-23 Hilfsschütz 100-250V 50/60Hz /DC / 4S+0Ö | NFZ40EK-23 100-250V50/60HZ-DC Contactor Relay |  | 5.14
1SBH136005R2344 | NFZ44EK-23 | Active | 3471523153936 | 112.09 | 1 | 1 | stuk | Contactor AF | BE31220 | SP (Control general) | stuk | NFZ 4NO+4NC Spoelcode:23 Push-in | Contacteur Relais 4NO + 4NF Bobine code: 23 Large éventail Push-in Spring Terminals | NFZ44EK-23 Hilfsschütz 100-250V 50/60Hz /DC / 4S+4Ö | NFZ44EK-23 100-250V50/60HZ-DC Contactor Relay |  | 5.14
1SBH136005R2353 | NFZ53EK-23 | Active | 3471523153837 | 112.09 | 1 | 1 | stuk | Contactor AF | BE31220 | SP (Control general) | stuk | NFZ 5NO+3NC Spoelcode:23 Push-in | Contacteur Relais 5NO + 3NF Bobine code: 23 Large éventail Push-in Spring Terminals | NFZ53EK-23 Hilfsschütz 100-250V 50/60Hz /DC / 5S+3Ö | NFZ53EK-23 100-250V50/60HZ-DC Contactor Relay |  | 5.14
1SBH136005R2362 | NFZ62EK-23 | Active | 3471523153738 | 112.09 | 1 | 1 | stuk | Contactor AF | BE31220 | SP (Control general) | stuk | NFZ 6NO+2NC Spoelcode:23 Push-in | Contacteur Relais 6NO + 2NF Bobine code: 23 Large éventail Push-in Spring Terminals | NFZ62EK-23 Hilfsschütz 100-250V 50/60Hz /DC / 6S+2Ö | NFZ62EK-23 100-250V50/60HZ-DC Contactor Relay |  | 5.14
1SBH136005R2371 | NFZ71EK-23 | Active | 3471523153639 | 112.09 | 1 | 1 | stuk | Contactor AF | BE31220 | SP (Control general) | stuk | NFZ 7NO+1NC Spoelcode:23 Push-in | Contacteur Relais 7NO + 1NF Bobine code: 23 Large éventail Push-in Spring Terminals | NFZ71EK-23 Hilfsschütz 100-250V 50/60Hz /DC / 7S+1Ö | NFZ71EK-23 100-250V50/60HZ-DC Contactor Relay |  | 5.14
1SBH136005R2380 | NFZ80EK-23 | Active | 3471523153530 | 112.09 | 1 | 1 | stuk | Contactor AF | BE31220 | SP (Control general) | stuk | NFZ80EK-23 100-250V50/60HZ-DC Relay | Contacteur Relais 8NO Bobine code: 23 Large éventail Push-in Spring Terminals | NFZ80EK-23 Hilfsschütz 100-250V 50/60Hz /DC / 8S+0Ö | NFZ80EK-23 100-250V50/60HZ-DC Contactor Relay |  | 5.14
1SBH136061R2122 | NFZB22E-21 | Active | 3471523105515 | 109.06 | 1 | 1 | stuk | Contactor AF Railway | BE31220 | SP (Control general) | stuk | NFZB 2NO+2NC code 21 | NFZB22E-21 REL AUX NFZ-2NO+2NF-24/20 # 60VAC/DC-FER | NFZB22E-21 Hilfsschütz 24-60V 50/60Hz / 20-60V DC | NFZB22E-21 24-60V50/60HZ 20-60VDC Contactor Relay |  | 5.14
1SBH136061R2131 | NFZB31E-21 | Active | 3471523105614 | 109.06 | 1 | 1 | stuk | Contactor AF Railway | BE31220 | SP (Control general) | stuk | NFZB 3NO+1NC code 21 | NFZB31E-21 Relais contacteur 24-60V50/60HZ 20-60VDC | NFZB31E-21 Hilfsschütz 24-60V 50/60Hz / 20-60V DC | NFZB31E-21 24-60V50/60HZ 20-60VDC Contactor Relay |  | 5.14
1SBH136061R2140 | NFZB40E-21 | Active | 3471523105416 | 109.06 | 1 | 1 | stuk | Contactor AF Railway | BE31220 | SP (Control general) | stuk | NFZB 4NO+0NC code 21 | NFZB40E-21 REL AUX NFZ-4NO-24/20 # 60VAC/DC-FER | NFZB40E-21 Hilfsschütz 24-60V 50/60Hz / 20-60V DC | NFZB40E-21 24-60V50/60HZ 20-60VDC Contactor Relay |  | 5.14
1SBH136061R2144 | NFZB44E-21 | Active | 3471523105911 | 143.26 | 1 | 1 | stuk | Contactor AF Railway | BE31220 | SP (Control general) | stuk | NFZB 4NO+4NC code 21 | NFZB44E-21 REL AUX NFZ-4NO+4NF-24/20 # 60VAC/DC-FER | NFZB44E-21 Hilfsschütz 24-60V 50/60Hz / 20-60V DC | NFZB44E-21 24-60V50/60HZ 20-60VDC Contactor Relay |  | 5.14
1SBH136061R2162 | NFZB62E-21 | Active | 3471523105812 | 143.26 | 1 | 1 | stuk | Contactor AF Railway | BE31220 | SP (Control general) | stuk | NFZB 6NO+2NC code 21 | NFZB62E-21 Relais contacteur 24-60V50/60HZ 20-60VDC | NFZB62E-21 Hilfsschütz 24-60V 50/60Hz / 20-60V DC | NFZB62E-21 24-60V50/60HZ 20-60VDC Contactor Relay |  | 5.14
1SBH136061R2180 | NFZB80E-21 | Active | 3471523105713 | 143.26 | 1 | 1 | stuk | Contactor AF Railway | BE31220 | SP (Control general) | stuk | NFZB 8NO+0NC code 21 | NFZB80E-21 REL AUX NFZ-8NO-24/20 # 60VAC/DC-FER | NFZB80E-21 Hilfsschütz 24-60V 50/60Hz / 20-60V DC | NFZB80E-21 24-60V50/60HZ 20-60VDC Contactor Relay |  | 5.14
1SBH136061R2222 | NFZB22E-22 | Active | 3471523105522 | 109.06 | 1 | 1 | stuk | Contactor AF Railway | BE31220 | SP (Control general) | stuk | NFZB 2NO+2NC code 22 | NFZB22E-22 Relais contacteur 48-130V50/60HZ-DC | NFZB22E-22 Hilfsschütz 48-130V 50/60Hz / DC | NFZB22E-22 48-130V50/60HZ-DC Contactor Relay |  | 5.14
1SBH136061R2231 | NFZB31E-22 | Active | 3471523105621 | 109.06 | 1 | 1 | stuk | Contactor AF Railway | BE31220 | SP (Control general) | stuk | NFZB 3NO+1NC code 22 | NFZB31E-22 Relais contacteur 48-130V50/60HZ-DC | NFZB31E-22 Hilfsschütz 48-130V 50/60Hz / DC | NFZB31E-22 48-130V50/60HZ-DC Contactor Relay |  | 5.14
1SBH136061R2240 | NFZB40E-22 | Active | 3471523105423 | 109.06 | 1 | 1 | stuk | Contactor AF Railway | BE31220 | SP (Control general) | stuk | NFZB 4NO+0NC code 22 | NFZB40E-22 Relais contacteur 48-130V50/60HZ-DC | NFZB40E-22 Hilfsschütz 48-130V 50/60Hz / DC | NFZB40E-22 48-130V50/60HZ-DC Contactor Relay |  | 5.14
1SBH136061R2244 | NFZB44E-22 | Active | 3471523105928 | 143.26 | 1 | 1 | stuk | Contactor AF Railway | BE31220 | SP (Control general) | stuk | NFZB 4NO+4NC code 22 | NFZB44E-22 Relais contacteur 48-130V50/60HZ-DC | NFZB44E-22 Hilfsschütz 48-130V 50/60Hz / DC | NFZB44E-22 48-130V50/60HZ-DC Contactor Relay |  | 5.14
1SBH136061R2262 | NFZB62E-22 | Active | 3471523105829 | 143.26 | 1 | 1 | stuk | Contactor AF Railway | BE31220 | SP (Control general) | stuk | NFZB 6NO+2NC code 22 | NFZB62E-22 Relais contacteur 48-130V50/60HZ-DC | NFZB62E-22 Hilfsschütz 48-130V 50/60Hz / DC | NFZB62E-22 48-130V50/60HZ-DC Contactor Relay |  | 5.14
1SBH136061R2280 | NFZB80E-22 | Active | 3471523105720 | 143.26 | 1 | 1 | stuk | Contactor AF Railway | BE31220 | SP (Control general) | stuk | NFZB 8NO+0NC code 22 | NFZB80E-22 Relais contacteur 48-130V50/60HZ-DC | NFZB80E-22 Hilfsschütz 48-130V 50/60Hz / DC | NFZB80E-22 48-130V50/60HZ-DC Contactor Relay |  | 5.14
1SBH136061R2322 | NFZB22E-23 | Active | 3471523105539 | 109.06 | 1 | 1 | stuk | Contactor AF Railway | BE31220 | SP (Control general) | stuk | NFZB 2NO+2NC code 23 | NFZB22E-23 Relais contacteur 100-250V50/60HZ-DC | NFZB22E-23 Hilfsschütz 100-250V 50/60Hz / DC | NFZB22E-23 100-250V50/60HZ-DC Contactor Relay |  | 5.14
1SBH136061R2331 | NFZB31E-23 | Active | 3471523105638 | 109.06 | 1 | 1 | stuk | Contactor AF Railway | BE31220 | SP (Control general) | stuk | NFZB 3NO+1NC code 23 | NFZB31E-23 Relais contacteur 100-250V50/60HZ-DC | NFZB31E-23 Hilfsschütz 100-250V 50/60Hz / DC | NFZB31E-23 100-250V50/60HZ-DC Contactor Relay |  | 5.14
1SBH136061R2340 | NFZB40E-23 | Active | 3471523105430 | 109.06 | 1 | 1 | stuk | Contactor AF Railway | BE31220 | SP (Control general) | stuk | NFZB 4NO+0NC code 23 | NFZB40E-23 Relais contacteur 100-250V50/60HZ-DC | NFZB40E-23 Hilfsschütz 100-250V 50/60Hz / DC | NFZB40E-23 100-250V50/60HZ-DC Contactor Relay |  | 5.14
1SBH136061R2344 | NFZB44E-23 | Active | 3471523105935 | 143.26 | 1 | 1 | stuk | Contactor AF Railway | BE31220 | SP (Control general) | stuk | NFZB 4NO+4NC code 23 | NFZB44E-23 Relais contacteur 100-250V50/60HZ-DC | NFZB44E-23 Hilfsschütz 100-250V 50/60Hz / DC | NFZB44E-23 100-250V50/60HZ-DC Contactor Relay |  | 5.14
1SBH136061R2362 | NFZB62E-23 | Active | 3471523105836 | 143.26 | 1 | 1 | stuk | Contactor AF Railway | BE31220 | SP (Control general) | stuk | NFZB 6NO+2NC code 23 | NFZB62E-23 Relais contacteur 100-250V50/60HZ-DC | NFZB62E-23 Hilfsschütz 100-250V 50/60Hz / DC | NFZB62E-23 100-250V50/60HZ-DC Contactor Relay |  | 5.14
1SBH136061R2380 | NFZB80E-23 | Active | 3471523105737 | 143.26 | 1 | 1 | stuk | Contactor AF Railway | BE31220 | SP (Control general) | stuk | NFZB 8NO+0NC code 23 | NFZB80E-23 Relais contacteur 100-250V50/60HZ-DC | NFZB80E-23 Hilfsschütz 100-250V 50/60Hz / DC | NFZB80E-23 100-250V50/60HZ-DC Contactor Relay |  | 5.14
1SBH137001R1122 | NF22E-11 | Active | 3471523100114 | 46.08 | 1 | 1 | stuk | Contactor AF | BE31220 | SP (Control general) | stuk | NF 2NO/2NC 24-60Vac/20-60Vdc | Contacteur auxiliaire Série AF 2NO/2NC, 24-60Vac/20-60Vdc | NF22E-11 Hilfsschütz 24-60V 50/60Hz / 20-60V DC | NF22E-11 24-60V50/60HZ 20-60VDC Contactor Relay |  | 5.14
1SBH137001R1131 | NF31E-11 | Active | 3471523100213 | 46.08 | 1 | 1 | stuk | Contactor AF | BE31220 | SP (Control general) | stuk | NF 3NO/1NC 24-60Vac/20-60Vdc | Contacteur auxiliaire Série AF 3NO/1NC, 24-60Vac/20-60Vdc | NF31E-11 Hilfsschütz 24-60V 50/60Hz / 20-60V DC | NF31E-11 24-60V50/60HZ 20-60VDC Contactor Relay |  | 5.14
1SBH137001R1140 | NF40E-11 | Active | 3471523100015 | 46.08 | 1 | 1 | stuk | Contactor AF | BE31220 | SP (Control general) | stuk | NF 4NO 24-60Vac/20-60Vdc | Contacteur auxiliaire Série AF 4NO, 24-60Vac/20-60Vdc | NF40E-11 Hilfsschütz 24-60V 50/60Hz / 20-60V DC | NF40E-11 24-60V50/60HZ 20-60VDC Contactor Relay |  | 5.14
1SBH137001R1144 | NF44E-11 | Active | 3471523100718 | 85.32 | 1 | 1 | stuk | Contactor AF | BE31220 | SP (Control general) | stuk | NF 4NO/4NC 24-60Vac/20-60Vdc | Contacteur auxiliaire Série AF 4NO/4NC, 24-60Vac/20-60Vdc | NF44E-11 Hilfsschütz 24-60V 50/60Hz / 20-60V DC | NF44E-11 24-60V50/60HZ 20-60VDC Contactor Relay |  | 5.14
1SBH137001R1153 | NF53E-11 | Active | 3471523100619 | 85.32 | 1 | 1 | stuk | Contactor AF | BE31220 | SP (Control general) | stuk | NF 5NO/3NC 24-60Vac/20-60Vdc | Contacteur auxiliaire Série AF 5NO/3NC, 24-60Vac/20-60Vdc | NF53E-11 Hilfsschütz 24-60V 50/60Hz / 20-60V DC | NF53E-11 24-60V50/60HZ 20-60VDC Contactor Relay |  | 5.14
1SBH137001R1162 | NF62E-11 | Active | 3471523100510 | 85.32 | 1 | 1 | stuk | Contactor AF | BE31220 | SP (Control general) | stuk | NF 6NO/2NC 24-60Vac/20-60Vdc | Contacteur auxiliaire Série AF 6NO/2NC, 24-60Vac/20-60Vdc | NF62E-11 Hilfsschütz 24-60V 50/60Hz / 20-60V DC | NF62E-11 24-60V50/60HZ 20-60VDC Contactor Relay |  | 5.14
1SBH137001R1171 | NF71E-11 | Active | 3471523100411 | 85.32 | 1 | 1 | stuk | Contactor AF | BE31220 | SP (Control general) | stuk | NF 7NO/1NC 24-60Vac/20-60Vdc | Contacteur auxiliaire Série AF 7NO/1NC, 24-60Vac/20-60Vdc | NF71E-11 Hilfsschütz 24-60V 50/60Hz / 20-60V DC | NF71E-11 24-60V50/60HZ 20-60VDC Contactor Relay |  | 5.14
1SBH137001R1180 | NF80E-11 | Active | 3471523100312 | 85.32 | 1 | 1 | stuk | Contactor AF | BE31220 | SP (Control general) | stuk | NF 8NO 24-60Vac/20-60Vdc | Contacteur auxiliaire Série AF 8NO, 24-60Vac/20-60Vdc | NF80E-11 Hilfsschütz 24-60V 50/60Hz / 20-60V DC | NF80E-11 24-60V50/60HZ 20-60VDC Contactor Relay |  | 5.14
1SBH137001R1222 | NF22E-12 | Active | 3471523100121 | 46.08 | 1 | 1 | stuk | Contactor AF | BE31220 | SP (Control general) | stuk | NF 2NO/2NC 48-130Vac/dc | Contacteur auxiliaire Série AF 2NO/2NC, 48-130Vac/dc | NF22E-12 Hilfsschütz 48-130V 50/60Hz / DC | NF22E-12 48-130V50/60HZ-DC Contactor Relay |  | 5.14
1SBH137001R1231 | NF31E-12 | Active | 3471523100220 | 46.08 | 1 | 1 | stuk | Contactor AF | BE31220 | SP (Control general) | stuk | NF 3NO/1NC 48-130Vac/dc | Contacteur auxiliaire Série AF 3NO/1NC, 48-130Vac/dc | NF31E-12 Hilfsschütz 48-130V 50/60Hz / DC | NF31E-12 48-130V50/60HZ-DC Contactor Relay |  | 5.14
1SBH137001R1240 | NF40E-12 | Active | 3471523100022 | 46.08 | 1 | 1 | stuk | Contactor AF | BE31220 | SP (Control general) | stuk | NF 4NO 48-130Vac/dc | Contacteur auxiliaire Série AF 4NO, 48-130Vac/dc | NF40E-12 Hilfsschütz 48-130V 50/60Hz / DC | NF40E-12 48-130V50/60HZ-DC Contactor Relay |  | 5.14
1SBH137001R1244 | NF44E-12 | Active | 3471523100725 | 85.32 | 1 | 1 | stuk | Contactor AF | BE31220 | SP (Control general) | stuk | NF 4NO/4NC 48-130Vac/dc | Contacteur auxiliaire Série AF 4NO/4NC, 48-130Vac/dc | NF44E-12 Hilfsschütz 48-130V 50/60Hz / DC | NF44E-12 48-130V50/60HZ-DC Contactor Relay |  | 5.14
1SBH137001R1253 | NF53E-12 | Active | 3471523100626 | 85.32 | 1 | 1 | stuk | Contactor AF | BE31220 | SP (Control general) | stuk | NF 5NO/3NC 48-130Vac/dc | Contacteur auxiliaire Série AF 5NO/3NC, 48-130Vac/dc | NF53E-12 Hilfsschütz 48-130V 50/60Hz / DC | NF53E-12 48-130V50/60HZ-DC Contactor Relay |  | 5.14
1SBH137001R1262 | NF62E-12 | Active | 3471523100527 | 85.32 | 1 | 1 | stuk | Contactor AF | BE31220 | SP (Control general) | stuk | NF 6NO/2NC 48-130Vac/dc | Contacteur auxiliaire Série AF 6NO/2NC, 48-130Vac/dc | NF62E-12 Hilfsschütz 48-130V 50/60Hz / DC | NF62E-12 48-130V50/60HZ-DC Contactor Relay |  | 5.14
1SBH137001R1271 | NF71E-12 | Active | 3471523100428 | 85.32 | 1 | 1 | stuk | Contactor AF | BE31220 | SP (Control general) | stuk | NF 7NO/1NC 48-130Vac/dc | Contacteur auxiliaire Série AF 7NO/1NC, 48-130Vac/dc | NF71E-12 Hilfsschütz 48-130V 50/60Hz / DC | NF71E-12 48-130V50/60HZ-DC Contactor Relay |  | 5.14
1SBH137001R1280 | NF80E-12 | Active | 3471523100329 | 85.32 | 1 | 1 | stuk | Contactor AF | BE31220 | SP (Control general) | stuk | NF 8NO 48-130Vac/dc | Contacteur auxiliaire Série AF 8NO, 48-130Vac/dc | NF80E-12 Hilfsschütz 48-130V 50/60Hz / DC | NF80E-12 48-130V50/60HZ-DC Contactor Relay |  | 5.14
1SBH137001R1322 | NF22E-13 | Active | 3471523100138 | 46.08 | 1 | 1 | stuk | Contactor AF | BE31220 | SP (Control general) | stuk | NF 2NO/2NC 100-250Vac/dc | Contacteur auxiliaire Série AF 2NO/2NC, 100-250Vac/dc | NF22E-13 Hilfsschütz 100-250V 50/60Hz / DC | NF22E-13 100-250V50/60HZ-DC Contactor Relay |  | 5.14
1SBH137001R1331 | NF31E-13 | Active | 3471523100237 | 46.08 | 1 | 1 | stuk | Contactor AF | BE31220 | SP (Control general) | stuk | NF 3NO/1NC 100-250Vac/dc | Contacteur auxiliaire Série AF 3NO/1NC, 100-250Vac/dc | NF31E-13 Hilfsschütz 100-250V 50/60Hz / DC | NF31E-13 100-250V50/60HZ-DC Contactor Relay |  | 5.14
1SBH137001R1339 | NF33/11-13 | Active | 3471523107632 | 120.01 | 1 | 1 | stuk | Contactor AF | BE31220 | SP (Control general) | stuk | NF 4NO/4NC 100-250Vac/dc | Contacteur auxiliaire Série AF 4NO/4NC, 100-250Vac/dc | NF33/11-13 Hilfsschütz 100-250V 50/60Hz / DC | NF33/11-13 100-250V50/60HZ-DC Contactor relay |  | 5.14
1SBH137001R1340 | NF40E-13 | Active | 3471523100039 | 46.08 | 1 | 1 | stuk | Contactor AF | BE31220 | SP (Control general) | stuk | NF 4NO 100-250Vac/dc | Contacteur auxiliaire Série AF 4NO, 100-250Vac/dc | NF40E-13 Hilfsschütz 100-250V 50/60Hz / DC | NF40E-13 100-250V50/60HZ-DC Contactor Relay |  | 5.14
1SBH137001R1344 | NF44E-13 | Active | 3471523100732 | 85.32 | 1 | 1 | stuk | Contactor AF | BE31220 | SP (Control general) | stuk | NF 4NO/4NC 100-250Vac/dc | Contacteur auxiliaire Série AF 4NO/4NC, 100-250Vac/dc | NF44E-13 Hilfsschütz 100-250V 50/60Hz / DC | NF44E-13 100-250V50/60HZ-DC Contactor Relay |  | 5.14
1SBH137001R1353 | NF53E-13 | Active | 3471523100633 | 85.32 | 1 | 1 | stuk | Contactor AF | BE31220 | SP (Control general) | stuk | NF 5NO/3NC 100-250Vac/dc | Contacteur auxiliaire Série AF 5NO/3NC, 100-250Vac/dc | NF53E-13 Hilfsschütz 100-250V 50/60Hz / DC | NF53E-13 100-250V50/60HZ-DC Contactor Relay |  | 5.14
1SBH137001R1362 | NF62E-13 | Active | 3471523100534 | 85.32 | 1 | 1 | stuk | Contactor AF | BE31220 | SP (Control general) | stuk | NF 6NO/2NC 100-250Vac/dc | Contacteur auxiliaire Série AF 6NO/2NC, 100-250Vac/dc | NF62E-13 Hilfsschütz 100-250V 50/60Hz / DC | NF62E-13 100-250V50/60HZ-DC Contactor Relay |  | 5.14
1SBH137001R1371 | NF71E-13 | Active | 3471523100435 | 85.32 | 1 | 1 | stuk | Contactor AF | BE31220 | SP (Control general) | stuk | NF 7NO/1NC 100-250Vac/dc | Contacteur auxiliaire Série AF 7NO/1NC, 100-250Vac/dc | NF71E-13 Hilfsschütz 100-250V 50/60Hz / DC | NF71E-13 100-250V50/60HZ-DC Contactor Relay |  | 5.14
1SBH137001R1380 | NF80E-13 | Active | 3471523100336 | 85.32 | 1 | 1 | stuk | Contactor AF | BE31220 | SP (Control general) | stuk | NF 8NO 100-250Vac/dc | Contacteur auxiliaire Série AF 8NO, 100-250Vac/dc | NF80E-13 Hilfsschütz 100-250V 50/60Hz / DC | NF80E-13 100-250V50/60HZ-DC Contactor Relay |  | 5.14
1SBH137001R1422 | NF22E-14 | Active | 3471523100145 | 46.08 | 1 | 1 | stuk | Contactor AF | BE31220 | SP (Control general) | stuk | NF 2NO/2NC 250-500Vac/dc | Contacteur auxiliaire Série AF 2NO/2NC, 250-500Vac/dc | NF22E-14 Hilfsschütz 250-500V 50/60Hz / DC | NF22E-14 250-500V50/60HZ-DC Contactor Relay |  | 5.14
1SBH137001R1431 | NF31E-14 | Active | 3471523100244 | 46.08 | 1 | 1 | stuk | Contactor AF | BE31220 | SP (Control general) | stuk | NF 3NO/1NC 250-500Vac/dc | Contacteur auxiliaire Série AF 3NO/1NC, 250-500Vac/dc | NF31E-14 Hilfsschütz 250-500V 50/60Hz / DC | NF31E-14 250-500V50/60HZ-DC Contactor Relay |  | 5.14
1SBH137001R1440 | NF40E-14 | Active | 3471523100046 | 46.08 | 1 | 1 | stuk | Contactor AF | BE31220 | SP (Control general) | stuk | NF 4NO 250-500Vac/dc | Contacteur auxiliaire Série AF 4NO, 250-500Vac/dc | NF40E-14 Hilfsschütz 250-500V 50/60Hz / DC | NF40E-14 250-500V50/60HZ-DC Contactor Relay |  | 5.14
1SBH137001R1444 | NF44E-14 | Active | 3471523100749 | 85.32 | 1 | 1 | stuk | Contactor AF | BE31220 | SP (Control general) | stuk | NF 4NO/4NC 250-500Vac/dc | Contacteur auxiliaire Série AF 4NO/4NC, 250-500Vac/dc | NF44E-14 Hilfsschütz 250-500V 50/60Hz / DC | NF44E-14 250-500V50/60HZ-DC Contactor Relay |  | 5.14
1SBH137001R1453 | NF53E-14 | Active | 3471523100640 | 85.32 | 1 | 1 | stuk | Contactor AF | BE31220 | SP (Control general) | stuk | NF 5NO/3NC 250-500Vac/dc | Contacteur auxiliaire Série AF 5NO/3NC, 250-500Vac/dc | NF53E-14 Hilfsschütz 250-500V 50/60Hz / DC | NF53E-14 250-500V50/60HZ-DC Contactor Relay |  | 5.14
1SBH137001R1462 | NF62E-14 | Active | 3471523100541 | 85.32 | 1 | 1 | stuk | Contactor AF | BE31220 | SP (Control general) | stuk | NF 6NO/2NC 250-500Vac/dc | Contacteur auxiliaire Série AF 6NO/2NC, 250-500Vac/dc | NF62E-14 Hilfsschütz 250-500V 50/60Hz / DC | NF62E-14 250-500V50/60HZ-DC Contactor Relay |  | 5.14
1SBH137001R1471 | NF71E-14 | Active | 3471523100442 | 85.32 | 1 | 1 | stuk | Contactor AF | BE31220 | SP (Control general) | stuk | NF 7NO/1NC 250-500Vac/dc | Contacteur auxiliaire Série AF 7NO/1NC, 250-500Vac/dc | NF71E-14 Hilfsschütz 250-500V 50/60Hz / DC | NF71E-14 250-500V50/60HZ-DC Contactor Relay |  | 5.14
1SBH137001R1480 | NF80E-14 | Active | 3471523100343 | 85.32 | 1 | 1 | stuk | Contactor AF | BE31220 | SP (Control general) | stuk | NF 8NO 250-500Vac/dc | Contacteur auxiliaire Série AF 8NO, 250-500Vac/dc | NF80E-14 Hilfsschütz 250-500V 50/60Hz / DC | NF80E-14 250-500V50/60HZ-DC Contactor Relay |  | 5.14
1SBH137005R1122 | NF22EK-11 | Active | 3471523152519 | 48.97 | 1 | 1 | stuk | Contactor AF | BE31220 | SP (Control general) | stuk | NF 2NO+2NC Spoelcode:11 Push-in | Contacteur Relais 2NO + 2NF Bobine code: 11 Large éventail Push-in Spring Terminals | NF22EK-11 Hilfsschütz 24-60V 50/60Hz / 20-60V DC / 2S + 2Ö | NF22EK-11 24-60V50/60HZ 20-60VDC Contactor Relay |  | 5.14
1SBH137005R1131 | NF31EK-11 | Active | 3471523152618 | 48.97 | 1 | 1 | stuk | Contactor AF | BE31220 | SP (Control general) | stuk | NF 3NO+1NC Spoelcode:11 Push-in | Contacteur Relais 3NO + 1NF Bobine code: 11 Large éventail Push-in Spring Terminals | NF31EK-11 Hilfsschütz 24-60V 50/60Hz / 20-60V DC / 3S + 1Ö | NF31EK-11 24-60V50/60HZ 20-60VDC Contactor Relay |  | 5.14
1SBH137005R1140 | NF40EK-11 | Active | 3471523152410 | 48.97 | 1 | 1 | stuk | Contactor AF | BE31220 | SP (Control general) | stuk | NF40EK-11 24-60V50/60HZ 20-60VDC Relay | Contacteur Relais 4NO Bobine code: 11 Large éventail Push-in Spring Terminals | NF40EK-11 Hilfsschütz 24-60V 50/60Hz / 20-60V DC / 4S + 0Ö | NF40EK-11 24-60V50/60HZ 20-60VDC Contactor Relay |  | 5.14
1SBH137005R1144 | NF44EK-11 | Active | 3471523153110 | 87.73 | 1 | 1 | stuk | Contactor AF | BE31220 | SP (Control general) | stuk | NF 4NO+4NC Spoelcode:11 Push-in | Contacteur Relais 4NO + 4NF Bobine code: 11 Large éventail Push-in Spring Terminals | NF44EK-11 Hilfsschütz 24-60V 50/60Hz / 20-60V DC / 4S + 4Ö | NF44EK-11 24-60V50/60HZ 20-60VDC Contactor Relay |  | 5.14
1SBH137005R1153 | NF53EK-11 | Active | 3471523153011 | 87.73 | 1 | 1 | stuk | Contactor AF | BE31220 | SP (Control general) | stuk | NF 5NO+3NC Spoelcode:11 Push-in | Contacteur Relais 5NO + 3NF Bobine code: 11 Large éventail Push-in Spring Terminals | NF53EK-11 Hilfsschütz 24-60V 50/60Hz / 20-60V DC / 5S + 3Ö | NF53EK-11 24-60V50/60HZ 20-60VDC Contactor Relay |  | 5.14
1SBH137005R1162 | NF62EK-11 | Active | 3471523152915 | 87.73 | 1 | 1 | stuk | Contactor AF | BE31220 | SP (Control general) | stuk | NF 6NO+2NC Spoelcode:11 Push-in | Contacteur Relais 6NO + 2NF Bobine code: 11 Large éventail Push-in Spring Terminals | NF62EK-11 Hilfsschütz 24-60V 50/60Hz / 20-60V DC / 6S + 2Ö | NF62EK-11 24-60V50/60HZ 20-60VDC Contactor Relay |  | 5.14
1SBH137005R1171 | NF71EK-11 | Active | 3471523152816 | 87.73 | 1 | 1 | stuk | Contactor AF | BE31220 | SP (Control general) | stuk | NF 7NO+1NC Spoelcode:11 Push-in | Contacteur Relais 7NO + 1NF Bobine code: 11 Large éventail Push-in Spring Terminals | NF71EK-11 Hilfsschütz 24-60V 50/60Hz / 20-60V DC / 7S + 1Ö | NF71EK-11 24-60V50/60HZ 20-60VDC Contactor Relay |  | 5.14
1SBH137005R1180 | NF80EK-11 | Active | 3471523152717 | 87.73 | 1 | 1 | stuk | Contactor AF | BE31220 | SP (Control general) | stuk | NF80EK-11 24-60V50/60HZ 20-60VDC Relay | Contacteur Relais 8NO Bobine code: 11 Large éventail Push-in Spring Terminals | NF80EK-11 Hilfsschütz 24-60V 50/60Hz / 20-60V DC / 8S + 0Ö | NF80EK-11 24-60V50/60HZ 20-60VDC Contactor Relay |  | 5.14
1SBH137005R1222 | NF22EK-12 | Active | 3471523152526 | 48.97 | 1 | 1 | stuk | Contactor AF | BE31220 | SP (Control general) | stuk | NF 2NO+2NC Spoelcode:12 Push-in | Contacteur Relais 2NO + 2NF Bobine code: 12 Large éventail Push-in Spring Terminals | NF22EK-12 Hilfsschütz 48-130V 50/60Hz / DC / 2S+2Ö | NF22EK-12 48-130V50/60HZ-DC Contactor Relay |  | 5.14
1SBH137005R1231 | NF31EK-12 | Active | 3471523152625 | 48.97 | 1 | 1 | stuk | Contactor AF | BE31220 | SP (Control general) | stuk | NF 3NO+1NC Spoelcode:12 Push-in | Contacteur Relais 3NO + 1NF Bobine code: 12 Large éventail Push-in Spring Terminals | NF31EK-12 Hilfsschütz 48-130V 50/60Hz / DC / 3S+1Ö | NF31EK-12 48-130V50/60HZ-DC Contactor Relay |  | 5.14
1SBH137005R1240 | NF40EK-12 | Active | 3471523152427 | 48.97 | 1 | 1 | stuk | Contactor AF | BE31220 | SP (Control general) | stuk | NF40EK-12 48-130V50/60HZ-DC Relay | Contacteur Relais 4NO Bobine code: 12 Large éventail Push-in Spring Terminals | NF40EK-12 Hilfsschütz 48-130V 50/60Hz / DC / 4S+0Ö | NF40EK-12 48-130V50/60HZ-DC Contactor Relay |  | 5.14
1SBH137005R1244 | NF44EK-12 | Active | 3471523153127 | 87.73 | 1 | 1 | stuk | Contactor AF | BE31220 | SP (Control general) | stuk | NF 4NO+4NC Spoelcode:12 Push-in | Contacteur Relais 4NO + 4NF Bobine code: 12 Large éventail Push-in Spring Terminals | NF44EK-12 Hilfsschütz 48-130V 50/60Hz / DC / 4S+4Ö | NF44EK-12 48-130V50/60HZ-DC Contactor Relay |  | 5.14
1SBH137005R1253 | NF53EK-12 | Active | 3471523153028 | 87.73 | 1 | 1 | stuk | Contactor AF | BE31220 | SP (Control general) | stuk | NF 5NO+3NC Spoelcode:12 Push-in | Contacteur Relais 5NO + 3NF Bobine code: 12 Large éventail Push-in Spring Terminals | NF53EK-12 Hilfsschütz 48-130V 50/60Hz / DC / 5S+3Ö | NF53EK-12 48-130V50/60HZ-DC Contactor Relay |  | 5.14
1SBH137005R1262 | NF62EK-12 | Active | 3471523152922 | 87.73 | 1 | 1 | stuk | Contactor AF | BE31220 | SP (Control general) | stuk | NF 6NO+2NC Spoelcode:12 Push-in | Contacteur Relais 6NO + 2NF Bobine code: 12 Large éventail Push-in Spring Terminals | NF62EK-12 Hilfsschütz 48-130V 50/60Hz / DC / 6S+2Ö | NF62EK-12 48-130V50/60HZ-DC Contactor Relay |  | 5.14
1SBH137005R1271 | NF71EK-12 | Active | 3471523152823 | 87.73 | 1 | 1 | stuk | Contactor AF | BE31220 | SP (Control general) | stuk | NF 7NO+1NC Spoelcode:12 Push-in | Contacteur Relais 7NO + 1NF Bobine code: 12 Large éventail Push-in Spring Terminals | NF71EK-12 Hilfsschütz 48-130V 50/60Hz / DC / 7S+1Ö | NF71EK-12 48-130V50/60HZ-DC Contactor Relay |  | 5.14
1SBH137005R1280 | NF80EK-12 | Active | 3471523152724 | 87.73 | 1 | 1 | stuk | Contactor AF | BE31220 | SP (Control general) | stuk | NF80EK-12 48-130V50/60HZ-DC Relay | Contacteur Relais 8NO Bobine code: 12 Large éventail Push-in Spring Terminals | NF80EK-12 Hilfsschütz 48-130V 50/60Hz / DC / 8S+0Ö | NF80EK-12 48-130V50/60HZ-DC Contactor Relay |  | 5.14
1SBH137005R1322 | NF22EK-13 | Active | 3471523152533 | 48.97 | 1 | 1 | stuk | Contactor AF | BE31220 | SP (Control general) | stuk | NF 2NO+2NC Spoelcode:13 Push-in | Contacteur Relais 2NO + 2NF Bobine code: 13 Large éventail Push-in Spring Terminals | NF22EK-13 Hilfsschütz 100-250V 50/60Hz / DC / 2S+2Ö | NF22EK-13 100-250V50/60HZ-DC Contactor Relay |  | 5.14
1SBH137005R1331 | NF31EK-13 | Active | 3471523152632 | 48.97 | 1 | 1 | stuk | Contactor AF | BE31220 | SP (Control general) | stuk | NF 3NO+1NC Spoelcode:13 Push-in | Contacteur Relais 3NO + 1NF Bobine code: 13 Large éventail Push-in Spring Terminals | NF31EK-13 Hilfsschütz 100-250V 50/60Hz /DC / 3S+1Ö | NF31EK-13 100-250V50/60HZ-DC Contactor Relay |  | 5.14
1SBH137005R1340 | NF40EK-13 | Active | 3471523152434 | 48.97 | 1 | 1 | stuk | Contactor AF | BE31220 | SP (Control general) | stuk | NF40EK-13 100-250V50/60HZ-DC Relay | Contacteur Relais 4NO Bobine code: 13 Large éventail Push-in Spring Terminals | NF40EK-13 Hilfsschütz 100-250V 50/60Hz /DC / 4S+0Ö | NF40EK-13 100-250V50/60HZ-DC Contactor Relay |  | 5.14
1SBH137005R1344 | NF44EK-13 | Active | 3471523153134 | 87.73 | 1 | 1 | stuk | Contactor AF | BE31220 | SP (Control general) | stuk | NF 4NO+4NC Spoelcode:13 Push-in | Contacteur Relais 4NO + 4NF Bobine code: 13 Large éventail Push-in Spring Terminals | NF44EK-13 Hilfsschütz 100-250V 50/60Hz /DC / 4S+4Ö | NF44EK-13 100-250V50/60HZ-DC Contactor Relay |  | 5.14
1SBH137005R1353 | NF53EK-13 | Active | 3471523153035 | 87.73 | 1 | 1 | stuk | Contactor AF | BE31220 | SP (Control general) | stuk | NF 5NO+3NC Spoelcode:13 Push-in | Contacteur Relais 5NO + 3NF Bobine code: 13 Large éventail Push-in Spring Terminals | NF53EK-13 Hilfsschütz 100-250V 50/60Hz /DC / 5S+3Ö | NF53EK-13 100-250V50/60HZ-DC Contactor Relay |  | 5.14
1SBH137005R1362 | NF62EK-13 | Active | 3471523152939 | 87.73 | 1 | 1 | stuk | Contactor AF | BE31220 | SP (Control general) | stuk | NF 6NO+2NC Spoelcode:13 Push-in | Contacteur Relais 6NO + 2NF Bobine code: 13 Large éventail Push-in Spring Terminals | NF62EK-13 Hilfsschütz 100-250V 50/60Hz /DC / 6S+2Ö | NF62EK-13 100-250V50/60HZ-DC Contactor Relay |  | 5.14
1SBH137005R1371 | NF71EK-13 | Active | 3471523152830 | 87.73 | 1 | 1 | stuk | Contactor AF | BE31220 | SP (Control general) | stuk | NF 7NO+1NC Spoelcode:13 Push-in | Contacteur Relais 7NO + 1NF Bobine code: 13 Large éventail Push-in Spring Terminals | NF71EK-13 Hilfsschütz 100-250V 50/60Hz /DC / 7S+1Ö | NF71EK-13 100-250V50/60HZ-DC Contactor Relay |  | 5.14
1SBH137005R1380 | NF80EK-13 | Active | 3471523152731 | 87.73 | 1 | 1 | stuk | Contactor AF | BE31220 | SP (Control general) | stuk | NF80EK-13 100-250V50/60HZ-DC Relay | Contacteur Relais 8NO Bobine code: 13 Large éventail Push-in Spring Terminals | NF80EK-13 Hilfsschütz 100-250V 50/60Hz /DC / 8S+0Ö | NF80EK-13 100-250V50/60HZ-DC Contactor Relay |  | 5.14
1SBH137005R1422 | NF22EK-14 | Active | 3471523152540 | 48.97 | 1 | 1 | stuk | Contactor AF | BE31220 | SP (Control general) | stuk | NF 2NO+2NC Spoelcode:14 Push-in | Contacteur Relais 2NO + 2NF Bobine code: 14 Large éventail Push-in Spring Terminals | NF22EK-14 Hilfsschütz 250-500V 50/60Hz /DC / 2S+2Ö | NF22EK-14 250-500V50/60HZ-DC Contactor Relay |  | 5.14
1SBH137005R1431 | NF31EK-14 | Active | 3471523152649 | 48.97 | 1 | 1 | stuk | Contactor AF | BE31220 | SP (Control general) | stuk | NF 3NO+1NC Spoelcode:14 Push-in | Contacteur Relais 3NO + 1NF Bobine code: 14 Large éventail Push-in Spring Terminals | NF31EK-14 Hilfsschütz 250-500V 50/60Hz /DC / 3S+1Ö | NF31EK-14 250-500V50/60HZ-DC Contactor Relay |  | 5.14
1SBH137005R1440 | NF40EK-14 | Active | 3471523152441 | 48.97 | 1 | 1 | stuk | Contactor AF | BE31220 | SP (Control general) | stuk | NF40EK-14 250-500V50/60HZ-DC Relay | Contacteur Relais 4NO Bobine code: 14 Large éventail Push-in Spring Terminals | NF40EK-14 Hilfsschütz 250-500V 50/60Hz /DC / 4S+0Ö | NF40EK-14 250-500V50/60HZ-DC Contactor Relay |  | 5.14
1SBH137005R1444 | NF44EK-14 | Active | 3471523153141 | 87.73 | 1 | 1 | stuk | Contactor AF | BE31220 | SP (Control general) | stuk | NF 4NO+4NC Spoelcode:14 Push-in | Contacteur Relais 4NO + 4NF Bobine code: 14 Large éventail Push-in Spring Terminals | NF44EK-14 Hilfsschütz 250-500V 50/60Hz /DC / 4S+4Ö | NF44EK-14 250-500V50/60HZ-DC Contactor Relay |  | 5.14
1SBH137005R1453 | NF53EK-14 | Active | 3471523153042 | 87.73 | 1 | 1 | stuk | Contactor AF | BE31220 | SP (Control general) | stuk | NF 5NO+3NC Spoelcode:14 Push-in | Contacteur Relais 5NO + 3NF Bobine code: 14 Large éventail Push-in Spring Terminals | NF53EK-14 Hilfsschütz 250-500V 50/60Hz /DC / 5S+3Ö | NF53EK-14 250-500V50/60HZ-DC Contactor Relay |  | 5.14
1SBH137005R1462 | NF62EK-14 | Active | 3471523152946 | 87.73 | 1 | 1 | stuk | Contactor AF | BE31220 | SP (Control general) | stuk | NF 6NO+2NC Spoelcode:14 Push-in | Contacteur Relais 6NO + 2NF Bobine code: 14 Large éventail Push-in Spring Terminals | NF62EK-14 Hilfsschütz 250-500V 50/60Hz /DC / 6S+2Ö | NF62EK-14 250-500V50/60HZ-DC Contactor Relay |  | 5.14
1SBH137005R1471 | NF71EK-14 | Active | 3471523152847 | 87.73 | 1 | 1 | stuk | Contactor AF | BE31220 | SP (Control general) | stuk | NF 7NO+1NC Spoelcode:14 Push-in | Contacteur Relais 7NO + 1NF Bobine code: 14 Large éventail Push-in Spring Terminals | NF71EK-14 Hilfsschütz 250-500V 50/60Hz /DC / 7S+1Ö | NF71EK-14 250-500V50/60HZ-DC Contactor Relay |  | 5.14
1SBH137005R1480 | NF80EK-14 | Active | 3471523152748 | 87.73 | 1 | 1 | stuk | Contactor AF | BE31220 | SP (Control general) | stuk | NF80EK-14 250-500V50/60HZ-DC Relay | Contacteur Relais 8NO Bobine code: 14 Large éventail Push-in Spring Terminals | NF80EK-14 Hilfsschütz 250-500V 50/60Hz /DC / 8S+0Ö | NF80EK-14 250-500V50/60HZ-DC Contactor Relay |  | 5.14
1SBH143061R5122 | TNL22E 17-32V DC | Active | 3471522327512 | 128.43 | 1 | 1 | stuk | Contactor A-Line | BE31220 | SP (Control general) | stuk | HulpTNL22E 2NO+2NG 17-32VDC | Contacteur auxiliaire gamme (T) N (L) 17-32V DC | TNL22E Hilfsschütz 17-32V DC | TNL22E 17-32V DC Contactor Relay
1SBH143061R5131 | TNL31E 17-32V DC | Active | 3471522328519 | 128.43 | 1 | 1 | stuk | Contactor A-Line | BE31220 | SP (Control general) | stuk | HulpTNL31E 3NO+1NG 17-32VDC | Contacteur Gamme TN 17-32Vdc | TNL31E Hilfsschütz 17-32V DC | TNL31E 17-32V DC Contactor Relay
1SBH143061R5140 | TNL40E 17-32V DC | Active | 3471522329516 | 107.99 | 1 | 1 | stuk | Contactor A-Line | BE31220 | SP (Control general) | stuk | HulpTNL40E 4NO 17-32VDC | TNL40E 17-32V DC Contactor Relay | TNL40E Hilfsschütz 17-32V DC | TNL40E 17-32V DC Contactor Relay
1SBH143061R5144 | TNL44E 17-32V DC | Active | 3471522330512 | 166.74 | 1 | 1 | stuk | Contactor A-Line | BE31220 | SP (Control general) | stuk | HulpTNL44E 4NO+4NG 17-32VDC | Contacteur auxiliaire Gamme TN 17-32V-DC | TNL44E Hilfsschütz 17-32V DC | TNL44E 17-32V DC Contactor Relay
1SBH143061R5162 | TNL62E 17-32V DC | Active | 3471522331519 | 166.74 | 1 | 1 | stuk | Contactor A-Line | BE31220 | SP (Control general) | stuk | HulpTNL62E 6NO+2NG 17-32VDC | Contacteur auxiliaire Gamme TN 17-32Vdc | TNL62E Hilfsschütz 17-32V DC | TNL62E 17-32V DC Contactor Relay
1SBK154037R1400 | 1SBK154037R1400 | Active | 3471522144942 | 92.25 | 1 | 1 | stuk | Contactor AF | BE31220 | SP (Control general) | stuk | DRAF12-14P 250-500V50/60HZ | DRAF12-14P 250-500V50/60HZ DRAF12-14P | DRAF12-14P 250-500V50/60HZ | DRAF12-14P 250-500V50/60HZ DRAF12-14P
1SBK174037R1400 | 1SBK174037R1400 | Active | 3471522145048 | 111.32 | 1 | 1 | stuk | Contactor AF | BE31220 | SP (Control general) | stuk | DOL starter in DRAF16-14P 250-500V50/60HZ | Démarreur DOL encastré Gamme AF DRAF16-14P 250-500V50/60HZ | DRAF16-14P 250-500V50/60HZ enclosed Dire AF range DRAF16-14P 250-500V50/60HZ | DRAF16-14P 250-500V50/60HZ DRAF16-14P
1SBK174137R1300 | 1SBK174137R1300 | Active | 3471522144737 | 121.78 | 1 | 1 | stuk | Contactor AF | BE31220 | SP (Control general) | stuk | DRAF16-13N 100-250V | DRAF16-13N 100-250V50/60HZ DRAF16-13N | DRAF16-13N 100-250V | DRAF16-13N 100-250V50/60HZ DRAF16-13N
1SBL101001M2010 | AS09-30-10-20M | Active | 3471523044203 | 43.9 | 1 | 40 | stuk | Contactor AS | BE31220 | SP (Control general) | stuk | AS09 9A (AC3) 3P 1NO 24V 50/60Hz | Contacteur Série AS 9A (AC3), 3P, 1NO, 24V 50/60Hz | Contactor AS range 9A (AC3), 3P, 1NO, 24V 50/60Hz | AS09-30-10-20M 24V50/60HZ Contactor |  | 5.14
1SBL101001M2101 | AS09-30-01-21M | Active | 3471523045217 | 44.7 | 1 | 40 | stuk | Contactor AS | BE31220 | SP (Control general) | stuk | AS09 3P 1NC 9A (AC3) 42Vac | Contacteur Série AS 3P, 1NC, 9A (AC3), 42Vac | Contactor AS range 3P, 1NC, 9A (AC3), 42Vac | AS09-30-01-21M 42V50/60HZ Contactor |  | 5.14
1SBL101001M2310 | AS09-30-10-23M | Active | 3471523044234 | 46.83 | 1 | 40 | stuk | Contactor AS | BE31220 | SP (Control general) | stuk | AS09 9A (AC3) 3P 1NO 110V 50/60Hz | Contacteur Série AS 9A (AC3), 3P, 1NO, 110V 50/60Hz | Contactor AS range 9A (AC3), 3P, 1NO, 110V 50/60Hz | AS09-30-10-23M 110V50/60HZ Contactor |  | 5.14
1SBL101001M2601 | AS09-30-01-26M | Active | 3471523045262 | 42.65 | 1 | 40 | stuk | Contactor AS | BE31220 | SP (Control general) | stuk | AS09 9A (AC3) 3P 1NC 230V 50/60Hz | Contacteur Série AS 9A (AC3), 3P, 1NC, 230V 50/60Hz | Contactor AS range 9A (AC3), 3P, 1NC, 230V 50/60Hz | AS09-30-01-26M 230V50/60HZ Contactor |  | 5.14
1SBL101001M2610 | AS09-30-10-26M | Active | 3471523044265 | 41.89 | 1 | 40 | stuk | Contactor AS | BE31220 | SP (Control general) | stuk | AS09 9A (AC3) 3P 1NO 230V 50/60Hz | Contacteur Série AS 9A (AC3), 3P, 1NO, 230V 50/60Hz | Contactor AS range 9A (AC3), 3P, 1NO, 230V 50/60Hz | AS09-30-10-26M 230V50/60HZ Contactor |  | 5.14
1SBL101001R2001 | AS09-30-01-20 | Active | 3471523033207 | 37.01 | 1 | 1 | stuk | Contactor AS | BE31220 | SP (Control general) | stuk | AS09 9A (AC3) 3P 1NC 24V 50/60Hz | AS09-30-01-20 24V50/60HZ Contactor | AS09-30-01-20 Schütz 24V 50/60Hz | AS09-30-01-20 24V50/60HZ Contactor
1SBL101001R2010 | AS09-30-10-20 | Active | 3471523032200 | 36.96 | 1 | 1 | stuk | Contactor AS | BE31220 | SP (Control general) | stuk | AS09 9A (AC3) 3P 1NO 24V 50/60Hz | Contacteur Série AS 9A (AC3), 3P, 1NO, 24V 50/60Hz | AS09-30-10-20 Schütz 24V 50/60Hz | AS09-30-10-20 24V50/60HZ Contactor |  | 5.14
1SBL101001R2310 | AS09-30-10-23 | Active | 3471523032231 | 41.22 | 1 | 40 | stuk | Contactor AS | BE31220 | SP (Control general) | stuk | AS09 9A (AC3) 3P 1NO 110V 50/60Hz | Contacteur Série AS 9A (AC3), 3P, 1NO, 110V 50/60Hz | Contactor AS range 9A (AC3), 3P, 1NO, 110V 50/60Hz | AS09-30-10-23 110V50/60HZ Contactor |  | 5.14
1SBL101001R2601 | AS09-30-01-26 | Active | 3471523033269 | 37.01 | 1 | 1 | stuk | Contactor AS | BE31220 | SP (Control general) | stuk | AS09 9A (AC3) 3P 1NC 230V 50/60Hz | AS09-30-01-26 230V50/60HZ Contactor | AS09-30-01-26 Schütz 230V 50/60Hz | AS09-30-01-26 230V50/60HZ Contactor
1SBL101001R2610 | AS09-30-10-26 | Active | 3471523032262 | 36.96 | 1 | 1 | stuk | Contactor AS | BE31220 | SP (Control general) | stuk | AS09 9A (AC3) 3P 1NO 230V 50/60Hz | Contacteur Série AS 9A (AC3), 3P, 1NO, 230V 50/60Hz | AS09-30-10-26 Schütz 230V 50/60Hz | AS09-30-10-26 230V50/60HZ Contactor |  | 5.14
1SBL101004R2010 | AS09-30-10S-20 | Active | 3471523038202 | 45.84 | 1 | 40 | stuk | Contactor AS | BE31220 | SP (Control general) | stuk | AS09 AS09-30-10S-20 24V50/60Hz | Contacteur Série AS AS09-30-10S-20 | Contactor AS range AS09-30-10S-20 | AS09-30-10S-20 24V50/60HZ Contactor |  | 5.14
1SBL101004R2310 | AS09-30-10S-23 | Active | 3471523038233 | 61.2 | 1 | 40 | stuk | Contactor AS | BE31220 | SP (Control general) | stuk | AS09-30-10S-23 110V50/60HZ cont.or | AS09-30-10S-23 110V50/60HZ Contactor | AS09-30-10S-23 110V50/60HZ Contactor | AS09-30-10S-23 110V50/60HZ Contactor
1SBL103001M8110 | ASL09-30-10-81M | Active | 3471523060418 | 83.13 | 1 | 40 | stuk | Contactor AS | BE31220 | SP (Control general) | stuk | ASL09 9A (AC3) 3P 1NO 24Vdc | Contactor Série AS 9A (AC3), 3P, 1NO, 24Vdc | Contactor AS range 9A (AC3), 3P, 1NO, 24Vdc | ASL09-30-10-81M 24VDC Contactor |  | 5.14
1SBL103001R8110 | ASL09-30-10-81 | Active | 3471523059214 | 85.21 | 1 | 1 | stuk | Contactor AS | BE31220 | SP (Control general) | stuk | ASL09 9A (AC3) 3P 1NO 24Vdc | Contacteur Série AS 9A (AC3), 3P, 1NO, 24Vdc | ASL09-30-10-81 Schütz 24V DC | ASL09-30-10-81 24VDC Contactor |  | 5.14
1SBL103004R8101 | ASL09-30-01S-81 | Active | 3471523059917 | 56.34 | 1 | 40 | stuk | AS | BE31220 | SP (Control general) | stuk | Contactor AS serie 9A (AC3), 3P, 1NC, veer, 24Vdc | Contacteur Série AS 9A (AC3), 3P, 1NC, ressort, 24Vdc | Contactor AS range 9A (AC3), 3P, 1NC, spring, 24Vdc | Contactor AS range 9A (AC3), 3P, 1NC, spring, 24Vdc
1SBL111001M2010 | AS12-30-10-20M | Active | 3471523046207 | 48.58 | 1 | 40 | stuk | Contactor AS | BE31220 | SP (Control general) | stuk | AS12 12A (AC3) 3P 1NO 24V 50/60Hz | Contacteur Série AS 12A (AC3), 3P, 1NO, 24V 50/60Hz | Contactor AS range 12A (AC3), 3P, 1NO, 24V 50/60Hz | AS12-30-10-20M 24V50/60HZ Contactor |  | 5.14
1SBL111001M2310 | AS12-30-10-23M | Active | 3471523046238 | 48.58 | 1 | 40 | stuk | Contactor AS | BE31220 | SP (Control general) | stuk | AS12 12A (AC3) 3P 1NO 110V 50/60Hz | Contacteur Série AS 12A (AC3), 3P, 1NO, 110V 50/60Hz | Contactor AS range 12A (AC3), 3P, 1NO, 110V 50/60Hz | AS12-30-10-23M 110V50/60HZ Contactor |  | 5.14
1SBL111001M2601 | AS12-30-01-26M | Active | 3471523047266 | 47.78 | 1 | 40 | stuk | Contactor AS | BE31220 | SP (Control general) | stuk | AS12 12A (AC3) 3P 1NC 230V 50/60Hz | Contacteur Série AS 12A (AC3), 3P, 1NC, 230V 50/60Hz | Contactor AS range 12A (AC3), 3P, 1NC, 230V 50/60Hz | AS12-30-01-26M 230V50/60HZ Contactor |  | 5.14
1SBL111001M2610 | AS12-30-10-26M | Active | 3471523046269 | 46.37 | 1 | 40 | stuk | Contactor AS | BE31220 | SP (Control general) | stuk | AS12 12A (AC3) 3P 1NO 230V 50/60Hz | Contacteur Série AS 12A (AC3), 3P, 1NO, 230V 50/60Hz | Contactor AS range 12A (AC3), 3P, 1NO, 230V 50/60Hz | AS12-30-10-26M 230V50/60HZ Contactor |  | 5.14
1SBL111001R2001 | AS12-30-01-20 | Active | 3471523035201 | 41.48 | 1 | 1 | stuk | Contactor AS | BE31220 | SP (Control general) | stuk | AS12 12A (AC3) 3P 1NC 24V 50/60Hz | AS12-30-01-20 24V50/60HZ Contactor | AS12-30-01-26 Schütz 24V 50/60Hz | AS12-30-01-20 24V50/60HZ Contactor
1SBL111001R2010 | AS12-30-10-20 | Active | 3471523034204 | 40.12 | 1 | 1 | stuk | Contactor AS | BE31220 | SP (Control general) | stuk | AS12 12A (AC3) 3P 1NO 24V 50/60Hz | Contacteur Série AS 12A (AC3), 3P, 1NO, 24V 50/60Hz | AS12-30-10-26 Schütz 24V 50/60Hz | AS12-30-10-20 24V50/60HZ Contactor
1SBL111001R2601 | AS12-30-01-26 | Active | 3471523035263 | 41.48 | 1 | 1 | stuk | Contactor AS | BE31220 | SP (Control general) | stuk | AS12 12A (AC3) 3P 1NC 230V 50/60Hz | AS12-30-01-26 230V50/60HZ Contactor | AS12-30-01-26 Schütz 230V 50/60Hz | AS12-30-01-26 230V50/60HZ Contactor
1SBL111001R2610 | AS12-30-10-26 | Active | 3471523034266 | 40.21 | 1 | 1 | stuk | Contactor AS | BE31220 | SP (Control general) | stuk | AS12 12A (AC3) 3P 1NO 230V 50/60Hz | AS12-30-10-26 230V50/60HZ Contactor | AS12-30-10-26 Schütz 230V 50/60Hz | AS12-30-10-26 230V50/60HZ Contactor
1SBL111001R2810 | AS12-30-10-28 | Active | 3471523034280 | 35.73 | 1 | 40 | stuk | Contactor AS | BE31220 | SP (Control general) | stuk | AS12 12A (AC3) 3P 1NO 400V 50/60Hz | AS12-30-10-28 400V50/60HZ Contactor | 12A (AC3), 3P, 1NO, 400V 50/60Hz | AS12-30-10-28 400V50/60HZ Contactor
1SBL111004R2010 | AS12-30-10S-20 | Active | 3471523040205 | 51.84 | 1 | 40 | stuk | Contactor AS | BE31220 | SP (Control general) | stuk | AS12 12A (AC3) 3P 1NO veer 24V 50/60Hz | Contacteur Série AS | Contactor AS range | AS12-30-10S-20 24V50/60HZ Contactor |  | 5.14
1SBL111004R2310 | AS12-30-10S-23 | Active | 3471523040236 | 57.14 | 1 | 40 | stuk | Contactor AS | BE31220 | SP (Control general) | stuk | AS12 12A (AC3) 3P 1NO veer 110V 50/60Hz | Contacteur Série AS 12A (AC3), 3P, 1NO, ressort, 110V 50/60H | Contactor AS range 12A (AC3), 3P, 1NO, spring, 110V 50/60Hz | AS12-30-10S-23 110V50/60HZ Contactor |  | 5.14
1SBL121001M2601 | AS16-30-01-26M | Active | 3471523049260 | 67.83 | 1 | 40 | stuk | Contactor AS | BE31220 | SP (Control general) | stuk | AS16 16A (AC3) 3P 1NC 230V 50/60Hz | Contacteur Série AS 16A (AC3), 3P, 1NC, 230V 50/60Hz | Contactor AS range 16A (AC3), 3P, 1NC, 230V 50/60Hz | AS16-30-01-26M 230V50/60HZ Contactor |  | 5.14
1SBL121001M2610 | AS16-30-10-26M | Active | 3471523048263 | 69.58 | 1 | 40 | stuk | Contactor AS | BE31220 | SP (Control general) | stuk | AS16 16A (AC3) 3P 1NO 230V 50/60Hz | Contacteur Série AS 16A (AC3), 3P, 1NO, 230V 50/60Hz | Contactor AS range 16A (AC3), 3P, 1NO, 230V 50/60Hz | AS16-30-10-26M 230V50/60HZ Contactor |  | 5.14
1SBL121001R2001 | AS16-30-01-20 | Active | 3471523037205 | 58.84 | 1 | 1 | stuk | Contactor AS | BE31220 | SP (Control general) | stuk | AS16 16A (AC3) 3P 1NC 24V 50/60Hz | AS16-30-01-20 24V50/60HZ Contactor | 16A (AC3), 3P, 1NC, 24V 50/60Hz | AS16-30-01-20 24V50/60HZ Contactor
1SBL121001R2010 | AS16-30-10-20 | Active | 3471523036208 | 58.69 | 1 | 1 | stuk | Contactor AS | BE31220 | SP (Control general) | stuk | AS16 16A (AC3) 3P 1NO 24V 50/60Hz | Contacteur Série AS 16A (AC3), 3P, 1NO, 24V 50/60Hz | AS16-30-10-20 Schütz 24V 50/60Hz | AS16-30-10-20 24V50/60HZ Contactor |  | 5.14
1SBL121001R2601 | AS16-30-01-26 | Active | 3471523037267 | 58.84 | 1 | 1 | stuk | Contactor AS | BE31220 | SP (Control general) | stuk | AS16 16A (AC3) 3P 1NC 230V 50/60Hz | AS16-30-01-26 230V50/60HZ Contactor | AS16-30-01-26 Schütz 230V 50/60Hz | AS16-30-01-26 230V50/60HZ Contactor
1SBL121001R2610 | AS16-30-10-26 | Active | 3471523036260 | 58.69 | 1 | 1 | stuk | Contactor AS | BE31220 | SP (Control general) | stuk | AS16 16A (AC3) 3P 1NO 230V 50/60Hz | Contacteur Série AS 16A (AC3), 3P, 1NO, 230V 50/60Hz | AS16-30-10-26 Schütz 230V 50/60Hz | AS16-30-10-26 230V50/60HZ Contactor |  | 5.14
1SBL121004R2010 | AS16-30-10S-20 | Active | 3471523042209 | 72.48 | 1 | 40 | stuk | Contactor AS | BE31220 | SP (Control general) | stuk | AS16 AS16-30-10S-20 | Contacteur Série AS | Contactor AS range | AS16-30-10S-20 24V50/60HZ Contactor |  | 5.14
1SBL131001R8001 | AFC09-30-01-80 | Active | 3471523013827 | 35.61 | 1 | 1 | stuk | AF | BE31220 | SP (Control general) | stuk | Contactor AFC serie AFC09-30-01-80 | Contacteur Série AFC AFC09-30-01-80 | Contactor AFC range AFC09-30-01-80 | Contactor AFC range AFC09-30-01-80
1SBL131001R8010 | AFC09-30-10-80 | Active | 3471523013834 | 34.81 | 1 | 1 | stuk | AF | BE31220 | SP (Control general) | stuk | Contactor AFC serie AFC09-30-10-80 | Contacteur Série AFC AFC09-30-10-80 | Contactor AFC range AFC09-30-10-80 | Contactor AFC range AFC09-30-10-80
1SBL131001R8101 | AFC09-30-01-81 | Active | 3471523013841 | 35.65 | 1 | 1 | stuk | AF | BE31220 | SP (Control general) | stuk | Contactor AFC serie AFC09-30-01-81 | Contacteur Série AFC AFC09-30-01-81 | Contactor AFC range AFC09-30-01-81 | Contactor AFC range AFC09-30-01-81
1SBL131001R8110 | AFC09-30-10-81 | Active | 3471523013858 | 34.81 | 1 | 1 | stuk | AF | BE31220 | SP (Control general) | stuk | Contactor AFC serie AFC09-30-10-81 | Contacteur Série AFC AFC09-30-10-81 | Contactor AFC range AFC09-30-10-81 | Contactor AFC range AFC09-30-10-81
1SBL131001R8401 | AFC09-30-01-84 | Active | 3471523013865 | 35.61 | 1 | 1 | stuk | AF | BE31220 | SP (Control general) | stuk | Contactor AFC serie AFC09-30-01-84 | Contacteur Série AFC AFC09-30-01-84 | Contactor AFC range AFC09-30-01-84 | Contactor AFC range AFC09-30-01-84
1SBL131001R8410 | AFC09-30-10-84 | Active | 3471523013872 | 34.81 | 1 | 1 | stuk | AF | BE31220 | SP (Control general) | stuk | Contactor AFC serie AFC09-30-10-84 | Contacteur Série AFC AFC09-30-10-84 | Contactor AFC range AFC09-30-10-84 | Contactor AFC range AFC09-30-10-84
1SBL131001R8801 | AFC09-30-01-88 | Active | 3471523013902 | 35.61 | 1 | 1 | stuk | AF | BE31220 | SP (Control general) | stuk | Contactor AFC serie AFC09-30-01-88 | Contacteur Série AFC AFC09-30-01-88 | Contactor AFC range AFC09-30-01-88 | Contactor AFC range AFC09-30-01-88
1SBL131001R8810 | AFC09-30-10-88 | Active | 3471523013919 | 34.81 | 1 | 1 | stuk | AF | BE31220 | SP (Control general) | stuk | Contactor AFC serie AFC09-30-10-88 | Contacteur Série AFC AFC09-30-10-88 | Contactor AFC range AFC09-30-10-88 | Contactor AFC range AFC09-30-10-88
1SBL131005R8001 | AFC09-30-01K-80 | Active | 3471523013926 | 37.39 | 1 | 1 | stuk | AF | BE31220 | SP (Control general) | stuk | Contactor AFC serie AFC09-30-01K-80 | Contacteur Série AFC AFC09-30-01K-80 | Contactor AFC range AFC09-30-01K-80 | Contactor AFC range AFC09-30-01K-80
1SBL131005R8010 | AFC09-30-10K-80 | Active | 3471523013933 | 36.57 | 1 | 1 | stuk | AF | BE31220 | SP (Control general) | stuk | Contactor AFC serie AFC09-30-10K-80 | Contacteur Série AFC AFC09-30-10K-80 | Contactor AFC range AFC09-30-10K-80 | Contactor AFC range AFC09-30-10K-80
1SBL131005R8101 | AFC09-30-01K-81 | Active | 3471523013940 | 37.43 | 1 | 1 | stuk | AF | BE31220 | SP (Control general) | stuk | Contactor AFC serie AFC09-30-01K-81 | Contacteur Série AFC AFC09-30-01K-81 | Contactor AFC range AFC09-30-01K-81 | Contactor AFC range AFC09-30-01K-81
1SBL131005R8110 | AFC09-30-10K-81 | Active | 3471523013957 | 36.57 | 1 | 1 | stuk | AF | BE31220 | SP (Control general) | stuk | Contactor AFC serie AFC09-30-10K-81 | Contacteur Série AFC AFC09-30-10K-81 | Contactor AFC range AFC09-30-10K-81 | Contactor AFC range AFC09-30-10K-81
1SBL131005R8401 | AFC09-30-01K-84 | Active | 3471523013964 | 37.39 | 1 | 1 | stuk | AF | BE31220 | SP (Control general) | stuk | Contactor AFC serie AFC09-30-01K-84 | Contacteur Série AFC AFC09-30-01K-84 | Contactor AFC range AFC09-30-01K-84 | Contactor AFC range AFC09-30-01K-84
1SBL131005R8410 | AFC09-30-10K-84 | Active | 3471523013971 | 36.57 | 1 | 1 | stuk | AF | BE31220 | SP (Control general) | stuk | Contactor AFC serie AFC09-30-10K-84 | Contacteur Série AFC AFC09-30-10K-84 | Contactor AFC range AFC09-30-10K-84 | Contactor AFC range AFC09-30-10K-84
1SBL131005R8801 | AFC09-30-01K-88 | Active | 3471523014008 | 37.39 | 1 | 1 | stuk | AF | BE31220 | SP (Control general) | stuk | Contactor AFC serie AFC09-30-01K-88 | Contacteur Série AFC AFC09-30-01K-88 | Contactor AFC range AFC09-30-01K-88 | Contactor AFC range AFC09-30-01K-88
1SBL131005R8810 | AFC09-30-10K-88 | Active | 3471523014015 | 36.57 | 1 | 1 | stuk | AF | BE31220 | SP (Control general) | stuk | Contactor AFC serie AFC09-30-10K-88 | Contacteur Série AFC AFC09-30-10K-88 | Contactor AFC range AFC09-30-10K-88 | Contactor AFC range AFC09-30-10K-88
1SBL131201R8000 | AFC09-40-00-80 | Active | 3471523014022 | 35.61 | 1 | 1 | stuk | AF | BE31220 | SP (Control general) | stuk | Contactor AFC serie AFC09-40-00-80 | Contacteur Série AFC AFC09-40-00-80 | Contactor AFC range AFC09-40-00-80 | Contactor AFC range AFC09-40-00-80
1SBL131201R8100 | AFC09-40-00-81 | Active | 3471523014039 | 35.65 | 1 | 1 | stuk | AF | BE31220 | SP (Control general) | stuk | Contactor AFC serie AFC09-40-00-81 | Contacteur Série AFC AFC09-40-00-81 | Contactor AFC range AFC09-40-00-81 | Contactor AFC range AFC09-40-00-81
1SBL131201R8400 | AFC09-40-00-84 | Active | 3471523014046 | 35.61 | 1 | 1 | stuk | AF | BE31220 | SP (Control general) | stuk | Contactor AFC serie AFC09-40-00-84 | Contacteur Série AFC AFC09-40-00-84 | Contactor AFC range AFC09-40-00-84 | Contactor AFC range AFC09-40-00-84
1SBL131201R8800 | AFC09-40-00-88 | Active | 3471523014060 | 35.61 | 1 | 1 | stuk | AF | BE31220 | SP (Control general) | stuk | Contactor AFC serie AFC09-40-00-88 | Contacteur Série AFC AFC09-40-00-88 | Contactor AFC range AFC09-40-00-88 | Contactor AFC range AFC09-40-00-88
1SBL131501R8000 | AFC09-22-00-80 | Active | 3471523013810 | 39.38 | 1 | 1 | stuk | AF | BE31220 | SP (Control general) | stuk | Contactor AFC serie AFC09-22-00-80 | Contacteur Série AFC AFC09-22-00-80 | Contactor AFC range AFC09-22-00-80 | Contactor AFC range AFC09-22-00-80
1SBL131501R8100 | AFC09-22-00-81 | Active | 3471523014077 | 39.38 | 1 | 1 | stuk | AF | BE31220 | SP (Control general) | stuk | Contactor AFC serie AFC09-22-00-81 | Contacteur Série AFC AFC09-22-00-81 | Contactor AFC range AFC09-22-00-81 | Contactor AFC range AFC09-22-00-81
1SBL131501R8400 | AFC09-22-00-84 | Active | 3471523014084 | 39.38 | 1 | 1 | stuk | AF | BE31220 | SP (Control general) | stuk | Contactor AFC serie AFC09-22-00-84 | Contacteur Série AFC AFC09-22-00-84 | Contactor AFC range AFC09-22-00-84 | Contactor AFC range AFC09-22-00-84
1SBL131501R8800 | AFC09-22-00-88 | Active | 3471523014107 | 39.38 | 1 | 1 | stuk | AF | BE31220 | SP (Control general) | stuk | Contactor AFC serie AFC09-22-00-88 | Contacteur Série AFC AFC09-22-00-88 | Contactor AFC range AFC09-22-00-88 | Contactor AFC range AFC09-22-00-88
1SBL136001R2001 | AF09Z-30-01-20 | Active | 3471523113305 | 64.33 | 1 | 1 | stuk | Contactor AF | BE31220 | SP (Control general) | stuk | AF09Z 9A (AC3) 3P 1NC 12-20Vdc laag verbr. | Contacteur Série AF 9A (AC3), 3P, 1NC, 12-20Vdc, faible consommation | AF09Z-30-01-20 Schütz 12-20V DC | AF09Z-30-01-20 12-20VDC Contactor |  | 5.14
1SBL136001R2010 | AF09Z-30-10-20 | Active | 3471523113206 | 62.9 | 1 | 1 | stuk | Contactor AF | BE31220 | SP (Control general) | stuk | AF09Z 9A (AC3) 3P 1NO 12-20Vdc laag verbr. | Contacteur Série AF 9A (AC3), 3P, 1NO, 12-20Vdc, faible consommation | AF09Z-30-10-20 Schütz 12-20V DC | AF09Z-30-10-20 12-20VDC Contactor |  | 5.14
1SBL136001R2022 | AF09Z-30-22-20 | Active | 3471523113404 | 93.25 | 1 | 1 | stuk | Contactor AF | BE31220 | SP (Control general) | stuk | AF09Z-30-22-20 12-20VDC | Contacteur Série AF 9A (AC3), 3P, 2NO/2NC, 12-20Vdc, faible consommation | AF09Z-30-22-20 Schütz 12-20V DC | AF09Z-30-22-20 12-20VDC Contactor |  | 5.14
1SBL136001R2101 | AF09Z-30-01-21 | Active | 3471523113312 | 64.33 | 1 | 1 | stuk | Contactor AF | BE31220 | SP (Control general) | stuk | Contactor AF AF09Z-30-01-21 | Contacteur Série AF 9A (AC3), 3P, 1NC, 24-60Vac/20-60Vdc, faible consommation | AF09Z-30-01-21 Schütz 24-60V 50/60Hz / 20-60V DC | AF09Z-30-01-21 24-60V50/60HZ 20-60VDC Contactor |  | 5.14
1SBL136001R2110 | AF09Z-30-10-21 | Active | 3471523113213 | 62.9 | 1 | 1 | stuk | Contactor AF | BE31220 | SP (Control general) | stuk | Contactor AF AF09Z-30-10-21 | Contacteur Série AF 9A (AC3), 3P, 1NO, 24-60Vac/20-60Vdc, faible consommation | AF09Z-30-10-21 Schütz 24-60V 50/60Hz / 20-60V DC | AF09Z-30-10-21 24-60V50/60HZ 20-60VDC Contactor |  | 5.14
1SBL136001R2122 | AF09Z-30-22-21 | Active | 3471523113411 | 93.25 | 1 | 1 | stuk | Contactor AF | BE31220 | SP (Control general) | stuk | AF09Z-30-22-21 24-60V50/60HZ 20-60VDC | Contacteur Série AF 9A (AC3), 3P, 2NO/2NC, 24-60Vac/ 20-60Vdc, faible consommation | AF09Z-30-22-21 Schütz 24-60V 50/60Hz / 20-60V DC | AF09Z-30-22-21 24-60V50/60HZ 20-60VDC Contactor |  | 5.14
1SBL136001R2201 | AF09Z-30-01-22 | Active | 3471523113329 | 64.33 | 1 | 1 | stuk | Contactor AF | BE31220 | SP (Control general) | stuk | AF09Z 9A (AC3) 3P 1NC 48-130Vac/dc laag verbr. | Contacteur Série AF 9A (AC3), 3P, 1NC, 48-130Vac/dc, faible consommation | AF09Z-30-01-22 Schütz 48-130V 50/60Hz / DC | AF09Z-30-01-22 48-130V50/60HZ-DC Contactor |  | 5.14
1SBL136001R2210 | AF09Z-30-10-22 | Active | 3471523113220 | 62.9 | 1 | 1 | stuk | Contactor AF | BE31220 | SP (Control general) | stuk | AF09Z 9A (AC3) 3P 1NO 48-130Vac/dc laag verbr. | Contacteur Série AF 9A (AC3), 3P, 1NO, 48-130Vac/dc, faible consommation | AF09Z-30-10-22 Schütz 48-130V 50/60Hz / DC | AF09Z-30-10-22 48-130V50/60HZ-DC Contactor |  | 5.14
1SBL136001R2301 | AF09Z-30-01-23 | Active | 3471523113336 | 64.33 | 1 | 1 | stuk | Contactor AF | BE31220 | SP (Control general) | stuk | AF09Z 9A (AC3) 3P 1NC 100-250Vac/dc laag verbr. | Contacteur Série AF 9A (AC3), 3P, 1NC, 100-250Vac/dc, faible consommation | AF09Z-30-01-23 Schütz 100-250V 50/60Hz / DC | AF09Z-30-01-23 100-250V50/60HZ-DC Contactor |  | 5.14
1SBL136001R2310 | AF09Z-30-10-23 | Active | 3471523113237 | 62.9 | 1 | 1 | stuk | Contactor AF | BE31220 | SP (Control general) | stuk | AF09Z 9A (AC3) 3P 1NO 100-250Vac/dc laag verbr. | Contacteur Série AF 9A (AC3), 3P, 1NO, 100-250Vac/dc, faible consommation | AF09Z-30-10-23 Schütz 100-250V 50/60Hz / DC | AF09Z-30-10-23 100-250V50/60HZ-DC Contactor |  | 5.14
1SBL136001R3001 | AF09Z-30-01-30 | Active | 3471523113398 | 78.65 | 1 | 1 | stuk | Contactor AF | BE31220 | SP (Control general) | stuk | AF09Z-30-01-30 24VDC Contactor | AF09Z-30-01-30 24VDC Contactor | AF 09Z-30-01-30 24VDC | AF09Z-30-01-30 24VDC Contactor
1SBL136001R3010 | AF09Z-30-10-30 | Active | 3471523113299 | 76.92 | 1 | 1 | stuk | Contactor AF | BE31220 | SP (Control general) | stuk | AF09Z-30-10-30 24VDC Contactor | AF09Z-30-10-30 24VDC Contactor | AF09Z-30-10-30 Schütz 24V DC 3-polig 1S | AF09Z-30-10-30 24VDC Contactor
1SBL136005R2001 | AF09Z-30-01K-20 | Active | 3471523155602 | 67.08 | 1 | 1 | stuk | Contactor AF | BE31220 | SP (Control general) | stuk | AF09Z 4kW 400V 3-polig 1NC Push-in Springtech. | Contacteur 4kW 400V 3-pôle 1NF Bobine code: 11 Large éventail Faible bobine usage, sortie directe PLC Push-in Spring Terminals | AF09Z-30-01K-20 Schütz 12-20V DC | AF09Z-30-01K-20 12-20VDC Contactor |  | 5.14
1SBL136005R2010 | AF09Z-30-10K-20 | Active | 3471523155503 | 65.65 | 1 | 1 | stuk | Contactor AF | BE31220 | SP (Control general) | stuk | AF09Z 4kW 400V 3-polig 1NO Push-in Springtech. | Contacteur 4kW 400V 3-pôle 1NO Bobine code: 11 Large éventail Faible bobine usage, sortie directe PLC Push-in Spring Terminals | AF09Z-30-10K-20 Schütz 12-20V DC | AF09Z-30-10K-20 12-20VDC Contactor |  | 5.14
1SBL136005R2101 | AF09Z-30-01K-21 | Active | 3471523155619 | 67.08 | 1 | 1 | stuk | Contactor AF | BE31220 | SP (Control general) | stuk | AF09Z 4kW 400V 3-polig 1NC Push-in Springtech. | Contacteur 4kW 400V 3-pôle 1NF Bobine code: 12 Large éventail Faible bobine usage, sortie directe PLC Push-in Spring Terminals | AF09Z-30-01K-21 Schütz 24-60V 50/60Hz / 20-60V DC | AF09Z-30-01K-21 24-60V50/60HZ 20-60VDC Contactor |  | 5.14
1SBL136005R2110 | AF09Z-30-10K-21 | Active | 3471523155510 | 65.65 | 1 | 1 | stuk | Contactor AF | BE31220 | SP (Control general) | stuk | AF09Z 4kW 400V 3-polig 1NO Push-in Springtech. | Contacteur 4kW 400V 3-pôle 1NO Bobine code: 12 Large éventail Faible bobine usage, sortie directe PLC Push-in Spring Terminals | AF09Z-30-10K-21 Schütz 24-60V 50/60Hz / 20-60V DC | AF09Z-30-10K-21 24-60V50/60HZ 20-60VDC Contactor |  | 5.14
1SBL136005R2201 | AF09Z-30-01K-22 | Active | 3471523155626 | 67.08 | 1 | 1 | stuk | Contactor AF | BE31220 | SP (Control general) | stuk | AF09Z 4kW 400V 3-polig 1NC Push-in Springtech. | Contacteur 4kW 400V 3-pôle 1NF Bobine code: 13 Large éventail Faible bobine usage, sortie directe PLC Push-in Spring Terminals | AF09Z-30-01K-22 Schütz 48-130V 50/60Hz / DC | AF09Z-30-01K-22 48-130V50/60HZ-DC Contactor |  | 5.14
1SBL136005R2210 | AF09Z-30-10K-22 | Active | 3471523155527 | 65.65 | 1 | 1 | stuk | Contactor AF | BE31220 | SP (Control general) | stuk | AF09Z 4kW 400V 3-polig 1NO Push-in Springtech. | Contacteur 4kW 400V 3-pôle 1NO Bobine code: 13 Large éventail Faible bobine usage, sortie directe PLC Push-in Spring Terminals | AF09Z-30-10K-22 Schütz 48-130V 50/60Hz / DC | AF09Z-30-10K-22 48-130V50/60HZ-DC Contactor |  | 5.14
1SBL136005R2301 | AF09Z-30-01K-23 | Active | 3471523155633 | 67.08 | 1 | 1 | stuk | Contactor AF | BE31220 | SP (Control general) | stuk | AF09Z 4kW 400V 3-polig 1NC Push-in Springtech. | Contacteur 4kW 400V 3-pôle 1NF Bobine code: 14 Large éventail Faible bobine usage, sortie directe PLC Push-in Spring Terminals | AF09Z-30-01K-23 Schütz 100-250V 50/60Hz / DC | AF09Z-30-01K-23 100-250V50/60HZ-DC Contactor |  | 5.14
1SBL136005R2310 | AF09Z-30-10K-23 | Active | 3471523155534 | 65.65 | 1 | 1 | stuk | Contactor AF | BE31220 | SP (Control general) | stuk | AF09Z 4kW 400V 3-polig 1NO Push-in Springtech. | Contacteur 4kW 400V 3-pôle 1NO Bobine code: 14 Large éventail Faible bobine usage, sortie directe PLC Push-in Spring Terminals | AF09Z-30-10K-23 Schütz 100-250V 50/60Hz / DC | AF09Z-30-10K-23 100-250V50/60HZ-DC Contactor |  | 5.14
1SBL136060R2101 | AF09ZB-30-01RT-21 | Active | 3471523127715 | 156.85 | 1 | 1 | stuk | Contactor AF Railway | BE31220 | SP (Control general) | stuk | AF09ZB 9A (AC3) 3P 1NO 24-60Vac/20-60Vdc | Contacteur Série AF 9A (AC3), 3P, 1NO, 24-60Vac/20-60Vdc | Contactor AF range 9A (AC3), 3P, 1NO, 24-60Vac/20-60Vdc | AF09ZB-30-01RT-21 24-60V50/60HZ 20-60VDC Contactor |  | 5.14
1SBL136060R2110 | AF09ZB-30-10RT-21 | Active | 3471523127616 | 112.75 | 1 | 1 | stuk | Contactor AF Railway | BE31220 | SP (Control general) | stuk | AF09ZB 9A (AC3) 3P 1NO 24-60Vac/20-60Vdc | Contacteur Série AF 9A (AC3), 3P, 1NO, 24-60Vac/20-60Vdc | Contactor AF range 9A (AC3), 3P, 1NO, 24-60Vac/20-60Vdc | AF09ZB-30-10RT-21 24-60V50/60HZ 20-60VDC Contactor |  | 5.14
1SBL136060R2201 | AF09ZB-30-01RT-22 | Active | 3471523127722 | 168.31 | 1 | 1 | stuk | Contactor AF Railway | BE31220 | SP (Control general) | stuk | AF09ZB-30-01RT-22 48-130V50/60HZ-DC | AF09ZB-30-01RT-22 48-130V50/60HZ-DC Contactor | Contactor 4kW 400V 3-pole 1NO Coil code: 12 Wide range | AF09ZB-30-01RT-22 48-130V50/60HZ-DC Contactor
1SBL136060R2210 | AF09ZB-30-10RT-22 | Active | 3471523127623 | 112.75 | 1 | 1 | stuk | Contactor AF Railway | BE31220 | SP (Control general) | stuk | AF09ZB-30-10RT-22 48-130V50/60HZ-DC | Contacteur 48-130V50/60HZ-DC | AF09ZB-30-10RT-22 Schütz 48-130V 50/60Hz / DC | AF09ZB-30-10RT-22 48-130V50/60HZ-DC Contactor |  | 5.14
1SBL136061R2101 | AF09ZB-30-01-21 | Active | 3471523123618 | 106.95 | 1 | 1 | stuk | Contactor AF Railway | BE31220 | SP (Control general) | stuk | AF09ZB 0NO+1NC | AF09ZB-30-01-21 CONT AFZ 4KW AC3-3P+1NF- 24/20...60VAC/DC-FER | AF09ZB-30-01-21 Schütz 24-60V 50/60Hz / 20-60V DC | AF09ZB-30-01-21 24-60V50/60HZ 20-60VDC Contactor |  | 5.14
1SBL136061R2110 | AF09ZB-30-10-21 | Active | 3471523123519 | 104.61 | 1 | 1 | stuk | Contactor AF Railway | BE31220 | SP (Control general) | stuk | AF09ZB 1NO+0NC | Contacteur Série AF 9A (AC3), 3P, 1NO, 24-60Vac/20-60Vdc | AF09ZB-30-10-21 Schütz 24-60V 50/60Hz / 20-60V DC | AF09ZB-30-10-21 24-60V50/60HZ 20-60VDC Contactor |  | 5.14
1SBL136061R2201 | AF09ZB-30-01-22 | Active | 3471523123625 | 102.87 | 1 | 1 | stuk | Contactor AF Railway | BE31220 | SP (Control general) | stuk | AF09ZB 0NO+1NC | Contacteur 4KW 400V 3P Bobine code 22 large plage Contact aux.0NO+1NC | AF09ZB-30-01-22 Schütz 48-130V 50/60Hz / DC | AF09ZB-30-01-22 48-130V50/60HZ-DC Contactor |  | 5.14
1SBL136061R2210 | AF09ZB-30-10-22 | Active | 3471523123526 | 104.61 | 1 | 1 | stuk | Contactor AF Railway | BE31220 | SP (Control general) | stuk | AF09ZB 1NO+0NC | AF09ZB-30-10-22 CONT AFZ 4KW AC3-3P+1NO- 48...130VAC/DC-FER | AF09ZB-30-10-22 Schütz 48-130V 50/60Hz / DC | AF09ZB-30-10-22 48-130V50/60HZ-DC Contactor |  | 5.14
1SBL136061R2301 | AF09ZB-30-01-23 | Active | 3471523123632 | 106.95 | 1 | 1 | stuk | Contactor AF Railway | BE31220 | SP (Control general) | stuk | AF09ZB 0NO+1NC | AF09ZB-30-01-23 CONT AFZ 4KW AC3-3P+1NF- 100...250VAC/DC-FER | AF09ZB-30-01-23 Schütz 100-250V 50/60Hz / DC | AF09ZB-30-01-23 100-250V50/60HZ-DC Contactor |  | 5.14
1SBL136061R2310 | AF09ZB-30-10-23 | Active | 3471523123533 | 104.61 | 1 | 1 | stuk | Contactor AF Railway | BE31220 | SP (Control general) | stuk | AF09ZB 1NO+0NC | AF09ZB-30-10-23 CONT AFZ 4KW AC3-3P+1NO- 100...250VAC/DC-FER | AF09ZB-30-10-23 Schütz 100-250V 50/60Hz / DC | AF09ZB-30-10-23 100-250V50/60HZ-DC Contactor |  | 5.14
1SBL136082R3022 | AFS09Z-30-22-30 | Active | 3471523158191 | 111.38 | 1 | 1 | stuk | AF Safety | BE31220 | SP (Control general) | stuk | Contactor AFS serie AFS09Z-30-22-30 | Contacteur Série AFS AFS09Z-30-22-30 | Contactor AFS range AFS09Z-30-22-30 | Contactor AFS range AFS09Z-30-22-30
1SBL136201R2000 | AF09Z-40-00-20 | Active | 3471523115804 | 64.33 | 1 | 1 | stuk | Contactor AF | BE31220 | SP (Control general) | stuk | AF09Z 25A (AC1) 4P 12-20Vdc laag verbr. | Contacteur Série AF 25A (AC1), 4P, 12-20Vdc, faible consommation | AF09Z-40-00-20 Schütz 12-20V DC | AF09Z-40-00-20 12-20VDC Contactor |  | 5.14
1SBL136201R2100 | AF09Z-40-00-21 | Active | 3471523115811 | 64.33 | 1 | 1 | stuk | Contactor AF | BE31220 | SP (Control general) | stuk | AF09Z 25A (AC1) 4P 24-60Vac/20-60Vdc laag verbr. | Contacteur Série AF 25A (AC1), 4P, 24-60Vac/20-60Vdc, faible consommation | AF09Z-40-00-21 Schütz 24-60V 50/60Hz / 20-60V DC | AF09Z-40-00-21 24-60V50/60HZ 20-60VDC Contactor |  | 5.14
1SBL136201R2200 | AF09Z-40-00-22 | Active | 3471523115828 | 64.33 | 1 | 1 | stuk | Contactor AF | BE31220 | SP (Control general) | stuk | AF09Z 25A (AC1) 4P 48-130Vac/dc laag verbr. | Contacteur Série AF 25A (AC1), 4P, 48-130Vac/dc, faible consommation | AF09Z-40-00-22 Schütz 48-130V 50/60Hz / DC | AF09Z-40-00-22 48-130V50/60HZ-DC Contactor |  | 5.14
1SBL136201R2300 | AF09Z-40-00-23 | Active | 3471523115835 | 64.33 | 1 | 1 | stuk | Contactor AF | BE31220 | SP (Control general) | stuk | AF09Z 25A (AC1) 4P 100-250Vac/dc laag verbr. | Contacteur Série AF 25A (AC1), 4P, 100-250Vac/dc, faible consommation | AF09Z-40-00-22 Schütz 100-250V 50/60Hz / DC | AF09Z-40-00-23 100-250V50/60HZ-DC Contactor |  | 5.14
1SBL136201R3000 | AF09Z-40-00-30 | Active | 3471523115897 | 88.54 | 1 | 1 | stuk | Contactor AF | BE31220 | SP (Control general) | stuk | AF09Z AF09Z-40-00-30 24VDC | AF09Z-40-00-30 24VDC Contactor | AF 09Z-40-00-30 24VDC | AF09Z-40-00-30 24VDC Contactor
1SBL136260R2100 | AF09ZB-40-00RT-21 | Active | 3471523129412 | 107.58 | 1 | 1 | stuk | Contactor AF Railway | BE31220 | SP (Control general) | stuk | AF09ZB-40-00RT-21 24-60V50/60HZ 20-60VDC | Contacteur Gamme AF AF09ZB-40-00RT-21 24-60V50/60HZ 20-60VDC | Contactor AF range AF09ZB-40-00RT-21 24-60V50/60HZ 20-60VDC | AF09ZB-40-00RT-21 24-60V50/60HZ 20-60VDC Contactor |  | 5.14
1SBL136260R2200 | AF09ZB-40-00RT-22 | Active | 3471523129429 | 115.36 | 1 | 1 | stuk | Contactor AF Railway | BE31220 | SP (Control general) | stuk | AF09ZB-40-00RT-22 48-130V50/60HZ-DC | Contacteur 48-130V50/60HZ-DC | Contactor 48-130V50/60HZ-DC | AF09ZB-40-00RT-22 48-130V50/60HZ-DC Contactor |  | 5.14
1SBL136261R2100 | AF09ZB-40-00-21 | Active | 3471523124417 | 106.95 | 1 | 1 | stuk | Contactor AF Railway | BE31220 | SP (Control general) | stuk | AF09ZB 0NO+0NC | AF09ZB-40-00-21 CONT AFZ 25A AC1-4P-24/20...60VAC/DC-FER | AF09ZB-40-00-21 Schütz 24-60V 50/60Hz / 20-60V DC | AF09ZB-40-00-21 24-60V50/60HZ 20-60VDC Contactor |  | 5.14
1SBL136261R2200 | AF09ZB-40-00-22 | Active | 3471523124424 | 106.95 | 1 | 1 | stuk | Contactor AF Railway | BE31220 | SP (Control general) | stuk | AF09ZB 0NO+0NC | AF09ZB-40-00-22 CONT AFZ 25A AC1-4P-48...130VAC/DC-FER | AF09ZB-40-00-22 Schütz 48-130V 50/60Hz / DC | AF09ZB-40-00-22 48-130V50/60HZ-DC Contactor |  | 5.14
1SBL136261R2300 | AF09ZB-40-00-23 | Active | 3471523124431 | 106.95 | 1 | 1 | stuk | Contactor AF Railway | BE31220 | SP (Control general) | stuk | AF09ZB 0NO+0NC | AF09ZB-40-00-23 CONT AFZ 25A AC1-4P-100...250VAC/DC-FER | AF09ZB-40-00-23 Schütz 100-250V 50/60Hz / DC | AF09ZB-40-00-23 100-250V50/60HZ-DC Contactor |  | 5.14
1SBL136501R2000 | AF09Z-22-00-20 | Active | 3471523116603 | 73.57 | 1 | 1 | stuk | Contactor AF | BE31220 | SP (Control general) | stuk | AF09Z 25A (AC1) 4P (2NO/2NC) 12-20Vdc laag verbr. | Contacteur Série AF 25A (AC1), 4P (2NO/2NC), 12-20Vdc, faible consommation | AF09Z-22-00-20 Schütz 12-20V DC | AF09Z-22-00-20 12-20VDC Contactor |  | 5.14
1SBL136501R2100 | AF09Z-22-00-21 | Active | 3471523116610 | 73.57 | 1 | 1 | stuk | Contactor AF | BE31220 | SP (Control general) | stuk | AF09Z-22-00-21 24-60V50/60HZ 20-60VDC | Contacteur Série AF 25A (AC1), 4P (2NO/2NC), 24-60Vac/ 20-60Vdc, faible consommation | AF09Z-22-00-21 Schütz 24-60V 50/60Hz / 20-60V DC | AF09Z-22-00-21 24-60V50/60HZ 20-60VDC Contactor |  | 5.14
1SBL136501R2200 | AF09Z-22-00-22 | Active | 3471523116627 | 73.57 | 1 | 1 | stuk | Contactor AF | BE31220 | SP (Control general) | stuk | Contactor AF AF09Z-22-00-22 | Contacteur Série AF 25A (AC1), 4P (2NO/2NC), 48-130Vac/dc, faible consommation | AF09Z-22-00-22 Schütz 48-130V 50/60Hz / DC | AF09Z-22-00-22 48-130V50/60HZ-DC Contactor |  | 5.14
1SBL136501R2300 | AF09Z-22-00-23 | Active | 3471523116634 | 73.57 | 1 | 1 | stuk | Contactor AF | BE31220 | SP (Control general) | stuk | Contactor AF AF09Z-22-00-23 | Contacteur Série AF 25A (AC1), 4P (2NO/2NC), 100-250Vac/dc, faible consommation | AF09Z-22-00-23 Schütz 100-250V 50/60Hz / DC | AF09Z-22-00-23 100-250V50/60HZ-DC Contactor |  | 5.14
1SBL136501R3000 | AF09Z-22-00-30 | Active | 3471523116696 | 98.1 | 1 | 1 | stuk | Contactor AF | BE31220 | SP (Control general) | stuk | AF09Z AF09Z-22-00-30 24VDC | AF09Z-22-00-30 24VDC Contactor | AF 09Z-22-00-30 24VDC | AF09Z-22-00-30 24VDC Contactor
1SBL136560R2100 | AF09ZB-22-00RT-21 | Active | 3471523129719 | 109.68 | 1 | 1 | stuk | Contactor AF Railway | BE31220 | SP (Control general) | stuk | AF09ZB-40-00RT-21 24-60V50/60HZ 20-60VDC | Contacteur Gamme AF AF09ZB-40-00RT-21 24-60V50/60HZ 20-60VDC | Contactor AF range AF09ZB-40-00RT-21 24-60V50/60HZ 20-60VDC | AF09ZB-22-00RT-21 24-60V50/60HZ 20-60VDC Contactor |  | 5.14
1SBL136560R2200 | AF09ZB-22-00RT-22 | Active | 3471523129726 | 115.36 | 1 | 1 | stuk | Contactor AF Railway | BE31220 | SP (Control general) | stuk | AF09ZB-22-00RT-22 48-130V50/60HZ-DC | Contacteur 48-130V50/60HZ-DC | Contactor 48-130V50/60HZ-DC | AF09ZB-22-00RT-22 48-130V50/60HZ-DC Contactor |  | 5.14
1SBL136561R2100 | AF09ZB-22-00-21 | Active | 3471523124813 | 106.95 | 1 | 1 | stuk | Contactor AF Railway | BE31220 | SP (Control general) | stuk | AF09ZB 0NO+0NC | AF09ZB-22-00-21 CONT AFZ 25A AC1-2P NO+2P NF- 24/20...60VAC/DC-FER | AF09ZB-22-00-21 Schütz 24-60V 50/60Hz / 20-60V DC | AF09ZB-22-00-21 24-60V50/60HZ 20-60VDC Contactor |  | 5.14
1SBL136561R2200 | AF09ZB-22-00-22 | Active | 3471523124820 | 106.95 | 1 | 1 | stuk | Contactor AF Railway | BE31220 | SP (Control general) | stuk | AF09ZB 0NO+0NC | AF09ZB-22-00-22 CONT AFZ 25A AC1-2P NO+2P NF- 48#130VAC/DC-FER | AF09ZB-22-00-22 Schütz 48-130V 50/60Hz / DC | AF09ZB-22-00-22 48-130V50/60HZ-DC Contactor |  | 5.14
1SBL136561R2300 | AF09ZB-22-00-23 | Active | 3471523124837 | 106.95 | 1 | 1 | stuk | Contactor AF Railway | BE31220 | SP (Control general) | stuk | AF09ZB 0NO+0NC | AF09ZB-22-00-23 CONT AFZ 25A AC1-2P NO+2P NF- 100#250VAC/DC-FER | AF09ZB-22-00-23 Schütz 100-250V 50/60Hz / DC | AF09ZB-22-00-23 100-250V50/60HZ-DC Contactor |  | 5.14
1SBL137001R1101 | AF09-30-01-11 | Active | 3471523110113 | 41.29 | 1 | 1 | stuk | Contactor AF | BE31220 | SP (Control general) | stuk | AF09 9A (AC3) 3P 1NC 24-60Vac/20-60Vdc | Contacteur Série AF 9A (AC3), 3P, 1NC, 24-60Vac/20-60Vdc | AF09-30-01-11 Schütz 24-60V 50/60Hz / 20-60V DC | AF09-30-01-11 24-60V50/60HZ 20-60VDC Contactor |  | 5.14
1SBL137001R1110 | AF09-30-10-11 | Active | 3471523110014 | 40.44 | 1 | 1 | stuk | Contactor AF | BE31220 | SP (Control general) | stuk | AF09 9A (AC3) 3P 1NO 24-60Vac/20-60Vdc | Contacteur Série AF 9A (AC3), 3P, 1NO, 24-60Vac/20-60Vdc | AF09-30-10-11 Schütz 24-60V 50/60Hz / 20-60V DC | AF09-30-10-11 24-60V50/60HZ 20-60VDC Contactor |  | 5.14
1SBL137001R1122 | AF09-30-22-11 | Active | 3471523110212 | 69.53 | 1 | 1 | stuk | Contactor AF | BE31220 | SP (Control general) | stuk | AF09 9A (AC3) 3P 2NO/2NC 24-60Vac/20-60Vdc | Contacteur Série AF 9A (AC3), 3P, 2NO/2NC, 24-60Vac/20-60Vdc | AF09-30-22-11 Schütz 24-60V 50/60Hz / 20-60V DC | AF09-30-22-11 24-60V50/60HZ 20-60VDC Contactor
1SBL137001R1201 | AF09-30-01-12 | Active | 3471523110120 | 41.29 | 1 | 1 | stuk | Contactor AF | BE31220 | SP (Control general) | stuk | AF09 9A (AC3) 3P 1NC 48-130Vac/dc | Contacteur Série AF 9A (AC3), 3P, 1NC, 48-130Vac/dc | AF09-30-01-12 Schütz 48-130V 50/60Hz / DC | AF09-30-01-12 48-130V50/60HZ-DC Contactor |  | 5.14
1SBL137001R1210 | AF09-30-10-12 | Active | 3471523110021 | 40.44 | 1 | 1 | stuk | Contactor AF | BE31220 | SP (Control general) | stuk | AF09 9A (AC3) 3P 1NO 48-130Vac/dc | Contacteur Série AF 9A (AC3), 3P, 1NO, 48-130Vac/dc | AF09-30-10-12 Schütz 48-130V 50/60Hz / DC | AF09-30-10-12 48-130V50/60HZ-DC Contactor |  | 5.14
1SBL137001R1222 | AF09-30-22-12 | Active | 3471523110229 | 70.93 | 1 | 1 | stuk | Contactor AF | BE31220 | SP (Control general) | stuk | AF09 code 12 groot spanningsbereik | Contacteur Série AF 9A (AC3), 3P, 2NO/2NC, 48-130Vac/dc | AF09-30-22-12 Schütz 48-130V 50/60Hz / DC | AF09-30-22-12 48-130V50/60HZ-DC Contactor |  | 5.14
1SBL137001R1301 | AF09-30-01-13 | Active | 3471523110137 | 41.29 | 1 | 1 | stuk | Contactor AF | BE31220 | SP (Control general) | stuk | AF09 9A (AC3) 3P 1NC 100-250Vac/dc | Contacteur Série AF 9A (AC3), 3P, 1NC, 100-250Vac/dc | AF09-30-01-13 Schütz 100-250V 50/60Hz / DC | AF09-30-01-13 100-250V50/60HZ-DC Contactor |  | 5.14
1SBL137001R1310 | AF09-30-10-13 | Active | 3471523110038 | 40.44 | 1 | 1 | stuk | Contactor AF | BE31220 | SP (Control general) | stuk | AF09 9A (AC3) 3P 1NO 100-250Vac/dc | Contacteur Série AF 9A (AC3), 3P, 1NO, 100-250Vac/dc | AF09-30-10-13 Schütz 100-250V 50/60Hz / DC | AF09-30-10-13 100-250V50/60HZ-DC Contactor |  | 5.14
1SBL137001R1322 | AF09-30-22-13 | Active | 3471523110236 | 66.73 | 1 | 1 | stuk | Contactor AF | BE31220 | SP (Control general) | stuk | AF09 9A (AC3) 3P 2NO/2NC 100-250Vac/dc | Contacteur Série AF 9A (AC3), 3P, 2NO/2NC, 100-250Vac/dc | AF09-30-22-13 Schütz 100-250V 50/60Hz / DC | AF09-30-22-13 100-250V50/60HZ-DC Contactor |  | 5.14
1SBL137001R1401 | AF09-30-01-14 | Active | 3471523110144 | 41.29 | 1 | 1 | stuk | Contactor AF | BE31220 | SP (Control general) | stuk | AF09 9A (AC3) 3P 1NC 250-500Vac/dc | Contacteur Série AF 9A (AC3), 3P, 1NC, 250-500Vac/dc | AF09-30-01-14 Schütz 250-500V 50/60Hz / DC | AF09-30-01-14 250-500V50/60HZ-DC Contactor |  | 5.14
1SBL137001R1410 | AF09-30-10-14 | Active | 3471523110045 | 40.44 | 1 | 1 | stuk | Contactor AF | BE31220 | SP (Control general) | stuk | AF09 9A (AC3) 3P 1NO 250-500Vac/dc | Contacteur Série AF 9A (AC3), 3P, 1NO, 250-500Vac/dc | AF09-30-10-14 Schütz 250-500V 50/60Hz / DC | AF09-30-10-14 250-500V50/60HZ-DC Contactor |  | 5.14
1SBL137005R1101 | AF09-30-01K-11 | Active | 3471523154117 | 44.77 | 1 | 1 | stuk | Contactor AF | BE31220 | SP (Control general) | stuk | AF09 0NO+0NC Push-in Springtech. | Contacteur 4kW 400V 3-pôle 1NF Bobine code: 11 Large éventail Contact auxiliaire 0NO + 0NF Push-in Spring Terminals | AF09-30-01K-11 Schütz 24-60V 50/60Hz / 20-60V DC | AF09-30-01K-11 24-60V50/60HZ 20-60VDC Contactor |  | 5.14
1SBL137005R1110 | AF09-30-10K-11 | Active | 3471523154018 | 43.8 | 1 | 1 | stuk | Contactor AF | BE31220 | SP (Control general) | stuk | AF09 0NO+0NC Push-in Springtech. | Contacteur 4kW 400V 3-pôle 1NO Bobine code: 11 Large éventail Contact auxiliaire 0NO + 0NF Push-in Spring Terminals | AF09-30-10K-11 Schütz 24-60V 50/60Hz / 20-60V DC | AF09-30-10K-11 24-60V50/60HZ 20-60VDC Contactor |  | 5.14
1SBL137005R1201 | AF09-30-01K-12 | Active | 3471523154124 | 44.77 | 1 | 1 | stuk | Contactor AF | BE31220 | SP (Control general) | stuk | AF09 0NO+0NC Push-in Springtech. | Contacteur 4kW 400V 3-pôle 1NF Bobine code: 12 Large éventail Contact auxiliaire 0NO + 0NF Push-in Spring Terminals | AF09-30-01K-12 Schütz 48-130V 50/60Hz / DC | AF09-30-01K-12 48-130V50/60HZ-DC Contactor |  | 5.14
1SBL137005R1210 | AF09-30-10K-12 | Active | 3471523154025 | 43.8 | 1 | 1 | stuk | Contactor AF | BE31220 | SP (Control general) | stuk | AF09 0NO+0NC Push-in Springtech. | Contacteur 4kW 400V 3-pôle 1NO Bobine code: 12 Large éventail Contact auxiliaire 0NO + 0NF Push-in Spring Terminals | AF09-30-10K-12 Schütz 48-130V 50/60Hz / DC | AF09-30-10K-12 48-130V50/60HZ-DC Contactor |  | 5.14
1SBL137005R1301 | AF09-30-01K-13 | Active | 3471523154131 | 44.77 | 1 | 1 | stuk | Contactor AF | BE31220 | SP (Control general) | stuk | AF09 0NO+0NC Push-in Springtech. | Contacteur 4kW 400V 3-pôle 1NF Bobine code: 13 Large éventail Contact auxiliaire 0NO + 0NF Push-in Spring Terminals | AF09-30-01K-13 Schütz 100-250V 50/60Hz / DC | AF09-30-01K-13 100-250V50/60HZ-DC Contactor |  | 5.14
1SBL137005R1310 | AF09-30-10K-13 | Active | 3471523154032 | 43.8 | 1 | 1 | stuk | Contactor AF | BE31220 | SP (Control general) | stuk | AF09 0NO+0NC Push-in Springtech. | Contacteur 4kW 400V 3-pôle 1NO Bobine code: 13 Large éventail Contact auxiliaire 0NO + 0NF Push-in Spring Terminals | AF09-30-10K-13 Schütz 100-250V 50/60Hz / DC | AF09-30-10K-13 100-250V50/60HZ-DC Contactor |  | 5.14
1SBL137005R1401 | AF09-30-01K-14 | Active | 3471523154148 | 44.77 | 1 | 1 | stuk | Contactor AF | BE31220 | SP (Control general) | stuk | AF09 0NO+0NC Push-in Springtech. | Contacteur 4kW 400V 3-pôle 1NF Bobine code: 14 Large éventail Contact auxiliaire 0NO + 0NF Push-in Spring Terminals | AF09-30-01K-14 Schütz 250-500V 50/60Hz / DC | AF09-30-01K-14 250-500V50/60HZ-DC Contactor |  | 5.14
1SBL137005R1410 | AF09-30-10K-14 | Active | 3471523154049 | 43.8 | 1 | 1 | stuk | Contactor AF | BE31220 | SP (Control general) | stuk | AF09 0NO+0NC Push-in Springtech. | Contacteur 4kW 400V 3-pôle 1NO Bobine code: 14 Large éventail Contact auxiliaire 0NO + 0NF Push-in Spring Terminals | AF09-30-10K-14 Schütz 250-500V 50/60Hz / DC | AF09-30-10K-14 250-500V50/60HZ-DC Contactor |  | 5.14
1SBL137082R1122 | AFS09-30-22-11 | Active | 3471523005440 | 124.65 | 1 | 1 | stuk | Contactor AF Safety | BE31220 | SP (Control general) | stuk | AFS 09-30-22-11 24-60V50/60HZ 20-60VDC | AFS09-30-22-11 24-60V50/60HZ 20-60VDC Contactor | AFS09-30-22-11 Safetyschütz 24-60V 50/60Hz / 20-60V DC | AFS09-30-22-11 24-60V50/60HZ 20-60VDC Contactor
1SBL137082R1322 | AFS09-30-22-13 | Active | 3471523157033 | 92.89 | 1 | 1 | stuk | Contactor AF Safety | BE31220 | SP (Control general) | stuk | AFS09-30-22-13 100-250V50/60HZ-DC | AFS09-30-22-13 100-250V50/60HZ-DC Contactor | AFS09-30-22-13 Safetyschütz 100-250V 50/60Hz / DC | AFS09-30-22-13 100-250V50/60HZ-DC Contactor
1SBL137201R1100 | AF09-40-00-11 | Active | 3471523115019 | 41.29 | 1 | 1 | stuk | Contactor AF | BE31220 | SP (Control general) | stuk | AF09 25A (AC1) 4P 24-60Vac/20-60Vdc | Contacteur Série AF 25A (AC1), 4P, 24-60Vac/20-60Vdc | AF09-40-00-11 Schütz 24-60V 50/60Hz / 20-60V DC | AF09-40-00-11 24-60V50/60HZ 20-60VDC Contactor |  | 5.14
1SBL137201R1200 | AF09-40-00-12 | Active | 3471523115026 | 41.29 | 1 | 1 | stuk | Contactor AF | BE31220 | SP (Control general) | stuk | AF09 25A (AC1) 4P 48-130Vac/dc | Contacteur Série AF 25A (AC1), 4P, 48-130Vac/dc | AF09-40-00-12 Schütz 48-130V 50/60Hz / DC | AF09-40-00-12 48-130V50/60HZ-DC Contactor |  | 5.14
1SBL137201R1300 | AF09-40-00-13 | Active | 3471523115033 | 41.29 | 1 | 1 | stuk | Contactor AF | BE31220 | SP (Control general) | stuk | AF09 25A (AC1) 4P 100-250Vac/dc | Contacteur Série AF 25A (AC1), 4P, 100-250Vac/dc | AF09-40-00-13 Schütz 100-250V 50/60Hz / DC | AF09-40-00-13 100-250V50/60HZ-DC Contactor |  | 5.14
1SBL137201R1400 | AF09-40-00-14 | Active | 3471523115040 | 41.29 | 1 | 1 | stuk | Contactor AF | BE31220 | SP (Control general) | stuk | AF09 25A (AC1) 4P 250-500Vac/dc | Contacteur Série AF 25A (AC1), 4P, 250-500Vac/dc | AF09-40-00-14 Schütz 250-500V 50/60Hz / DC | AF09-40-00-14 250-500V50/60HZ-DC Contactor |  | 5.14
1SBL137501R1100 | AF09-22-00-11 | Active | 3471523116214 | 47.53 | 1 | 1 | stuk | Contactor AF | BE31220 | SP (Control general) | stuk | AF09 25A (AC1) 4P (2NO/2NC) 24-60Vac/20-60Vdc | Contacteur Série AF 25A (AC1), 4P (2NO/2NC), 24-60Vac/ 20-60Vdc | AF09-22-00-11 Schütz 24-60V 50/60Hz / 20-60V DC | AF09-22-00-11 24-60V50/60HZ 20-60VDC Contactor |  | 5.14
1SBL137501R1200 | AF09-22-00-12 | Active | 3471523116221 | 47.53 | 1 | 1 | stuk | Contactor AF | BE31220 | SP (Control general) | stuk | AF09 25A (AC1) 4P (2NO/2NC) 48-130Vac/dc | Contacteur Série AF 25A (AC1), 4P (2NO/2NC), 48-130Vac/dc | AF09-22-00-12 Schütz 48-130V 50/60Hz / DC | AF09-22-00-12 48-130V50/60HZ-DC Contactor |  | 5.14
1SBL137501R1300 | AF09-22-00-13 | Active | 3471523116238 | 47.53 | 1 | 1 | stuk | Contactor AF | BE31220 | SP (Control general) | stuk | AF09-22-00-13 100-250V50/60HZ-DC | Contacteur Série AF 25A (AC1), 4P (2NO/2NC), 100-250Vac/dc | AF09-22-00-12 Schütz 100-250V 50/60Hz / DC | AF09-22-00-13 100-250V50/60HZ-DC Contactor |  | 5.14
1SBL137501R1400 | AF09-22-00-14 | Active | 3471523116245 | 47.53 | 1 | 1 | stuk | Contactor AF | BE31220 | SP (Control general) | stuk | AF09-22-00-14 250-500V50/60HZ-DC | Contacteur Série AF 25A (AC1), 4P (2NO/2NC), 250-500Vac/dc | AF09-22-00-14 Schütz 250-500V 50/60Hz / DC | AF09-22-00-14 250-500V50/60HZ-DC Contactor |  | 5.14
1SBL141010R8001 | A9-30-01RT 220-230V 50Hz / 230-240V 60Hz | Active | 3471522262103 | 67.11 | 1 | 1 | stuk | Contactor A-Line | BE31220 | SP (Control general) | stuk | A9-30-01RT 220-230V 50Hz/230-240V 60Hz | Contacteur Série A A9-30-01RT 220-230V 50Hz / 230-240V 60Hz | Contactor A range A9-30-01RT 220-230V 50Hz / 230-240V 60Hz | A9-30-01RT 220-230V 50Hz / 230-240V 60Hz Contactor
1SBL141201R8300 | A9-40-00 48V 50Hz / 48V 60Hz | Limited | 3471522032836 | 84.95 | 1 | 1 | stuk | Contactor A-Line | BE31220 | SP (Control general) | stuk | A 4p 9A 48V 50/60Hz | Contacteur, gamme A, 4p 9A 48V 50/60Hz | A9-40-00 Schütz 48V 50/60Hz | A9-40-00 48V 50Hz / 48V 60Hz Contactor
1SBL143060R5101 | TAL9-30-01RT 17-32V DC | Active | 3471522362216 | 122.5 | 1 | 1 | stuk | Contactor A-Line | BE31220 | SP (Control general) | stuk | TAL9 TAL9-30-01RT 17-32V DC | Contacteur gamme (T)AL TAL9-30-01RT 17-32V DC | TAL9-30-01RT Schütz 17-32V DC | TAL9-30-01RT 17-32V DC Contactor |  | 5.14
1SBL143060R5110 | TAL9-30-10RT 17-32V DC | Active | 3471522362117 | 128.43 | 1 | 1 | stuk | Contactor A-Line | BE31220 | SP (Control general) | stuk | TAL9 TAL9-30-10RT 17-32V DC | Contacteur gamme (T)AL TAL9-30-10RT 17-32V DC | Contactor (T)AL-range TAL9-30-10RT 17-32V DC | TAL9-30-10RT 17-32V DC Contactor |  | 5.14
1SBL143060R5410 | TAL9-30-10RT 36-65V DC | Limited | 3471522362131 | 129.32 | 1 | 1 | stuk | Contactor A-Line | BE31220 | SP (Control general) | stuk | TAL9 TAL9-30-10RT 36-65V DC | TAL9-30-10RT 36-65V DC Contactor | TAL9-30-10RT 36-65V DC | TAL9-30-10RT 36-65V DC Contactor
1SBL143060R5510 | TAL9-30-10RT 50-90V DC | Limited | 3471522362148 | 150.22 | 1 | 1 | stuk | Contactor A-Line | BE31220 | SP (Control general) | stuk | TAL9 TAL9-30-10RT 42-78V DC | Contacteur gamme (T)AL TAL9-30-10RT 42-78V DC | Contactor (T)AL-range TAL9-30-10RT 42-78V DC | TAL9-30-10RT 42-78V DC Contactor |  | 5.14
1SBL143060R6210 | TAL9-30-10RT 77-143V DC | Limited | 3471522362162 | 129.32 | 1 | 1 | stuk | Contactor A-Line | BE31220 | SP (Control general) | stuk | TAL9 TAL9-30-10RT 77-143V DC | TAL9-30-10RT 77-143V DC Contactor | TAL9-30-10RT 77-143V DC | TAL9-30-10RT 77-143V DC Contactor
1SBL143061R5101 | TAL9-30-01 17-32V DC | Active | 3471522310514 | 118.79 | 1 | 1 | stuk | Contactor A-Line | BE31220 | SP (Control general) | stuk | TAL9 TAL 9-30-01 17-32VDC | Contacteur gamme (T)AL 3poles 1NC 9A 17-32Vdc | TAL9-30-01 Schütz 17-32V DC | TAL9-30-01 17-32V DC Contactor |  | 5.14
1SBL143061R5110 | TAL9-30-10 17-32V DC | Active | 3471522309518 | 116.33 | 1 | 1 | stuk | Contactor A-Line | BE31220 | SP (Control general) | stuk | TAL9 TAL 9-30-10 17-32V DC | Contacteur TAL9-30-10 3p.1NO 17-32Vdc | TAL9-30-10 Schütz 17-32V DC | TAL9-30-10 17-32V DC Contactor |  | 5.14
1SBL143061R5210 | TAL9-30-10 25-45V DC | Limited | 3471522309525 | 117.57 | 1 | 1 | stuk | Contactor A-Line | BE31220 | SP (Control general) | stuk | TAL9 TAL 9-30-10 25-45V DC | TAL9-30-10 25-45V DC Contactor | TAL9-30-10 Schütz 25-45V DC | TAL9-30-10 25-45V DC Contactor
1SBL143061R5410 | TAL9-30-10 36-65V DC | Limited | 3471522309549 | 117.57 | 1 | 1 | stuk | Contactor A-Line | BE31220 | SP (Control general) | stuk | TAL9 TAL 9-30-10 36-65V DC | TAL9-30-10 36-65V DC Contactor | TAL9-30-10 Schütz 36-65V DC | TAL9-30-10 36-65V DC Contactor
1SBL143061R5501 | TAL9-30-01 50-90V DC | Limited | 3471522310552 | 138.95 | 1 | 1 | stuk | Contactor A-Line | BE31220 | SP (Control general) | stuk | TAL9 TAL 9-30-01 50-90V-DC | Contacteur gamme (T)AL 3P 1NC 9A 50-90Vdc | TAL9-30-01 Schütz 50-90V DC | TAL9-30-01 50-90V DC Contactor |  | 5.14
1SBL143061R5510 | TAL9-30-10 50-90V DC | Limited | 3471522309556 | 136.06 | 1 | 1 | stuk | Contactor A-Line | BE31220 | SP (Control general) | stuk | TAL9 TAL 9-30-10 50-90V-DC | Contacteur TAL9-30-10 3p.1NO 50-90Vdc | TAL9-30-10 Schütz 50-90V DC | TAL9-30-10 50-90V DC Contactor |  | 5.14
1SBL143061R6201 | TAL9-30-01 77-143V DC | Limited | 3471522310620 | 138.95 | 1 | 1 | stuk | Contactor A-Line | BE31220 | SP (Control general) | stuk | TAL9 TAL 9-30-01 77-143V-DC | Contacteur TAL9-30-01 3p.1NC 77-143Vdc | TAL9-30-01 Schütz 77-143V DC | TAL9-30-01 77-143V DC Contactor |  | 5.14
1SBL143061R6210 | TAL9-30-10 77-143V DC | Limited | 3471522309624 | 136.06 | 1 | 1 | stuk | Contactor A-Line | BE31220 | SP (Control general) | stuk | TAL9 TAL 9-30-10 77-143V-DC | Contacteur TAL9-30-10 3p.1NO 77-143Vdc | TAL9-30-10 Schütz 77-143V DC | TAL9-30-10 77-143V DC Contactor |  | 5.14
1SBL143061R6610 | TAL9-30-10 90-150V DC | Limited | 3471522309662 | 117.57 | 1 | 1 | stuk | Contactor A-Line | BE31220 | SP (Control general) | stuk | TAL9 TAL 9-30-10 90-150VDC | TAL9-30-10 90-150V DC Contactor | TAL9-30-10 Schütz 90-150V DC | TAL9-30-10 90-150V DC Contactor
1SBL143061R6810 | TAL9-30-10 152-264V DC | Limited | 3471522309686 | 117.57 | 1 | 1 | stuk | Contactor A-Line | BE31220 | SP (Control general) | stuk | TAL9 TAL9-30-10 152-264V DC | TAL9-30-10 152-264V DC Contactor | TAL9-30-10 Schütz 152-264V DC | TAL9-30-10 152-264V DC Contactor
1SBL143260R5500 | TAL9-40-00RT 50-90V DC | Limited | 3471522362346 | 153.11 | 1 | 1 | stuk | Contactor A-Line | BE31220 | SP (Control general) | stuk | TAL9 TAL9-40-00RT 50-90V DC | Contacteur gamme (T)AL TAL9-40-00RT 50-90V DC | Contactor (T)AL-range TAL9-40-00RT 50-90V DC | TAL9-40-00RT 50-90V DC Contactor |  | 5.14
1SBL143261R5100 | TAL9-40-00 17-32V DC | Active | 3471522311511 | 102.71 | 1 | 1 | stuk | Contactor A-Line | BE31220 | SP (Control general) | stuk | TAL9 TAL 9-40-00 17-32VDC | TAL9-40-00 17-32V DC Contactor | TAL9-40-00 Schütz 17-32V DC | TAL9-40-00 17-32V DC Contactor
1SBL143261R5400 | TAL9-40-00 36-65V DC | Limited | 3471522311542 | 138.95 | 1 | 1 | stuk | Contactor A-Line | BE31220 | SP (Control general) | stuk | TAL9 TAL 9-40-00 36-65V-DC | Contacteur TAL9-40-00 4p. 36-65Vdc | Contactor TAL9-40-00 4p. 36-65Vdc | TAL9-40-00 36-65V DC Contactor |  | 5.14
1SBL143261R5500 | TAL9-40-00 50-90V DC | Limited | 3471522311559 | 138.95 | 1 | 1 | stuk | Contactor A-Line | BE31220 | SP (Control general) | stuk | TAL9 TAL 9-40-00 50-90V-DC | Contacteur TAL9-40-00 4p. 50-90Vdc | Contactor TAL9-40-00 4p. 50-90Vdc | TAL9-40-00 50-90V DC Contactor |  | 5.14
1SBL143261R6600 | TAL9-40-00 90-150V DC | Limited | 3471522311665 | 120.12 | 1 | 1 | stuk | Contactor A-Line | BE31220 | SP (Control general) | stuk | TAL9 TAL9-40-00 90-150V DC | TAL9-40-00 90-150V DC Contactor | Contactor TAL9-40-00 4poles 9A 90-150Vdc | TAL9-40-00 90-150V DC Contactor
1SBL143560R5500 | TAL9-22-00RT 50-90V DC | Limited | 3471522362445 | 167.55 | 1 | 1 | stuk | Contactor A-Line | BE31220 | SP (Control general) | stuk | TAL9 TAL9-22-00RT 50-90V DC | Contacteur gamme (T)AL TAL9-22-00RT 50-90V DC | Contactor (T)AL-range TAL9-22-00RT 50-90V DC | TAL9-22-00RT 50-90V DC Contactor |  | 5.14
1SBL143561R6600 | TAL9-22-00 90-150V DC | Limited | 3471522312662 | 131.42 | 1 | 1 | stuk | Contactor A-Line | BE31220 | SP (Control general) | stuk | TAL9 TAL 9-22-00 90-150V DC | TAL9-22-00 90-150V DC Contactor | Contactor TAL9-22-00 2+2 main poles 9A 9 | TAL9-22-00 90-150V DC Contactor
1SBL143561R6800 | TAL9-22-00 152-264V DC | Limited | 3471522312686 | 131.42 | 1 | 1 | stuk | Contactor A-Line | BE31220 | SP (Control general) | stuk | TAL9 TAL 9-22-00 152-264V DC | TAL9-22-00 152-264V DC Contactor | Contactor TAL9-22-00 2+2 main poles 9A 1 | TAL9-22-00 152-264V DC Contactor
1SBL151001R8001 | AFC12-30-01-80 | Active | 3471523014114 | 39.78 | 1 | 1 | stuk | AF | BE31220 | SP (Control general) | stuk | Contactor AFC serie AFC12-30-01-80 | Contacteur Série AFC AFC12-30-01-80 | Contactor AFC range AFC12-30-01-80 | Contactor AFC range AFC12-30-01-80
1SBL151001R8010 | AFC12-30-10-80 | Active | 3471523014121 | 38.58 | 1 | 1 | stuk | AF | BE31220 | SP (Control general) | stuk | Contactor AFC serie AFC12-30-10-80 | Contacteur Série AFC AFC12-30-10-80 | Contactor AFC range AFC12-30-10-80 | Contactor AFC range AFC12-30-10-80
1SBL151001R8101 | AFC12-30-01-81 | Active | 3471523014145 | 39.78 | 1 | 1 | stuk | AF | BE31220 | SP (Control general) | stuk | Contactor AFC serie AFC12-30-01-81 | Contacteur Série AFC AFC12-30-01-81 | Contactor AFC range AFC12-30-01-81 | Contactor AFC range AFC12-30-01-81
1SBL151001R8110 | AFC12-30-10-81 | Active | 3471523014152 | 38.58 | 1 | 1 | stuk | AF | BE31220 | SP (Control general) | stuk | Contactor AFC serie AFC12-30-10-81 | Contacteur Série AFC AFC12-30-10-81 | Contactor AFC range AFC12-30-10-81 | Contactor AFC range AFC12-30-10-81
1SBL151001R8401 | AFC12-30-01-84 | Active | 3471523014183 | 39.78 | 1 | 1 | stuk | AF | BE31220 | SP (Control general) | stuk | Contactor AFC serie AFC12-30-01-84 | Contacteur Série AFC AFC12-30-01-84 | Contactor AFC range AFC12-30-01-84 | Contactor AFC range AFC12-30-01-84
1SBL151001R8410 | AFC12-30-10-84 | Active | 3471523014190 | 38.58 | 1 | 1 | stuk | AF | BE31220 | SP (Control general) | stuk | Contactor AFC serie AFC12-30-10-84 | Contacteur Série AFC AFC12-30-10-84 | Contactor AFC range AFC12-30-10-84 | Contactor AFC range AFC12-30-10-84
1SBL151001R8801 | AFC12-30-01-88 | Active | 3471523014312 | 39.78 | 1 | 1 | stuk | AF | BE31220 | SP (Control general) | stuk | Contactor AFC serie AFC12-30-01-88 | Contacteur Série AFC AFC12-30-01-88 | Contactor AFC range AFC12-30-01-88 | Contactor AFC range AFC12-30-01-88
1SBL151001R8810 | AFC12-30-10-88 | Active | 3471523014381 | 38.58 | 1 | 1 | stuk | AF | BE31220 | SP (Control general) | stuk | Contactor AFC serie AFC12-30-10-88 | Contacteur Série AFC AFC12-30-10-88 | Contactor AFC range AFC12-30-10-88 | Contactor AFC range AFC12-30-10-88
1SBL151005R8001 | AFC12-30-01K-80 | Active | 3471523014329 | 41.8 | 1 | 1 | stuk | AF | BE31220 | SP (Control general) | stuk | Contactor AFC serie AFC12-30-01K-80 | Contacteur Série AFC AFC12-30-01K-80 | Contactor AFC range AFC12-30-01K-80 | Contactor AFC range AFC12-30-01K-80
1SBL151005R8010 | AFC12-30-10K-80 | Active | 3471523014398 | 40.55 | 1 | 1 | stuk | AF | BE31220 | SP (Control general) | stuk | Contactor AFC serie AFC12-30-10K-80 | Contacteur Série AFC AFC12-30-10K-80 | Contactor AFC range AFC12-30-10K-80 | Contactor AFC range AFC12-30-10K-80
1SBL151005R8101 | AFC12-30-01K-81 | Active | 3471523014336 | 41.8 | 1 | 1 | stuk | AF | BE31220 | SP (Control general) | stuk | Contactor AFC serie AFC12-30-01K-81 | Contacteur Série AFC AFC12-30-01K-81 | Contactor AFC range AFC12-30-01K-81 | Contactor AFC range AFC12-30-01K-81
1SBL151005R8110 | AFC12-30-10K-81 | Active | 3471523014404 | 40.55 | 1 | 1 | stuk | AF | BE31220 | SP (Control general) | stuk | Contactor AFC serie AFC12-30-10K-81 | Contacteur Série AFC AFC12-30-10K-81 | Contactor AFC range AFC12-30-10K-81 | Contactor AFC range AFC12-30-10K-81
1SBL151005R8401 | AFC12-30-01K-84 | Active | 3471523014343 | 41.8 | 1 | 1 | stuk | AF | BE31220 | SP (Control general) | stuk | Contactor AFC serie AFC12-30-01K-84 | Contacteur Série AFC AFC12-30-01K-84 | Contactor AFC range AFC12-30-01K-84 | Contactor AFC range AFC12-30-01K-84
1SBL151005R8410 | AFC12-30-10K-84 | Active | 3471523014411 | 40.55 | 1 | 1 | stuk | AF | BE31220 | SP (Control general) | stuk | Contactor AFC serie AFC12-30-10K-84 | Contacteur Série AFC AFC12-30-10K-84 | Contactor AFC range AFC12-30-10K-84 | Contactor AFC range AFC12-30-10K-84
1SBL151005R8801 | AFC12-30-01K-88 | Active | 3471523014367 | 41.8 | 1 | 1 | stuk | AF | BE31220 | SP (Control general) | stuk | Contactor AFC serie AFC12-30-01K-88 | Contacteur Série AFC AFC12-30-01K-88 | Contactor AFC range AFC12-30-01K-88 | Contactor AFC range AFC12-30-01K-88
1SBL151005R8810 | AFC12-30-10K-88 | Active | 3471523014435 | 40.55 | 1 | 1 | stuk | AF | BE31220 | SP (Control general) | stuk | Contactor AFC serie AFC12-30-10K-88 | Contacteur Série AFC AFC12-30-10K-88 | Contactor AFC range AFC12-30-10K-88 | Contactor AFC range AFC12-30-10K-88
1SBL156001R2001 | AF12Z-30-01-20 | Active | 3471523113602 | 72.12 | 1 | 1 | stuk | Contactor AF | BE31220 | SP (Control general) | stuk | AF12Z AF 12Z-30-01-20 12-20VDC verbr. | Contacteur Série AF 12A (AC3), 3P, 1NC, 12-20Vdc, faible consommation | AF12Z-30-01-20 Schütz 12- 20V DC | AF12Z-30-01-20 12-20VDC Contactor |  | 5.14
1SBL156001R2010 | AF12Z-30-10-20 | Active | 3471523113503 | 69.84 | 1 | 1 | stuk | Contactor AF | BE31220 | SP (Control general) | stuk | AF12Z AF 12Z-30-10-20 12-20VDC verbr. | Contacteur Série AF 12A (AC3), 3P, 1NO, 12-20Vdc, faible consommation | AF12Z-30-10-20 Schütz 12- 20V DC | AF12Z-30-10-20 12-20VDC Contactor |  | 5.14
1SBL156001R2101 | AF12Z-30-01-21 | Active | 3471523113619 | 72.12 | 1 | 1 | stuk | Contactor AF | BE31220 | SP (Control general) | stuk | Contactor AF AF12Z-30-01-21 | Contacteur Série AF 12A (AC3), 3P, 1NC, 24-60Vac/20-60Vdc, faible consommation | AF12Z-30-01-21 Schütz 24-60V 50/60Hz / 20-60V DC | AF12Z-30-01-21 24-60V50/60HZ 20-60VDC Contactor |  | 5.14
1SBL156001R2110 | AF12Z-30-10-21 | Active | 3471523113510 | 69.84 | 1 | 1 | stuk | Contactor AF | BE31220 | SP (Control general) | stuk | Contactor AF AF12Z-30-10-21 | Contacteur Série AF 12A (AC3), 3P, 1NO, 24-60Vac/20-60Vdc, faible consommation | AF12Z-30-10-21 Schütz 24-60V 50/60Hz / 20-60V DC | AF12Z-30-10-21 24-60V50/60HZ 20-60VDC Contactor |  | 5.14
1SBL156001R2122 | AF12Z-30-22-21 | Active | 3471523113718 | 99.96 | 1 | 1 | stuk | Contactor AF | BE31220 | SP (Control general) | stuk | AF12Z-30-22-21 24-60V50/60HZ 20-60VDC | Contacteur Série AF 12A (AC3), 3P, 2NO/2NC, 24-60Vac/ 20-60Vdc, faible consommation | AF12Z-30-22-21 Schütz 24-60V 50/60Hz / 20-60V DC | AF12Z-30-22-21 24-60V50/60HZ 20-60VDC Contactor |  | 5.14
1SBL156001R2201 | AF12Z-30-01-22 | Active | 3471523113626 | 72.12 | 1 | 1 | stuk | Contactor AF | BE31220 | SP (Control general) | stuk | AF12Z AF 12Z-30-01-22 48-130VAC/DC verbr. | Contacteur Série AF 12A (AC3), 3P, 1NC, 48-130Vac/dc, faible consommation | AF12Z-30-01-22 Schütz 48-130V 50/60Hz / DC | AF12Z-30-01-22 48-130V50/60HZ-DC Contactor |  | 5.14
1SBL156001R2210 | AF12Z-30-10-22 | Active | 3471523113527 | 69.84 | 1 | 1 | stuk | Contactor AF | BE31220 | SP (Control general) | stuk | AF12Z AF 12Z-30-10-22 48-130VAC/DC verbr. | Contacteur Série AF 12A (AC3), 3P, 1NO, 48-130Vac/dc, faible consommation | AF12Z-30-10-22 Schütz 48-130V 50/60Hz / DC | AF12Z-30-10-22 48-130V50/60HZ-DC Contactor |  | 5.14
1SBL156001R2301 | AF12Z-30-01-23 | Active | 3471523113633 | 72.12 | 1 | 1 | stuk | Contactor AF | BE31220 | SP (Control general) | stuk | AF12Z-30-01-23 100-250V50/60HZ-DC | Contacteur Série AF 12A (AC3), 3P, 1NC, 100-250Vac/dc, faible consommation | AF12Z-30-01-23 Schütz 100-250V 50/60Hz / DC | AF12Z-30-01-23 100-250V50/60HZ-DC Contactor |  | 5.14
1SBL156001R2310 | AF12Z-30-10-23 | Active | 3471523113534 | 69.84 | 1 | 1 | stuk | Contactor AF | BE31220 | SP (Control general) | stuk | AF12Z-30-10-23 100-250V50/60HZ-DC | Contacteur Série AF 12A (AC3), 3P, 1NO, 100-250Vac/dc, faible consommation | AF12Z-30-10-23 Schütz 100-250V 50/60Hz / DC | AF12Z-30-10-23 100-250V50/60HZ-DC Contactor |  | 5.14
1SBL156001R3001 | AF12Z-30-01-30 | Active | 3471523113695 | 87.91 | 1 | 1 | stuk | Contactor AF | BE31220 | SP (Control general) | stuk | AF12Z AF 12Z-30-01-30 24VDC | AF12Z-30-01-30 24VDC Contactor | AF 12Z-30-01-30 24VDC | AF12Z-30-01-30 24VDC Contactor
1SBL156001R3010 | AF12Z-30-10-30 | Active | 3471523113596 | 85.24 | 1 | 1 | stuk | Contactor AF | BE31220 | SP (Control general) | stuk | AF12Z AF 12Z-30-10-30 24VDC | AF12Z-30-10-30 24VDC Contactor | AF 12Z-30-10-30 24VDC | AF12Z-30-10-30 24VDC Contactor
1SBL156005R2001 | AF12Z-30-01K-20 | Active | 3471523155909 | 75.12 | 1 | 1 | stuk | Contactor AF | BE31220 | SP (Control general) | stuk | Contactor AF AF12Z-30-01K-20 | Contacteur 5,5kW 400V 3-pôle 1NF Bobine code: 11 Large éventail Faible bobine usage, sortie directe PLC Push-in Spring Terminals | AF12Z-30-01K-20 Schütz 12-20VDC | AF12Z-30-01K-20 12-20VDC Contactor |  | 5.14
1SBL156005R2010 | AF12Z-30-10K-20 | Active | 3471523155800 | 72.72 | 1 | 1 | stuk | Contactor AF | BE31220 | SP (Control general) | stuk | Contactor AF AF12Z-30-10K-20 | Contacteur 5,5kW 400V 3-pôle 1NO Bobine code: 11 Large éventail Faible bobine usage, sortie directe PLC Push-in Spring Terminals | AF12Z-30-10K-20 Schütz 12-20VDC | AF12Z-30-10K-20 12-20VDC Contactor |  | 5.14
1SBL156005R2101 | AF12Z-30-01K-21 | Active | 3471523155916 | 75.12 | 1 | 1 | stuk | Contactor AF | BE31220 | SP (Control general) | stuk | AF12Z-30-01K-21 24-60V50/60HZ 20-60VDC | Contacteur 5,5kW 400V 3-pôle 1NF Bobine code: 12 Large éventail Faible bobine usage, sortie directe PLC Push-in Spring Terminals | AF12Z-30-01K-21 Schütz 24-60V 50/60Hz / 20-60VDC | AF12Z-30-01K-21 24-60V50/60HZ 20-60VDC Contactor |  | 5.14
1SBL156005R2110 | AF12Z-30-10K-21 | Active | 3471523155817 | 72.72 | 1 | 1 | stuk | Contactor AF | BE31220 | SP (Control general) | stuk | AF12Z-30-10K-21 24-60V50/60HZ 20-60VDC | Contacteur 5,5kW 400V 3-pôle 1NO Bobine code: 12 Large éventail Faible bobine usage, sortie directe PLC Push-in Spring Terminals | AF12Z-30-10K-21 Schütz 24-60V 50/60Hz / 20-60VDC | AF12Z-30-10K-21 24-60V50/60HZ 20-60VDC Contactor |  | 5.14
1SBL156005R2201 | AF12Z-30-01K-22 | Active | 3471523155923 | 75.12 | 1 | 1 | stuk | Contactor AF | BE31220 | SP (Control general) | stuk | AF12Z-30-01K-22 48-130V50/60HZ-DC | Contacteur 5,5kW 400V 3-pôle 1NF Bobine code: 13 Large éventail Faible bobine usage, sortie directe PLC Push-in Spring Terminals | AF12Z-30-01K-22 Schütz 48-130V 50/60Hz / DC | AF12Z-30-01K-22 48-130V50/60HZ-DC Contactor |  | 5.14
1SBL156005R2210 | AF12Z-30-10K-22 | Active | 3471523155824 | 72.72 | 1 | 1 | stuk | Contactor AF | BE31220 | SP (Control general) | stuk | AF12Z-30-10K-22 48-130V50/60HZ-DC | Contacteur 5,5kW 400V 3-pôle 1NO Bobine code: 13 Large éventail Faible bobine usage, sortie directe PLC Push-in Spring Terminals | AF12Z-30-10K-22 Schütz 48-130V 50/60Hz / DC | AF12Z-30-10K-22 48-130V50/60HZ-DC Contactor |  | 5.14
1SBL156005R2301 | AF12Z-30-01K-23 | Active | 3471523155930 | 75.12 | 1 | 1 | stuk | Contactor AF | BE31220 | SP (Control general) | stuk | AF12Z-30-01K-23 100-250V50/60HZ-DC | Contacteur 5,5kW 400V 3-pôle 1NF Bobine code: 14 Large éventail Faible bobine usage, sortie directe PLC Push-in Spring Terminals | AF12Z-30-01K-23 Schütz 100-250V 50/60Hz / DC | AF12Z-30-01K-23 100-250V50/60HZ-DC Contactor |  | 5.14
1SBL156005R2310 | AF12Z-30-10K-23 | Active | 3471523155831 | 72.72 | 1 | 1 | stuk | Contactor AF | BE31220 | SP (Control general) | stuk | AF12Z-30-10K-23 100-250V50/60HZ-DC | Contacteur 5,5kW 400V 3-pôle 1NO Bobine code: 14 Large éventail Faible bobine usage, sortie directe PLC Push-in Spring Terminals | AF12Z-30-10K-23 Schütz 100-250V 50/60Hz / DC | AF12Z-30-10K-23 100-250V50/60HZ-DC Contactor |  | 5.14
1SBL156060R2110 | AF12ZB-30-10RT-21 | Active | 3471523127913 | 109.55 | 1 | 1 | stuk | Contactor AF Railway | BE31220 | SP (Control general) | stuk | AF12ZB AF12ZB-30-10RT-21 | Contacteur Gamme AF AF12ZB-30-10RT-21 24-60V50/60HZ 20-60VDC | Contactor AF range AF12ZB-30-10RT-21 24-60V50/60HZ 20-60VDC | AF12ZB-30-10RT-21 24-60V50/60HZ 20-60VDC Contactor |  | 5.14
1SBL156060R2210 | AF12ZB-30-10RT-22 | Active | 3471523127920 | 119.69 | 1 | 1 | stuk | Contactor AF Railway | BE31220 | SP (Control general) | stuk | AF12ZB AF 12ZB-30-10RT-22 48-130V | AF12ZB-30-10RT-22 CONT AFZ 5.5KW AC3-3P+1NF- 48...130VAC/DC-FER RT | Contactor 5,5kW 400V 4-Pole Coil code: 22 Wide range Aux. contact 0NO + 0NC | AF12ZB-30-10RT-22 48-130V50/60HZ-DC Contactor |  | 5.14
1SBL156061R2101 | AF12ZB-30-01-21 | Active | 3471523123816 | 111.28 | 1 | 1 | stuk | Contactor AF Railway | BE31220 | SP (Control general) | stuk | AF12ZB AF 12ZB-30-01-21 20-60VDC | AF12ZB-30-01-21 CONT AFZ 5.5KW AC3-3P+1NF- 24/20...60VAC/DC-FER | AF12ZB-30-01-21 Schütz 24-60V 50/60Hz / 20-60V DC | AF12ZB-30-01-21 24-60V50/60HZ 20-60VDC Contactor |  | 5.14
1SBL156061R2110 | AF12ZB-30-10-21 | Active | 3471523123717 | 108.69 | 1 | 1 | stuk | Contactor AF Railway | BE31220 | SP (Control general) | stuk | AF12ZB AF 12ZB-30-10-21 20-60VDC | AF12ZB-30-10-21 CONT AFZ 5.5KW AC3-3P+1NO- 24/20...60VAC/DC-FER | AF12ZB-30-10-21 Schütz 24-60V 50/60Hz / 20-60V DC | AF12ZB-30-10-21 24-60V50/60HZ 20-60VDC Contactor |  | 5.14
1SBL156061R2201 | AF12ZB-30-01-22 | Active | 3471523123823 | 111.28 | 1 | 1 | stuk | Contactor AF Railway | BE31220 | SP (Control general) | stuk | AF12ZB AF 12ZB-30-01-22 48-130VDC | AF12ZB-30-01-22 CONT AFZ 5.5KW AC3-3P+2NO+2NF- 24/20...60VAC/DC-FER | AF12ZB-30-01-22 Schütz 48-130V 50/60Hz / DC | AF12ZB-30-01-22 48-130V50/60HZ-DC Contactor |  | 5.14
1SBL156061R2210 | AF12ZB-30-10-22 | Active | 3471523123724 | 108.69 | 1 | 1 | stuk | Contactor AF Railway | BE31220 | SP (Control general) | stuk | AF12ZB AF 12ZB-30-10-22 48-130VDC | AF12ZB-30-10-22 CONT AFZ 5.5KW AC3-3P+1NF- 48...130VAC/DC-FER | AF12ZB-30-10-22 Schütz 48-130V 50/60Hz / DC | AF12ZB-30-10-22 48-130V50/60HZ-DC Contactor |  | 5.14
1SBL156061R2301 | AF12ZB-30-01-23 | Active | 3471523123830 | 111.28 | 1 | 1 | stuk | Contactor AF Railway | BE31220 | SP (Control general) | stuk | AF12ZB AF 12ZB-30-01-23 100-250VDC | AF12ZB-30-01-23 CONT AFZ 5.5KW AC3-3P+1NO- 48...130VAC/DC-FER | AF12ZB-30-01-23 Schütz 100-250V 50/60Hz / DC | AF12ZB-30-01-23 100-250V50/60HZ-DC Contactor |  | 5.14
1SBL156061R2310 | AF12ZB-30-10-23 | Active | 3471523123731 | 108.69 | 1 | 1 | stuk | Contactor AF Railway | BE31220 | SP (Control general) | stuk | AF12ZB AF 12ZB-30-10-23 100-250VDC | AF12ZB-30-10-23 CONT AFZ 5.5KW AC3-3P+2NO+2NF- 48...130VAC/DC-FER | AF12ZB-30-10-23 Schütz 100-250V 50/60Hz / DC | AF12ZB-30-10-23 100-250V50/60HZ-DC Contactor |  | 5.14
1SBL156082R3022 | AFS12Z-30-22-30 | Active | 3471523158290 | 111.92 | 1 | 1 | stuk | AF Safety | BE31220 | SP (Control general) | stuk | Contactor AFS serie AFS12Z-30-22-30 | Contacteur Série AFS AFS12Z-30-22-30 | Contactor AFS range AFS12Z-30-22-30 | Contactor AFS range AFS12Z-30-22-30
1SBL157001R1101 | AF12-30-01-11 | Active | 3471523110410 | 46.32 | 1 | 1 | stuk | Contactor AF | BE31220 | SP (Control general) | stuk | AF12 AF 12-30-01-11 24-60VAC 20-60VDC | Contacteur Série AF 12A (AC3), 3P, 1NC, 24-60Vac/20-60Vdc | AF12-30-01-11 Schütz 24-60V 50/60Hz / 20-60V DC | AF12-30-01-11 24-60V50/60HZ 20-60VDC Contactor |  | 5.14
1SBL157001R1110 | AF12-30-10-11 | Active | 3471523110311 | 44.89 | 1 | 1 | stuk | Contactor AF | BE31220 | SP (Control general) | stuk | AF12 AF 12-30-10-11 24-60VAC 20-60VDC | Contacteur Série AF 12A (AC3), 3P, 1NO, 24-60Vac/20-60Vdc | AF12-30-10-11 Schütz 24-60V 50/60Hz / 20-60V DC | AF12-30-10-11 24-60V50/60HZ 20-60VDC Contactor |  | 5.14
1SBL157001R1201 | AF12-30-01-12 | Active | 3471523110427 | 46.32 | 1 | 1 | stuk | Contactor AF | BE31220 | SP (Control general) | stuk | AF12 AF 12-30-01-12 48-130VAC/DC | Contacteur Série AF 12A (AC3), 3P, 1NC, 48-130Vac/dc | AF12-30-01-12 Schütz 48-130V 50/60Hz / DC | AF12-30-01-12 48-130V50/60HZ-DC Contactor |  | 5.14
1SBL157001R1210 | AF12-30-10-12 | Active | 3471523110328 | 44.89 | 1 | 1 | stuk | Contactor AF | BE31220 | SP (Control general) | stuk | AF12 AF 12-30-10-12 48-130VAC/DC | Contacteur Série AF 12A (AC3), 3P, 1NO, 48-130Vac/dc | AF12-30-10-12 Schütz 48-130V 50/60Hz / DC | AF12-30-10-12 48-130V50/60HZ-DC Contactor |  | 5.14
1SBL157001R1222 | AF12-30-22-12 | Active | 3471523110526 | 75.37 | 1 | 1 | stuk | Contactor AF | BE31220 | SP (Control general) | stuk | AF12 AF12-30-22-12 48-130Vac/dc | Contacteur Série AF 12A (AC3), 3P, 2NO/2NC, 48-130Vac/dc | AF12-30-22-12 Schütz 48-130V 50/60Hz / DC | AF12-30-22-12 48-130V50/60HZ-DC Contactor |  | 5.14
1SBL157001R1301 | AF12-30-01-13 | Active | 3471523110434 | 46.32 | 1 | 1 | stuk | Contactor AF | BE31220 | SP (Control general) | stuk | AF12 AF 12-30-01-13 100-250VAC/DC | Contacteur Série AF 12A (AC3), 3P, 1NC, 100-250Vac/dc | AF12-30-01-13 Schütz 100-250V 50/60Hz / DC | AF12-30-01-13 100-250V50/60HZ-DC Contactor |  | 5.14
1SBL157001R1310 | AF12-30-10-13 | Active | 3471523110335 | 44.89 | 1 | 1 | stuk | Contactor AF | BE31220 | SP (Control general) | stuk | AF12 AF 12-30-10-13 100-250VAC/DC | Contacteur Série AF 12A (AC3), 3P, 1NO, 100-250Vac/dc | AF12-30-10-13 Schütz 100-250V 50/60Hz / DC | AF12-30-10-13 100-250V50/60HZ-DC Contactor |  | 5.14
1SBL157001R1322 | AF12-30-22-13 | Active | 3471523110533 | 75.37 | 1 | 1 | stuk | Contactor AF | BE31220 | SP (Control general) | stuk | AF12 AF12-30-22-13 100-250Vac/dc | Contacteur Série AF 12A (AC3), 3P, 2NO/2NC, 100-250Vac/dc | AF12-30-22-13 Schütz 100-250V 50/60Hz / DC | AF12-30-22-13 100-250V50/60HZ-DC Contactor |  | 5.14
1SBL157001R1401 | AF12-30-01-14 | Active | 3471523110441 | 46.32 | 1 | 1 | stuk | Contactor AF | BE31220 | SP (Control general) | stuk | AF12 AF 12-30-01-14 250-500VAC/DC | Contacteur Série AF 12A (AC3), 3P, 1NC, 250-500Vac/dc | AF12-30-01-14 Schütz 250-500V 50/60Hz / DC | AF12-30-01-14 250-500V50/60HZ-DC Contactor |  | 5.14
1SBL157001R1410 | AF12-30-10-14 | Active | 3471523110342 | 44.89 | 1 | 1 | stuk | Contactor AF | BE31220 | SP (Control general) | stuk | AF12 AF 12-30-10-14 250-500VAC/DC | Contacteur Série AF 12A (AC3), 3P, 1NO, 250-500Vac/dc | AF12-30-10-14 Schütz 250-500V 50/60Hz / DC | AF12-30-10-14 250-500V50/60HZ-DC Contactor |  | 5.14
1SBL157001R1422 | AF12-30-22-14 | Active | 3471523110540 | 69.37 | 1 | 1 | stuk | Contactor AF | BE31220 | SP (Control general) | stuk | AF12 AF12-30-22-14 | Contacteur Série AF 12A (AC3), 3P, 2NO/2NC, 250-500Vac/dc | AF12-30-22-14 Schütz 250-500V 50/60Hz / DC | AF12-30-22-14 250-500V50/60HZ-DC Contactor |  | 5.14
1SBL157005R1101 | AF12-30-01K-11 | Active | 3471523154414 | 50.04 | 1 | 1 | stuk | Contactor AF | BE31220 | SP (Control general) | stuk | AF12-30-01K-11 24-60V50/60HZ 20-60VDC | Contacteur 5,5kW 400V 3-pôle 1NF Bobine code: 11 Large éventail Contact auxiliaire 0NO + 0NF Push-in Spring Terminals | AF12-30-01K-11 Schütz 24-60V 50/60Hz / 20-60V DC | AF12-30-01K-11 24-60V50/60HZ 20-60VDC Contactor |  | 5.14
1SBL157005R1110 | AF12-30-10K-11 | Active | 3471523154315 | 48.48 | 1 | 1 | stuk | Contactor AF | BE31220 | SP (Control general) | stuk | AF12-30-10K-11 24-60V50/60HZ 20-60VDC | Contacteur 5,5kW 400V 3-pôle 1NO Bobine code: 11 Large éventail Contact auxiliaire 0NO + 0NF Push-in Spring Terminals | AF12-30-10K-11 Schütz 24-60V 50/60Hz / 20-60V DC | AF12-30-10K-11 24-60V50/60HZ 20-60VDC Contactor |  | 5.14
1SBL157005R1201 | AF12-30-01K-12 | Active | 3471523154421 | 50.04 | 1 | 1 | stuk | Contactor AF | BE31220 | SP (Control general) | stuk | AF12-30-01K-12 48-130V50/60HZ-DC | Contacteur 5,5kW 400V 3-pôle 1NF Bobine code: 12 Large éventail Contact auxiliaire 0NO + 0NF Push-in Spring Terminals | AF12-30-01K-12 Schütz 48-130V 50/60Hz / DC | AF12-30-01K-12 48-130V50/60HZ-DC Contactor |  | 5.14
1SBL157005R1210 | AF12-30-10K-12 | Active | 3471523154322 | 48.48 | 1 | 1 | stuk | Contactor AF | BE31220 | SP (Control general) | stuk | AF12-30-10K-12 48-130V50/60HZ-DC | Contacteur 5,5kW 400V 3-pôle 1NO Bobine code: 12 Large éventail Contact auxiliaire 0NO + 0NF | AF12-30-10K-12 Schütz 48-130V 50/60Hz / DC | AF12-30-10K-12 48-130V50/60HZ-DC Contactor |  | 5.14
1SBL157005R1301 | AF12-30-01K-13 | Active | 3471523154438 | 50.04 | 1 | 1 | stuk | Contactor AF | BE31220 | SP (Control general) | stuk | AF12-30-01K-13 100-250V50/60HZ-DC | Contacteur 5,5kW 400V 3-pôle 1NF Bobine code: 13 Large éventail Contact auxiliaire 0NO + 0NF Push-in Spring Terminals | AF12-30-01K-13 Schütz 100-250V 50/60Hz / DC | AF12-30-01K-13 100-250V50/60HZ-DC Contactor |  | 5.14
1SBL157005R1310 | AF12-30-10K-13 | Active | 3471523154339 | 48.48 | 1 | 1 | stuk | Contactor AF | BE31220 | SP (Control general) | stuk | AF12-30-10K-13 100-250V50/60HZ-DC | Contacteur 5,5kW 400V 3-pôle 1NO Bobine code: 13 Large éventail Contact auxiliaire 0NO + 0NF Push-in Spring Terminals | AF12-30-10K-13 Schütz 100-250V 50/60Hz / DC | AF12-30-10K-13 100-250V50/60HZ-DC Contactor |  | 5.14
1SBL157005R1401 | AF12-30-01K-14 | Active | 3471523154445 | 50.04 | 1 | 1 | stuk | Contactor AF | BE31220 | SP (Control general) | stuk | AF12-30-01K-14 250-500V50/60HZ-DC | Contacteur 5,5kW 400V 3-pôle 1NF Bobine code: 14 Large éventail Contact auxiliaire 0NO + 0NF Push-in Spring Terminals | AF12-30-01K-14 Schütz 250-500V 50/60Hz / DC | AF12-30-01K-14 250-500V50/60HZ-DC Contactor |  | 5.14
1SBL157005R1410 | AF12-30-10K-14 | Active | 3471523154346 | 48.48 | 1 | 1 | stuk | Contactor AF | BE31220 | SP (Control general) | stuk | AF12-30-10K-14 250-500V50/60HZ-DC | Contacteur 5,5kW 400V 3-pôle 1NO Bobine code: 14 Large éventail Contact auxiliaire 0NO + 0NF Push-in Spring Terminals | AF12-30-10K-14 Schütz 250-500V 50/60Hz / DC | AF12-30-10K-14 250-500V50/60HZ-DC Contactor |  | 5.14
1SBL157082R1122 | AFS12-30-22-11 | Active | 3471523005457 | 125.28 | 1 | 1 | stuk | Contactor AF Safety | BE31220 | SP (Control general) | stuk | AFS12 AFS 12-30-22-11 24-60V50/60HZ 20-60VDC | AFS12-30-22-11 24-60V50/60HZ 20-60VDC Contactor | AFS12-30-22-11 Safetyschütz 24-60V 50/60Hz 20-60V DC | AFS12-30-22-11 24-60V50/60HZ 20-60VDC Contactor
1SBL157082R1322 | AFS12-30-22-13 | Active | 3471523157132 | 96.12 | 1 | 1 | stuk | Contactor AF Safety | BE31220 | SP (Control general) | stuk | AFS12 AFS 12-30-22-13 100-250V50/60HZ-DC | AFS12-30-22-13 100-250V50/60HZ-DC Contactor | AFS12-30-22-13 Safetyschütz 100-250V 50/60Hz / DC | AFS12-30-22-13 100-250V50/60HZ-DC Contactor
1SBL161001R6210 | A12-30-10 230/400V 50Hz | Limited | 3471522042620 | 85.05 | 1 | 1 | stuk | Contactor A-Line | BE31220 | SP (Control general) | stuk | A12 A12-30-10 230/400V 50Hz | Contacteur gamme A A12-30-10 230/400V 50Hz | Contactor A-range A12-30-10 230/400V 50Hz | A12-30-10 230/400V 50Hz Contactor
1SBL163061R5110 | TAL12-30-10 17-32V DC | Active | 3471522313515 | 104.57 | 1 | 1 | stuk | Contactor A-Line | BE31220 | SP (Control general) | stuk | TAL12 TAL 12-30-10 17-32V DC | TAL12-30-10 17-32V DC Contactor | TAL12-30-10 Schütz 17-32V DC | TAL12-30-10 17-32V DC Contactor
1SBL163061R6210 | TAL12-30-10 77-143V DC | Limited | 3471522313621 | 122.3 | 1 | 1 | stuk | Contactor A-Line | BE31220 | SP (Control general) | stuk | TAL12 TAL 12-30-10 77-143V DC | TAL12-30-10 77-143V DC Contactor | TAL12-30-10 Schütz 77-143V DC | TAL12-30-10 77-143V DC Contactor
1SBL171001R8001 | AFC16-30-01-80 | Active | 3471523014442 | 56.52 | 1 | 1 | stuk | AF | BE31220 | SP (Control general) | stuk | Contactor AFC serie AFC16-30-01-80 | Contacteur Série AFC AFC16-30-01-80 | Contactor AFC range AFC16-30-01-80 | Contactor AFC range AFC16-30-01-80
1SBL171001R8010 | AFC16-30-10-80 | Active | 3471523014459 | 55.33 | 1 | 1 | stuk | AF | BE31220 | SP (Control general) | stuk | Contactor AFC serie AFC16-30-10-80 | Contacteur Série AFC AFC16-30-10-80 | Contactor AFC range AFC16-30-10-80 | Contactor AFC range AFC16-30-10-80
1SBL171001R8101 | AFC16-30-01-81 | Active | 3471523014466 | 56.52 | 1 | 1 | stuk | AF | BE31220 | SP (Control general) | stuk | Contactor AFC serie AFC16-30-01-81 | Contacteur Série AFC AFC16-30-01-81 | Contactor AFC range AFC16-30-01-81 | Contactor AFC range AFC16-30-01-81
1SBL171001R8110 | AFC16-30-10-81 | Active | 3471523014473 | 55.33 | 1 | 1 | stuk | AF | BE31220 | SP (Control general) | stuk | Contactor AFC serie AFC16-30-10-81 | Contacteur Série AFC AFC16-30-10-81 | Contactor AFC range AFC16-30-10-81 | Contactor AFC range AFC16-30-10-81
1SBL171001R8401 | AFC16-30-01-84 | Active | 3471523014480 | 56.52 | 1 | 1 | stuk | AF | BE31220 | SP (Control general) | stuk | Contactor AFC serie AFC16-30-01-84 | Contacteur Série AFC AFC16-30-01-84 | Contactor AFC range AFC16-30-01-84 | Contactor AFC range AFC16-30-01-84
1SBL171001R8410 | AFC16-30-10-84 | Active | 3471523014497 | 55.33 | 1 | 1 | stuk | AF | BE31220 | SP (Control general) | stuk | Contactor AFC serie AFC16-30-10-84 | Contacteur Série AFC AFC16-30-10-84 | Contactor AFC range AFC16-30-10-84 | Contactor AFC range AFC16-30-10-84
1SBL171001R8801 | AFC16-30-01-88 | Active | 3471523014527 | 56.52 | 1 | 1 | stuk | AF | BE31220 | SP (Control general) | stuk | Contactor AFC serie AFC16-30-01-88 | Contacteur Série AFC AFC16-30-01-88 | Contactor AFC range AFC16-30-01-88 | Contactor AFC range AFC16-30-01-88
1SBL171001R8810 | AFC16-30-10-88 | Active | 3471523014534 | 55.33 | 1 | 1 | stuk | AF | BE31220 | SP (Control general) | stuk | Contactor AFC serie AFC16-30-10-88 | Contacteur Série AFC AFC16-30-10-88 | Contactor AFC range AFC16-30-10-88 | Contactor AFC range AFC16-30-10-88
1SBL171005R8001 | AFC16-30-01K-80 | Active | 3471523014541 | 59.35 | 1 | 1 | stuk | AF | BE31220 | SP (Control general) | stuk | Contactor AFC serie AFC16-30-01K-80 | Contacteur Série AFC AFC16-30-01K-80 | Contactor AFC range AFC16-30-01K-80 | Contactor AFC range AFC16-30-01K-80
1SBL171005R8010 | AFC16-30-10K-80 | Active | 3471523014558 | 58.12 | 1 | 1 | stuk | AF | BE31220 | SP (Control general) | stuk | Contactor AFC serie AFC16-30-10K-80 | Contacteur Série AFC AFC16-30-10K-80 | Contactor AFC range AFC16-30-10K-80 | Contactor AFC range AFC16-30-10K-80
1SBL171005R8101 | AFC16-30-01K-81 | Active | 3471523014565 | 59.35 | 1 | 1 | stuk | AF | BE31220 | SP (Control general) | stuk | Contactor AFC serie AFC16-30-01K-81 | Contacteur Série AFC AFC16-30-01K-81 | Contactor AFC range AFC16-30-01K-81 | Contactor AFC range AFC16-30-01K-81
1SBL171005R8110 | AFC16-30-10K-81 | Active | 3471523014572 | 58.12 | 1 | 1 | stuk | AF | BE31220 | SP (Control general) | stuk | Contactor AFC serie AFC16-30-10K-81 | Contacteur Série AFC AFC16-30-10K-81 | Contactor AFC range AFC16-30-10K-81 | Contactor AFC range AFC16-30-10K-81
1SBL171005R8401 | AFC16-30-01K-84 | Active | 3471523014589 | 59.35 | 1 | 1 | stuk | AF | BE31220 | SP (Control general) | stuk | Contactor AFC serie AFC16-30-01K-84 | Contacteur Série AFC AFC16-30-01K-84 | Contactor AFC range AFC16-30-01K-84 | Contactor AFC range AFC16-30-01K-84
1SBL171005R8410 | AFC16-30-10K-84 | Active | 3471523014596 | 58.12 | 1 | 1 | stuk | AF | BE31220 | SP (Control general) | stuk | Contactor AFC serie AFC16-30-10K-84 | Contacteur Série AFC AFC16-30-10K-84 | Contactor AFC range AFC16-30-10K-84 | Contactor AFC range AFC16-30-10K-84
1SBL171005R8801 | AFC16-30-01K-88 | Active | 3471523014626 | 59.35 | 1 | 1 | stuk | AF | BE31220 | SP (Control general) | stuk | Contactor AFC serie AFC16-30-01K-88 | Contacteur Série AFC AFC16-30-01K-88 | Contactor AFC range AFC16-30-01K-88 | Contactor AFC range AFC16-30-01K-88
1SBL171005R8810 | AFC16-30-10K-88 | Active | 3471523014633 | 58.12 | 1 | 1 | stuk | AF | BE31220 | SP (Control general) | stuk | Contactor AFC serie AFC16-30-10K-88 | Contacteur Série AFC AFC16-30-10K-88 | Contactor AFC range AFC16-30-10K-88 | Contactor AFC range AFC16-30-10K-88
1SBL171201R8000 | AFC16-40-00-80 | Active | 3471523014664 | 56.52 | 1 | 1 | stuk | AF | BE31220 | SP (Control general) | stuk | Contactor AFC serie AFC16-40-00-80 | Contacteur Série AFC AFC16-40-00-80 | Contactor AFC range AFC16-40-00-80 | Contactor AFC range AFC16-40-00-80
1SBL171201R8100 | AFC16-40-00-81 | Active | 3471523014671 | 56.52 | 1 | 1 | stuk | AF | BE31220 | SP (Control general) | stuk | Contactor AFC serie AFC16-40-00-81 | Contacteur Série AFC AFC16-40-00-81 | Contactor AFC range AFC16-40-00-81 | Contactor AFC range AFC16-40-00-81
1SBL171201R8400 | AFC16-40-00-84 | Active | 3471523014688 | 56.52 | 1 | 1 | stuk | AF | BE31220 | SP (Control general) | stuk | Contactor AFC serie AFC16-40-00-84 | Contacteur Série AFC AFC16-40-00-84 | Contactor AFC range AFC16-40-00-84 | Contactor AFC range AFC16-40-00-84
1SBL171201R8800 | AFC16-40-00-88 | Active | 3471523014701 | 56.52 | 1 | 1 | stuk | AF | BE31220 | SP (Control general) | stuk | Contactor AFC serie AFC16-40-00-88 | Contacteur Série AFC AFC16-40-00-88 | Contactor AFC range AFC16-40-00-88 | Contactor AFC range AFC16-40-00-88
1SBL171501R8000 | AFC16-22-00-80 | Active | 3471523014718 | 68.92 | 1 | 1 | stuk | AF | BE31220 | SP (Control general) | stuk | Contactor AFC serie AFC16-22-00-80 | Contacteur Série AFC AFC16-22-00-80 | Contactor AFC range AFC16-22-00-80 | Contactor AFC range AFC16-22-00-80
1SBL171501R8100 | AFC16-22-00-81 | Active | 3471523014725 | 68.92 | 1 | 1 | stuk | AF | BE31220 | SP (Control general) | stuk | Contactor AFC serie AFC16-22-00-81 | Contacteur Série AFC AFC16-22-00-81 | Contactor AFC range AFC16-22-00-81 | Contactor AFC range AFC16-22-00-81
1SBL171501R8400 | AFC16-22-00-84 | Active | 3471523014732 | 68.92 | 1 | 1 | stuk | AF | BE31220 | SP (Control general) | stuk | Contactor AFC serie AFC16-22-00-84 | Contacteur Série AFC AFC16-22-00-84 | Contactor AFC range AFC16-22-00-84 | Contactor AFC range AFC16-22-00-84
1SBL171501R8800 | AFC16-22-00-88 | Active | 3471523014756 | 68.92 | 1 | 1 | stuk | AF | BE31220 | SP (Control general) | stuk | Contactor AFC serie AFC16-22-00-88 | Contacteur Série AFC AFC16-22-00-88 | Contactor AFC range AFC16-22-00-88 | Contactor AFC range AFC16-22-00-88
1SBL176001R2001 | AF16Z-30-01-20 | Active | 3471523113909 | 102.13 | 1 | 1 | stuk | Contactor AF | BE31220 | SP (Control general) | stuk | AF16Z AF 16Z-30-01-20 12-20VDC verbr. | Contacteur Série AF 18A (AC3), 3P, 1NC, 12-20Vdc, faible consommation | AF16Z-30-01-20 Schütz 12-20V DC | AF16Z-30-01-20 12-20VDC Contactor |  | 5.14
1SBL176001R2010 | AF16Z-30-10-20 | Active | 3471523113800 | 99.96 | 1 | 1 | stuk | Contactor AF | BE31220 | SP (Control general) | stuk | AF16Z AF 16Z-30-10-20 12-20VDC verbr. | Contacteur Série AF 18A (AC3), 3P, 1NO, 12-20Vdc, faible consommation | AF16Z-30-10-20 Schütz 12-20V DC | AF16Z-30-10-20 12-20VDC Contactor |  | 5.14
1SBL176001R2101 | AF16Z-30-01-21 | Active | 3471523113916 | 102.13 | 1 | 1 | stuk | Contactor AF | BE31220 | SP (Control general) | stuk | Contactor AF AF16Z-30-01-21 | Contacteur Série AF 18A (AC3), 3P, 1NC, 24-60Vac/20-60Vdc, faible consommation | AF16Z-30-01-21 Schütz 24-60V 50/60Hz / 20-60V DC | AF16Z-30-01-21 24-60V50/60HZ 20-60VDC Contactor |  | 5.14
1SBL176001R2110 | AF16Z-30-10-21 | Active | 3471523113817 | 99.96 | 1 | 1 | stuk | Contactor AF | BE31220 | SP (Control general) | stuk | Contactor AF AF16Z-30-10-21 | Contacteur Série AF 18A (AC3), 3P, 1NO, 24-60Vac/20-60Vdc, faible consommation | AF16Z-30-10-21 Schütz 24-60V 50/60Hz / 20-60V DC | AF16Z-30-10-21 24-60V50/60HZ 20-60VDC Contactor |  | 5.14
1SBL176001R2122 | AF16Z-30-22-21 | Active | 3471523114012 | 134.41 | 1 | 1 | stuk | Contactor AF | BE31220 | SP (Control general) | stuk | AF16Z AF16Z-30-22-21 24-60Vac/20-60Vdc :2NO+2NC | Contacteur Série AF 18A (AC3), 3P, 2NO/2NC, 24-60Vac/ 20-60Vdc, faible consommation | AF16Z-30-22-21 Schütz 24-60V 50/60Hz / 20-60V DC | AF16Z-30-22-21 24-60V50/60HZ 20-60VDC Contactor |  | 5.14
1SBL176001R2201 | AF16Z-30-01-22 | Active | 3471523113923 | 102.13 | 1 | 1 | stuk | Contactor AF | BE31220 | SP (Control general) | stuk | AF16Z AF 16Z-30-01-22 48-130VAC/DC verbr. | Contacteur Série AF 18A (AC3), 3P, 1NC, 48-130Vac/dc, faible consommation | AF16Z-30-01-22 Schütz 48-130V 50/60Hz / DC | AF16Z-30-01-22 48-130V50/60HZ-DC Contactor |  | 5.14
1SBL176001R2210 | AF16Z-30-10-22 | Active | 3471523113824 | 99.96 | 1 | 1 | stuk | Contactor AF | BE31220 | SP (Control general) | stuk | AF16Z AF 16Z-30-10-22 48-130VAC/DC verbr. | Contacteur Série AF 18A (AC3), 3P, 1NO, 48-130Vac/dc, faible consommation | AF16Z-30-10-22 Schütz 48-130V 50/60Hz / DC | AF16Z-30-10-22 48-130V50/60HZ-DC Contactor |  | 5.14
1SBL176001R2301 | AF16Z-30-01-23 | Active | 3471523113930 | 102.13 | 1 | 1 | stuk | Contactor AF | BE31220 | SP (Control general) | stuk | AF16Z-30-01-23 100-250V50/60HZ-DC | Contacteur Série AF 18A (AC3), 3P, 1NC, 100-250Vac/dc, faible consommation | AF16Z-30-01-23 Schütz 100-250V 50/60Hz / DC | AF16Z-30-01-23 100-250V50/60HZ-DC Contactor |  | 5.14
1SBL176001R2310 | AF16Z-30-10-23 | Active | 3471523113831 | 99.96 | 1 | 1 | stuk | Contactor AF | BE31220 | SP (Control general) | stuk | AF16Z-30-10-23 100-250V50/60HZ-DC | Contacteur Série AF 18A (AC3), 3P, 1NO, 100-250Vac/dc, faible consommation | AF16Z-30-10-23 Schütz 100-250V 50/60Hz / DC | AF16Z-30-10-23 100-250V50/60HZ-DC Contactor |  | 5.14
1SBL176001R3001 | AF16Z-30-01-30 | Active | 3471523113992 | 110.6 | 1 | 1 | stuk | Contactor AF | BE31220 | SP (Control general) | stuk | AF16Z AF 16Z-30-01-30 24VDC | AF16Z-30-01-30 24VDC Contactor | AF 16Z-30-01-30 24VDC | AF16Z-30-01-30 24VDC Contactor
1SBL176001R3010 | AF16Z-30-10-30 | Active | 3471523113893 | 108.15 | 1 | 1 | stuk | Contactor AF | BE31220 | SP (Control general) | stuk | AF16Z AF 16Z-30-10-30 24VDC | AF16Z-30-10-30 24VDC Contactor | AF16Z-30-10-30 Schütz 24V DC | AF16Z-30-10-30 24VDC Contactor
1SBL176005R2001 | AF16Z-30-01K-20 | Active | 3471523156203 | 106.57 | 1 | 1 | stuk | Contactor AF | BE31220 | SP (Control general) | stuk | Contactor AF AF16Z-30-01K-20 | Contacteur 7,5kW 400V 3-pôle 1NF Bobine code: 11 Large éventail Faible bobine usage, sortie directe PLC Push-in Spring Terminals | AF16Z-30-01K-20 Schütz 12-20V DC | AF16Z-30-01K-20 12-20VDC Contactor |  | 5.14
1SBL176005R2010 | AF16Z-30-10K-20 | Active | 3471523156104 | 104.3 | 1 | 1 | stuk | Contactor AF | BE31220 | SP (Control general) | stuk | Contactor AF AF16Z-30-10K-20 | Contacteur 7,5kW 400V 3-pôle 1NO Bobine code: 11 Large éventail Faible bobine usage, sortie directe PLC Push-in Spring Terminals | AF16Z-30-10K-20 Schütz 12-20V DC | AF16Z-30-10K-20 12-20VDC Contactor |  | 5.14
1SBL176005R2101 | AF16Z-30-01K-21 | Active | 3471523156210 | 106.57 | 1 | 1 | stuk | Contactor AF | BE31220 | SP (Control general) | stuk | AF16Z-30-01K-21 24-60V50/60HZ 20-60VDC | Contacteur 7,5kW 400V 3-pôle 1NF Bobine code: 12 Large éventail Faible bobine usage, sortie directe PLC Push-in Spring Terminals | AF16Z-30-01K-21 Schütz 24-60V 50/60Hz / 20-60V DC | AF16Z-30-01K-21 24-60V50/60HZ 20-60VDC Contactor |  | 5.14
1SBL176005R2110 | AF16Z-30-10K-21 | Active | 3471523156111 | 104.3 | 1 | 1 | stuk | Contactor AF | BE31220 | SP (Control general) | stuk | AF16Z-30-10K-21 24-60V50/60HZ 20-60VDC | Contacteur 7,5kW 400V 3-pôle 1NO Bobine code: 12 Large éventail Faible bobine usage, sortie directe PLC Push-in Spring Terminals | AF16Z-30-10K-21 Schütz 24-60V 50/60Hz / 20-60V DC | AF16Z-30-10K-21 24-60V50/60HZ 20-60VDC Contactor |  | 5.14
1SBL176005R2201 | AF16Z-30-01K-22 | Active | 3471523156227 | 106.57 | 1 | 1 | stuk | Contactor AF | BE31220 | SP (Control general) | stuk | AF16Z-30-01K-22 48-130V50/60HZ-DC | Contacteur 7,5kW 400V 3-pôle 1NF Bobine code: 13 Large éventail Faible bobine usage, sortie directe PLC Push-in Spring Terminals | AF16Z-30-01K-22 Schütz 48-130V 50/60Hz / DC | AF16Z-30-01K-22 48-130V50/60HZ-DC Contactor |  | 5.14
1SBL176005R2210 | AF16Z-30-10K-22 | Active | 3471523156128 | 104.3 | 1 | 1 | stuk | Contactor AF | BE31220 | SP (Control general) | stuk | AF16Z-30-10K-22 48-130V50/60HZ-DC | Contacteur 7,5kW 400V 3-pôle 1NO Bobine code: 13 Large éventail Faible bobine usage, sortie directe PLC Push-in Spring Terminals | AF16Z-30-10K-22 Schütz 48-130V 50/60Hz / DC | AF16Z-30-10K-22 48-130V50/60HZ-DC Contactor |  | 5.14
1SBL176005R2301 | AF16Z-30-01K-23 | Active | 3471523156234 | 106.57 | 1 | 1 | stuk | Contactor AF | BE31220 | SP (Control general) | stuk | AF16Z-30-01K-23 100-250V50/60HZ-DC | Contacteur 7,5kW 400V 3-pôle 1NF Bobine code: 14 Large éventail Faible bobine usage, sortie directe PLC Push-in Spring Terminals | AF16Z-30-01K-23 Schütz 100-250V 50/60Hz / DC | AF16Z-30-01K-23 100-250V50/60HZ-DC Contactor |  | 5.14
1SBL176005R2310 | AF16Z-30-10K-23 | Active | 3471523156135 | 104.3 | 1 | 1 | stuk | Contactor AF | BE31220 | SP (Control general) | stuk | AF16Z-30-10K-23 100-250V50/60HZ-DC | Contacteur 7,5kW 400V 3-pôle 1NO Bobine code: 14 Large éventail Faible bobine usage, sortie directe PLC Push-in Spring Terminals | AF16Z-30-10K-23 Schütz 100-250V 50/60Hz / DC | AF16Z-30-10K-23 100-250V50/60HZ-DC Contactor |  | 5.14
1SBL176060R2101 | AF16ZB-30-01RT-21 | Active | 3471523128316 | 140.69 | 1 | 1 | stuk | Contactor AF Railway | BE31220 | SP (Control general) | stuk | AF16ZB AF16ZB-30-01RT-21 | AF16ZB-30-01RT-21 24-60V50/60HZ 20-60VDC Contactor | AF16ZB-30-01RT-21 | AF16ZB-30-01RT-21 24-60V50/60HZ 20-60VDC Contactor
1SBL176060R2110 | AF16ZB-30-10RT-21 | Active | 3471523128217 | 164.25 | 1 | 1 | stuk | Contactor AF Railway | BE31220 | SP (Control general) | stuk | AF16ZB-30-10RT-21 24-60V50/60HZ 20-60VDC | Contacteur Série AF 18A (AC3), 3P, 1NO, faible cosomm., RT | Contactor Serie AF 18A (AC3), 3P, 1NO, low power, RT | AF16ZB-30-10RT-21 24-60V50/60HZ 20-60VDC Contactor |  | 5.14
1SBL176060R2210 | AF16ZB-30-10RT-22 | Active | 3471523128224 | 126.74 | 1 | 1 | stuk | Contactor AF Railway | BE31220 | SP (Control general) | stuk | AF16ZB AF16ZB-30-10RT-22 | Contacteur 48-130V50/60HZ-DC | Contactor 48-130V50/60HZ-DC | AF16ZB-30-10RT-22 48-130V50/60HZ-DC Contactor |  | 5.14
1SBL176060R2301 | AF16ZB-30-01RT-23 | Active | 3471523128330 | 120.9 | 1 | 1 | stuk | AF Railway | BE31220 | SP (Control general) | stuk | Contactor AF-series AF16ZB-30-01RT-23 | Contacteur Gamme AF AF16ZB-30-01RT-23 | Contactor AF range AF16ZB-30-01RT-23 | Contactor AF range AF16ZB-30-01RT-23
1SBL176061R2101 | AF16ZB-30-01-21 | Active | 3471523124011 | 143.26 | 1 | 1 | stuk | Contactor AF Railway | BE31220 | SP (Control general) | stuk | AF16ZB AF 16ZB-30-01-21 20-60VDC | AF16ZB-30-01-21 CONT AFZ 7.5KW AC3-3P+1NF- 24/20...60VAC/DC-FER | AF16ZB-30-01-21 Schütz 24-60V 50/60Hz / 20-60V DC | AF16ZB-30-01-21 24-60V50/60HZ 20-60VDC Contactor |  | 5.14
1SBL176061R2110 | AF16ZB-30-10-21 | Active | 3471523123915 | 140.79 | 1 | 1 | stuk | Contactor AF Railway | BE31220 | SP (Control general) | stuk | AF16ZB AF 16ZB-30-10-21 20-60VDC | AF16ZB-30-10-21 CONT AFZ 7.5KW AC3-3P+1NO- 24/20...60VAC/DC-FER | AF16ZB-30-10-21 Schütz 24-60V 50/60Hz / 20-60V DC | AF16ZB-30-10-21 24-60V50/60HZ 20-60VDC Contactor |  | 5.14
1SBL176061R2201 | AF16ZB-30-01-22 | Active | 3471523124028 | 143.26 | 1 | 1 | stuk | Contactor AF Railway | BE31220 | SP (Control general) | stuk | AF16ZB AF 16ZB-30-01-22 48-130VDC | AF16ZB-30-01-22 CONT AFZ 7.5KW AC3-3P+2NO+2NF- 24/20...60VAC/DC-FER | AF16ZB-30-01-22 Schütz 48-130V AC/DC | AF16ZB-30-01-22 48-130V50/60HZ-DC Contactor |  | 5.14
1SBL176061R2210 | AF16ZB-30-10-22 | Active | 3471523123922 | 139.57 | 1 | 1 | stuk | Contactor AF Railway | BE31220 | SP (Control general) | stuk | AF16ZB AF 16ZB-30-10-22 48-130VDC | Contacteur 7,5kW 400V 3-pole Bobine 22 Aux. contact 1NO + 0NC | AF16ZB-30-10-22 Schütz 48-130V AC/DC | AF16ZB-30-10-22 48-130V50/60HZ-DC Contactor |  | 5.14
1SBL176061R2301 | AF16ZB-30-01-23 | Active | 3471523124035 | 143.26 | 1 | 1 | stuk | Contactor AF Railway | BE31220 | SP (Control general) | stuk | AF16ZB AF 16ZB-30-01-23 100-250VDC | AF16ZB-30-01-23 CONT AFZ 7.5KW AC3-3P+1NO- 48#130VAC/DC-FER | AF16ZB-30-01-23 Schütz 100-250V 50/60Hz / DC | AF16ZB-30-01-23 100-250V50/60HZ-DC Contactor |  | 5.14
1SBL176061R2310 | AF16ZB-30-10-23 | Active | 3471523123939 | 140.79 | 1 | 1 | stuk | Contactor AF Railway | BE31220 | SP (Control general) | stuk | AF16ZB AF 16ZB-30-10-23 100-250VDC | AF16ZB-30-10-23 CONT AFZ 7.5KW AC3-3P+2NO+2NF- 48#48/130VAC+FER | AF16ZB-30-10-23 Schütz 100-250V 50/60Hz / DC | AF16ZB-30-10-23 100-250V50/60HZ-DC Contactor |  | 5.14
1SBL176082R3022 | AFS16Z-30-22-30 | Active | 3471523158399 | 116.96 | 1 | 1 | stuk | AF Safety | BE31220 | SP (Control general) | stuk | Contactor AFS serie AFS16Z-30-22-30 | Contacteur Série AFS AFS16Z-30-22-30 | Contactor AFS range AFS16Z-30-22-30 | Contactor AFS range AFS16Z-30-22-30
1SBL176201R2000 | AF16Z-40-00-20 | Active | 3471523115903 | 102.13 | 1 | 1 | stuk | Contactor AF | BE31220 | SP (Control general) | stuk | AF16Z AF 16Z-40-00-20 12-20VDC | Contacteur Série AF 30A (AC1), 4P, 12-20Vdc, faible consommation | AF16Z-40-00-20 Schütz 12-20V DC | AF16Z-40-00-20 12-20VDC Contactor |  | 5.14
1SBL176201R2100 | AF16Z-40-00-21 | Active | 3471523115910 | 102.13 | 1 | 1 | stuk | Contactor AF | BE31220 | SP (Control general) | stuk | AF16Z AF 16Z-40-00-21 24-60VAC 20-60VDC verbr. | Contacteur Série AF 30A (AC1), 4P, 24-60Vac/20-60Vdc, faible consommation | AF16Z-40-00-21 Schütz 24-60V 50/60Hz / 20-60V DC | AF16Z-40-00-21 24-60V50/60HZ 20-60VDC Contactor |  | 5.14
1SBL176201R2200 | AF16Z-40-00-22 | Active | 3471523115927 | 102.13 | 1 | 1 | stuk | Contactor AF | BE31220 | SP (Control general) | stuk | AF16Z AF 16Z-40-00-22 48-130VAC/DC verbr. | Contacteur Série AF 30A (AC1), 4P, 48-130Vac/dc, faible consommation | AF16Z-40-00-22 Schütz 48-130V 50/60Hz / DC | AF16Z-40-00-22 48-130V50/60HZ-DC Contactor |  | 5.14
1SBL176201R2300 | AF16Z-40-00-23 | Active | 3471523115934 | 102.13 | 1 | 1 | stuk | Contactor AF | BE31220 | SP (Control general) | stuk | AF16Z-40-00-23 100-250V50/60HZ-DC | Contacteur Série AF 30A (AC1), 4P, 100-250Vac/dc, faible consommation | AF16Z-40-00-23 Schütz 100-250V 50/60Hz / DC | AF16Z-40-00-23 100-250V50/60HZ-DC Contactor |  | 5.14
1SBL176201R3000 | AF16Z-40-00-30 | Active | 3471523115996 | 110.69 | 1 | 1 | stuk | Contactor AF | BE31220 | SP (Control general) | stuk | AF16Z AF 16Z-40-00-30 24VDC | AF16Z-40-00-30 24VDC Contactor | AF 16Z-40-00-30 24VDC | AF16Z-40-00-30 24VDC Contactor
1SBL176260R2100 | AF16ZB-40-00RT-21 | Active | 3471523129511 | 143.26 | 1 | 1 | stuk | Contactor AF Railway | BE31220 | SP (Control general) | stuk | AF16ZB AF16ZB-40-00RT-21 | Contacteur Gamme AF AF16ZB-40-00RT-21 24-60V50/60HZ 20-60VDC | Contactor AF range AF16ZB-40-00RT-21 24-60V50/60HZ 20-60VDC | AF16ZB-40-00RT-21 24-60V50/60HZ 20-60VDC Contactor |  | 5.14
1SBL176261R2100 | AF16ZB-40-00-21 | Active | 3471523124516 | 143.26 | 1 | 1 | stuk | Contactor AF Railway | BE31220 | SP (Control general) | stuk | AF16ZB AF 16ZB-40-00-21 20-60VDC | AF16ZB-40-00-21 CONT AFZ 30A AC1-4P-24/20...60VAC/DC-FER | AF16ZB-40-00-21 Schütz 20-60V 50/60Hz / 20-60V DC | AF16ZB-40-00-21 24-60V50/60HZ 20-60VDC Contactor |  | 5.14
1SBL176261R2200 | AF16ZB-40-00-22 | Active | 3471523124523 | 143.26 | 1 | 1 | stuk | Contactor AF Railway | BE31220 | SP (Control general) | stuk | AF16ZB AF 16ZB-40-00-22 48-130VDC | AF16ZB-40-00-22 CONT AFZ 30A AC1-4P-48...130VAC/DC-FER | AF16ZB-40-00-22 Schütz 48-130V AC/DC | AF16ZB-40-00-22 48-130V50/60HZ-DC Contactor |  | 5.14
1SBL176261R2300 | AF16ZB-40-00-23 | Active | 3471523124530 | 143.26 | 1 | 1 | stuk | Contactor AF Railway | BE31220 | SP (Control general) | stuk | AF16ZB AF 16ZB-40-00-23 100-250VDC | AF16ZB-40-00-23 CONT AFZ 30A AC1-4P-100...250VAC/DC-FER | AF16ZB-40-00-23 Schütz 100-250V 50/60Hz / DC | AF16ZB-40-00-23 100-250V50/60HZ-DC Contactor |  | 5.14
1SBL176501R2000 | AF16Z-22-00-20 | Active | 3471523116702 | 128.41 | 1 | 1 | stuk | Contactor AF | BE31220 | SP (Control general) | stuk | AF16Z AF 16Z-22-00-20 12-20VDC verbr. | Contacteur Série AF 30A (AC1), 4P (2NO/2NC), 12-20Vdc, faible consommation | AF16Z-22-00-21 Schütz 20-60V 50/60Hz / 20-60V DC | AF16Z-22-00-20 12-20VDC Contactor |  | 5.14
1SBL176501R2100 | AF16Z-22-00-21 | Active | 3471523116719 | 128.41 | 1 | 1 | stuk | Contactor AF | BE31220 | SP (Control general) | stuk | AF16Z-22-00-21 24-60V50/60HZ 20-60VDC | Contacteur Série AF 30A (AC1), 4P (2NO/2NC), 24-60Vac/ 20-60Vdc, faible consommation | AF16Z-22-00-21 Schütz 24-60V 50/60Hz 20-60V DC | AF16Z-22-00-21 24-60V50/60HZ 20-60VDC Contactor |  | 5.14
1SBL176501R2200 | AF16Z-22-00-22 | Active | 3471523116726 | 128.41 | 1 | 1 | stuk | Contactor AF | BE31220 | SP (Control general) | stuk | AF16Z AF 16Z-22-00-22 48-130VAC/DC laag verbr. | Contacteur Série AF 30A (AC1), 4P (2NO/2NC), 48-130Vac/dc, faible consommation | AF16Z-22-00-22 Schütz 48-130V AC/DC | AF16Z-22-00-22 48-130V50/60HZ-DC Contactor |  | 5.14
1SBL176501R2300 | AF16Z-22-00-23 | Active | 3471523116733 | 128.41 | 1 | 1 | stuk | Contactor AF | BE31220 | SP (Control general) | stuk | AF16Z AF 16Z-22-00-23 100-250VAC/DC laag verbr. | Contacteur Série AF 30A (AC1), 4P (2NO/2NC), 100-250Vac/dc, faible consommation | AF16Z-22-00-23 Schütz 100-250V 50/60Hz / DC | AF16Z-22-00-23 100-250V50/60HZ-DC Contactor |  | 5.14
1SBL176501R3000 | AF16Z-22-00-30 | Active | 3471523116795 | 134.83 | 1 | 1 | stuk | Contactor AF | BE31220 | SP (Control general) | stuk | AF16Z AF 16Z-22-00-30 24VDC | AF16Z-22-00-30 24VDC Contactor | AF 16Z-22-00-30 24VDC | AF16Z-22-00-30 24VDC Contactor
1SBL176561R2100 | AF16ZB-22-00-21 | Active | 3471523124912 | 159.31 | 1 | 1 | stuk | Contactor AF Railway | BE31220 | SP (Control general) | stuk | AF16ZB AF 16ZB-22-00-21 20-60VDC | AF16ZB-22-00-21 CONT AFZ 30A AC1-2P NC+2P NF- 24/20.#24/20 FER | AF16ZB-22-00-21 Schütz 20-60V 50/60Hz / 20-60V DC | AF16ZB-22-00-21 24-60V50/60HZ 20-60VDC Contactor |  | 5.14
1SBL176561R2200 | AF16ZB-22-00-22 | Active | 3471523124929 | 159.31 | 1 | 1 | stuk | Contactor AF Railway | BE31220 | SP (Control general) | stuk | AF16ZB AF 16ZB-22-00-22 48-130VDC | AF16ZB-22-00-22 CONT AFZ 30A AC1-2P NC+2P NF- 48.#48/130VAC+FER | AF16ZB-22-00-22 Schütz 48-130V AC/DC | AF16ZB-22-00-22 48-130V50/60HZ-DC Contactor |  | 5.14
1SBL176561R2300 | AF16ZB-22-00-23 | Active | 3471523124936 | 159.31 | 1 | 1 | stuk | Contactor AF Railway | BE31220 | SP (Control general) | stuk | AF16ZB AF 16ZB-22-00-23 100-250VDC | AF16ZB-22-00-23 CONT AFZ 30A AC1-2P NC+2P NF- 100.#100/250VAC+FER | AF16ZB-22-00-23 Schütz 100-250V 50/60Hz / DC | AF16ZB-22-00-23 100-250V50/60HZ-DC Contactor |  | 5.14
1SBL177001R1101 | AF16-30-01-11 | Active | 3471523110717 | 65.89 | 1 | 1 | stuk | Contactor AF | BE31220 | SP (Control general) | stuk | AF16 AF 16-30-01-11 24-60VAC 20-60VDC | Contacteur Série AF 18A (AC3), 3P, 1NC, 24-60Vac/20-60Vdc | AF16-30-01-11 Schütz 24-60V 50/60Hz / 20-60V DC | AF16-30-01-11 24-60V50/60HZ 20-60VDC Contactor |  | 5.14
1SBL177001R1110 | AF16-30-10-11 | Active | 3471523110618 | 64.44 | 1 | 1 | stuk | Contactor AF | BE31220 | SP (Control general) | stuk | AF16 AF 16-30-10-11 24-60VAC 20-60VDC | Contacteur Série AF 18A (AC3), 3P, 1NO, 24-60Vac/20-60Vdc | AF16-30-10-11 Schütz 24-60V 50/60Hz / 20-60V DC | AF16-30-10-11 24-60V50/60HZ 20-60VDC Contactor |  | 5.14
1SBL177001R1122 | AF16-30-22-11 | Active | 3471523110816 | 90.22 | 1 | 1 | stuk | Contactor AF | BE31220 | SP (Control general) | stuk | AF16 AF16-30-22-11 24-60Vac/20-60Vdc | Contacteur Série AF 18A (AC3), 3P, 2NO/2NC, 24-60Vac/20-60Vd | AF16-30-22-11 Schütz 24-60V 50/60Hz / 20-60V DC | AF16-30-22-11 24-60V50/60HZ 20-60VDC Contactor |  | 5.14
1SBL177001R1201 | AF16-30-01-12 | Active | 3471523110724 | 65.89 | 1 | 1 | stuk | Contactor AF | BE31220 | SP (Control general) | stuk | AF16 AF 16-30-01-12 48-130VAC/DC | Contacteur Série AF 18A (AC3), 3P, 1NC, 48-130Vac/dc | AF16-30-01-12 Schütz 48-130V 50/60Hz / DC | AF16-30-01-12 48-130V50/60HZ-DC Contactor |  | 5.14
1SBL177001R1210 | AF16-30-10-12 | Active | 3471523110625 | 64.44 | 1 | 1 | stuk | Contactor AF | BE31220 | SP (Control general) | stuk | AF16 AF 16-30-10-12 48-130VAC/DC | Contacteur Série AF 18A (AC3), 3P, 1NO, 48-130Vac/dc | AF16-30-10-12 Schütz 48-130V 50/60Hz / DC | AF16-30-10-12 48-130V50/60HZ-DC Contactor |  | 5.14
1SBL177001R1301 | AF16-30-01-13 | Active | 3471523110731 | 65.89 | 1 | 1 | stuk | Contactor AF | BE31220 | SP (Control general) | stuk | AF16 AF 16-30-01-13 100-250VAC/DC | Contacteur Série AF 18A (AC3), 3P, 1NC, 100-250Vac/dc | AF16-30-01-13 Schütz 100-250V 50/60Hz / DC | AF16-30-01-13 100-250V50/60HZ-DC Contactor |  | 5.14
1SBL177001R1310 | AF16-30-10-13 | Active | 3471523110632 | 64.44 | 1 | 1 | stuk | Contactor AF | BE31220 | SP (Control general) | stuk | AF16 AF 16-30-10-13 100-250VAC/DC | Contacteur Série AF 18A (AC3), 3P, 1NO, 100-250Vac/dc | AF16-30-10-13 Schütz 100-250V 50/60Hz / DC | AF16-30-10-13 100-250V50/60HZ-DC Contactor |  | 5.14
1SBL177001R1322 | AF16-30-22-13 | Active | 3471523110830 | 119.28 | 1 | 1 | stuk | Contactor AF | BE31220 | SP (Control general) | stuk | AF16 AF 16-30-22-13 100-250VAC/DC | Contacteur Série AF 18A (AC3), 3P, 2NO/2NC, 100-250Vac/dc | AF16-30-22-13 Schütz 100-250V 50/60Hz / DC | AF16-30-22-13 100-250V50/60HZ-DC Contactor |  | 5.14
1SBL177001R1401 | AF16-30-01-14 | Active | 3471523110748 | 65.89 | 1 | 1 | stuk | Contactor AF | BE31220 | SP (Control general) | stuk | AF16 AF 16-30-01-14 250-500VAC/DC | Contacteur Série AF 18A (AC3), 3P, 1NC, 250-500Vac/dc | AF16-30-01-14 Schütz 250-500V 50/60Hz / DC | AF16-30-01-14 250-500V50/60HZ-DC Contactor |  | 5.14
1SBL177001R1410 | AF16-30-10-14 | Active | 3471523110649 | 64.44 | 1 | 1 | stuk | Contactor AF | BE31220 | SP (Control general) | stuk | AF16 AF 16-30-10-14 250-500VAC/DC | Contacteur Série AF 18A (AC3), 3P, 1NO, 250-500Vac/dc | AF16-30-10-14 Schütz 250-500V 50/60Hz / DC | AF16-30-10-14 250-500V50/60HZ-DC Contactor |  | 5.14
1SBL177005R1101 | AF16-30-01K-11 | Active | 3471523154711 | 71.03 | 1 | 1 | stuk | Contactor AF | BE31220 | SP (Control general) | stuk | AF16-30-01K-11 24-60V50/60HZ 20-60VDC | Contacteur 7,5kW 400V 3-pôle 1NF Bobine code: 11 Large éventail Contact auxiliaire 0NO + 0NF Push-in Spring Terminals | AF16-30-01K-11 Schütz 24-60V 50/60Hz / 20-60V DC | AF16-30-01K-11 24-60V50/60HZ 20-60VDC Contactor |  | 5.14
1SBL177005R1110 | AF16-30-10K-11 | Active | 3471523154612 | 69.48 | 1 | 1 | stuk | Contactor AF | BE31220 | SP (Control general) | stuk | AF16-30-10K-11 24-60V50/60HZ 20-60VDC | Contacteur 7,5kW 400V 3-pôle 1NO Bobine code: 11 Large éventail Contact auxiliaire 0NO + 0NF Push-in Spring Terminals | AF16-30-10K-11 Schütz 24-60V 50/60Hz / 20-60V DC | AF16-30-10K-11 24-60V50/60HZ 20-60VDC Contactor |  | 5.14
1SBL177005R1201 | AF16-30-01K-12 | Active | 3471523154728 | 71.03 | 1 | 1 | stuk | Contactor AF | BE31220 | SP (Control general) | stuk | AF16-30-01K-12 48-130V50/60HZ-DC | Contacteur 7,5kW 400V 3-pôle 1NF Bobine code: 12 Large éventail Contact auxiliaire 0NO + 0NF Push-in Spring Terminals | AF16-30-01K-12 Schütz 48-130V 50/60Hz / DC | AF16-30-01K-12 48-130V50/60HZ-DC Contactor |  | 5.14
1SBL177005R1210 | AF16-30-10K-12 | Active | 3471523154629 | 69.48 | 1 | 1 | stuk | Contactor AF | BE31220 | SP (Control general) | stuk | AF16-30-10K-12 48-130V50/60HZ-DC | Contacteur 7,5kW 400V 3-pôle 1NO Bobine code: 12 Large éventail Contact auxiliaire 0NO + 0NF Push-in Spring Terminals | AF16-30-10K-12 Schütz 48-130V 50/60Hz / DC | AF16-30-10K-12 48-130V50/60HZ-DC Contactor |  | 5.14
1SBL177005R1301 | AF16-30-01K-13 | Active | 3471523154735 | 71.03 | 1 | 1 | stuk | Contactor AF | BE31220 | SP (Control general) | stuk | AF16-30-01K-13 100-250V50/60HZ-DC | Contacteur 7,5kW 400V 3-pôle 1NF Bobine code: 13 Large éventail Contact auxiliaire 0NO + 0NF Push-in Spring Terminals | AF16-30-01K-13 Schütz 100-250V 50/60Hz / DC | AF16-30-01K-13 100-250V50/60HZ-DC Contactor |  | 5.14
1SBL177005R1310 | AF16-30-10K-13 | Active | 3471523154636 | 69.48 | 1 | 1 | stuk | Contactor AF | BE31220 | SP (Control general) | stuk | AF16-30-10K-13 100-250V50/60HZ-DC | Contacteur 7,5kW 400V 3-pôle 1NO Bobine code: 13 Large éventail Contact auxiliaire 0NO + 0NF Push-in Spring Terminals | AF16-30-10K-13 Schütz 100-250V 50/60Hz / DC | AF16-30-10K-13 100-250V50/60HZ-DC Contactor |  | 5.14
1SBL177005R1401 | AF16-30-01K-14 | Active | 3471523154742 | 71.03 | 1 | 1 | stuk | Contactor AF | BE31220 | SP (Control general) | stuk | AF16-30-01K-14 250-500V50/60HZ-DC | Contacteur 7,5kW 400V 3-pôle 1NF Bobine code: 14 Large éventail Contact auxiliaire 0NO + 0NF Push-in Spring Terminals | AF16-30-01K-14 Schütz 250-500V 50/60Hz / DC | AF16-30-01K-14 250-500V50/60HZ-DC Contactor |  | 5.14
1SBL177005R1410 | AF16-30-10K-14 | Active | 3471523154643 | 69.48 | 1 | 1 | stuk | Contactor AF | BE31220 | SP (Control general) | stuk | AF16-30-10K-14 250-500V50/60HZ-DC | Contacteur 7,5kW 400V 3-pôle 1NO Bobine code: 14 Large éventail Contact auxiliaire 0NO + 0NF Push-in Spring Terminals | AF16-30-10K-14 Schütz 250-500V 50/60Hz / DC | AF16-30-10K-14 250-500V50/60HZ-DC Contactor |  | 5.14
1SBL177082R1122 | AFS16-30-22-11 | Active | 3471523005464 | 130.86 | 1 | 1 | stuk | Contactor AF Safety | BE31220 | SP (Control general) | stuk | AFS16 AFS 16-30-22-11 24-60V50/60HZ 20-60VDC | AFS16-30-22-11 24-60V50/60HZ 20-60VDC Contactor | AFS16-30-22-11 Safetyschütz 24-60V 50/60Hz 20-60V DC | AFS16-30-22-11 24-60V50/60HZ 20-60VDC Contactor
1SBL177082R1322 | AFS16-30-22-13 | Active | 3471523157231 | 105.75 | 1 | 1 | stuk | Contactor AF Safety | BE31220 | SP (Control general) | stuk | AFS16 AFS 16-30-22-13 100-250V50/60HZ-DC | AFS16-30-22-13 100-250V50/60HZ-DC Contactor | AFS16-30-22-13 Safetyschütz 100-250V 50/60Hz / DC | AFS16-30-22-13 100-250V50/60HZ-DC Contactor
1SBL177201R1100 | AF16-40-00-11 | Active | 3471523115118 | 65.89 | 1 | 1 | stuk | Contactor AF | BE31220 | SP (Control general) | stuk | AF16 AF 16-40-00-11 24-60VAC 20-60VDC | Contacteur Série AF 30A (AC1), 4P, 24-60Vac/20-60Vdc | AF16-40-00-11 Schütz 24-60V 50/60Hz / 20-60V DC | AF16-40-00-11 24-60V50/60HZ 20-60VDC Contactor |  | 5.14
1SBL177201R1200 | AF16-40-00-12 | Active | 3471523115125 | 65.89 | 1 | 1 | stuk | Contactor AF | BE31220 | SP (Control general) | stuk | AF16 AF 16-40-00-12 48-130VAC/DC | Contacteur Série AF 30A (AC1), 4P, 48-130Vac/dc | AF16-40-00-12 Schütz 48-130V 50/60Hz / DC | AF16-40-00-12 48-130V50/60HZ-DC Contactor |  | 5.14
1SBL177201R1300 | AF16-40-00-13 | Active | 3471523115132 | 65.89 | 1 | 1 | stuk | Contactor AF | BE31220 | SP (Control general) | stuk | AF16 AF 16-40-00-13 100-250VAC/DC | Contacteur Série AF 30A (AC1), 4P, 100-250Vac/dc | AF16-40-00-13 Schütz 100-250V 50/60Hz / DC | AF16-40-00-13 100-250V50/60HZ-DC Contactor |  | 5.14
1SBL177201R1400 | AF16-40-00-14 | Active | 3471523115149 | 65.89 | 1 | 1 | stuk | Contactor AF | BE31220 | SP (Control general) | stuk | AF16 AF 16-40-00-14 250-500VAC/DC | Contacteur Série AF 30A (AC1), 4P, 250-500Vac/dc | AF16-40-00-14 Schütz 250-500V 50/60Hz / DC | AF16-40-00-14 250-500V50/60HZ-DC Contactor |  | 5.14
1SBL177281R1300 | AF16-40-00L-13 | Active | 3471523135734 | 97.41 | 1 | 1 | stuk | Contactor AF | BE31220 | SP (Control general) | stuk | AF 16-40-00L-13 100-250VAC/DC | Contacteur Gamme AF AF 16-40-00L-13 | Contactor AF range AF 16-40-00L-13 | AF16-40-00L-13 100-250V50/60HZ-DC Contactor
1SBL177281R1400 | AF16-40-00L-14 | Active | 3471523135741 | 97.41 | 1 | 1 | stuk | Contactor AF | BE31220 | SP (Control general) | stuk | AF 16-40-00L-14 250-500VAC/DC L | Contacteur 7,5kW 250-500V 4 pôles Code de bobine: 14 Large gamme Aux. contact 0NO + 0NC L version | Contactor 7,5kW 250-500V 4-pole Coil code: 14 Wide range Aux. contact 0NO + 0NC L version | AF16-40-00L-14 250-500V50/60HZ-DC Contactor
1SBL177501R1100 | AF16-22-00-11 | Active | 3471523116313 | 83.04 | 1 | 1 | stuk | Contactor AF | BE31220 | SP (Control general) | stuk | Contactor AF AF16-22-00-11 | Contacteur Série AF 30A (AC1), 4P (2NO/2NC), 24-60Vac/ 20-60Vdc | AF16-22-00-11 Schütz 24-60V 50/60Hz / 20-60V DC | AF16-22-00-11 24-60V50/60HZ 20-60VDC Contactor |  | 5.14
1SBL177501R1200 | AF16-22-00-12 | Active | 3471523116320 | 83.04 | 1 | 1 | stuk | Contactor AF | BE31220 | SP (Control general) | stuk | AF16 AF 16-22-00-12 48-130VAC/DC | Contacteur Série AF 30A (AC1), 4P (2NO/2NC), 48-130Vac/dc | AF16-22-00-12 Schütz 48-130V 50/60Hz / DC | AF16-22-00-12 48-130V50/60HZ-DC Contactor |  | 5.14
1SBL177501R1300 | AF16-22-00-13 | Active | 3471523116337 | 83.04 | 1 | 1 | stuk | Contactor AF | BE31220 | SP (Control general) | stuk | AF16 AF 16-22-00-13 100-250VAC/DC | Contacteur Série AF 30A (AC1), 4P (2NO/2NC), 100-250Vac/dc | AF16-22-00-13 Schütz 100-250V 50/60Hz / DC | AF16-22-00-13 100-250V50/60HZ-DC Contactor |  | 5.14
1SBL177501R1400 | AF16-22-00-14 | Active | 3471523116344 | 83.04 | 1 | 1 | stuk | Contactor AF | BE31220 | SP (Control general) | stuk | AF16 AF 16-22-00-14 250-500VAC/DC | Contacteur Série AF 30A (AC1), 4P (2NO/2NC), 250-500Vac/dc | AF16-22-00-14 Schütz 250-500V 50/60Hz / DC | AF16-22-00-14 250-500V50/60HZ-DC Contactor |  | 5.14
1SBL181001R5910 | A16-30-10 690V 60Hz | Limited | 3471522050595 | 123.16 | 1 | 1 | stuk | Contactor A-Line | BE31220 | SP (Control general) | stuk | A16 A 16-30-10 690 | A16-30-10 690V 60Hz Contactor | A16-30-10 690V 60Hz | A16-30-10 690V 60Hz Contactor
1SBL181001R8201 | A16-30-01 42V 50Hz / 42V 60Hz | Limited | 3471522049827 | 123.19 | 1 | 1 | stuk | Contactor A-Line | BE31220 | SP (Control general) | stuk | A16 A 16-30-01 42/50 | Contacteur gamme A 3p 1NC 17A 42V 50/60Hz | A16-30-01 Schütz 42V 50/60Hz | A16-30-01 42V 50Hz / 42V 60Hz Contactor
1SBL181022R8010 | 1SBL181022R8010 | Active | 3471522254801 | 77.81 | 1 | 1 | stuk | Contactor A-Line | BE31220 | SP (Control general) | stuk | UA16 UA 16-30-10 220/230 | Contacteur pr condensateurs UA16-30-10 3p 220-230V 50Hz | UA16-30-10 Kondensatorschütz 220-230V 50Hz / 230-240V 60Hz | UA16-30-10 220-230V 50Hz / 230-240V 60Hz Contactor |  | 5.14
1SBL181022R8110 | 1SBL181022R8110 | Active | 3471522254818 | 77.81 | 1 | 1 | stuk | Contactor A-Line | BE31220 | SP (Control general) | stuk | UA16 UA16-30-10 24V 50/60Hz | Contacteur gamme UA 3p 1NO 16A 24V 50/60Hz | UA16-30-10 Kondensatorschütz 24V 50/60Hz | UA16-30-10 24V 50Hz / 24V 60Hz Contactor |  | 5.14
1SBL181022R8410 | 1SBL181022R8410 | Active | 3471522254849 | 77.81 | 1 | 1 | stuk | Contactor A-Line | BE31220 | SP (Control general) | stuk | UA16 UA16-30-10/110V 50Hz | Contacteur gamme UA 3p 1NO 16A 110V 50Hz | Contactor UA-range 3p 1NO 16A 110V 50Hz | UA16-30-10 110V 50Hz / 110-120V 60Hz Contactor |  | 5.14
1SBL181022R8810 | 1SBL181022R8810 | Active | 3471522254887 | 83.93 | 1 | 1 | stuk | A-Line | BE31220 | SP (Control general) | stuk | Contactor UA series UA16-30-10 230-240V 50Hz / 240-260V 60Hz | Contacteur Série UA UA16-30-10 230-240V 50Hz / 240-260V 60Hz | Contactor UA-range UA16-30-10 230-240V 50Hz / 240-260V 60Hz | Contactor UA-range UA16-30-10 230-240V 50Hz / 240-260V 60Hz
1SBL181024R8010 | 1SBL181024R8010 | Active | 3471522300805 | 132.15 | 1 | 1 | stuk | Contactor A-Line | BE31220 | SP (Control general) | stuk | UA16RA UA 16-30-10-RA 220/230 | Contacteur UA16-30-10-RA 230V AC | UA16-30-10-RA Kondensatorschütz 220-230V 50Hz / 230-240V 60Hz | UA16-30-10RA 220-230V 50Hz / 230-240V 60Hz Contactor |  | 5.14
1SBL181024R8110 | 1SBL181024R8110 | Active | 3471522300812 | 132.15 | 1 | 1 | stuk | Contactor A-Line | BE31220 | SP (Control general) | stuk | UA16RA UA16-30-10RA 24V 50Hz/24V 60Hz | Contacteur UA-series UA16-30-10RA 24V 50Hz / 24V 60Hz | Contactor UA-series UA16-30-10RA 24V 50Hz / 24V 60Hz | UA16-30-10RA 24V 50Hz / 24V 60Hz Contactor |  | 5.14
1SBL181024R8410 | 1SBL181024R8410 | Active | 3471522300843 | 132.15 | 1 | 1 | stuk | Contactor A-Line | BE31220 | SP (Control general) | stuk | UA16RA UA 16-30-10-RA/110V 50Hz | Contacteur UA16-30-10-RA 110V 50Hz | UA16-30-10-RA Kondensatorschütz 110V 50Hz / 110-120V 60Hz | UA16-30-10RA 110V 50Hz / 110-120V 60Hz Contactor |  | 5.14
1SBL181024R8610 | 1SBL181024R8610 | Active | 3471522300867 | 85.22 | 1 | 1 | stuk | Contactor A-Line | BE31220 | SP (Control general) | stuk | UA16RA UA16-30-10RA 400-415V 50Hz/415-440V 60 | Contacteur UA16-30-10RA 400-415V 50Hz / 415-440V 60 | Contactor UA16-30-10RA 400-415V 50Hz / 415-440V 60 | UA16-30-10RA 400-415V 50Hz / 415-440V 60Hz Contactor |  | 5.14
1SBL181201R9002 | A16-40-L 24V 50/60Hz | Active | 3471522255983 | 155 | 1 | 1 | stuk | Contactor A-Line | BE31220 | SP (Control general) | stuk | A16 A 16-40-L 24/50 | Contacteur 7,5kW 400V 4 pôles Pour la / poignée / 2P Haute tenue de courant | Contactor 7,5kW 400V 4-pole For switching van light High withstand current | A16-40-L 24V 50/60Hz Contactor
1SBL183060R5110 | TAL16-30-10RT 17-32V DC | Active | 3471522362711 | 170.43 | 1 | 1 | stuk | Contactor A-Line | BE31220 | SP (Control general) | stuk | TAL16 TAL16-30-10RT 17-32V DC | Contacteur TAL16-30-10RT 17-32V DC | Contactor TAL16-30-10RT 17-32V DC | TAL16-30-10RT 17-32V DC Contactor |  | 5.14
1SBL183060R5510 | TAL16-30-10RT 50-90V DC | Limited | 3471522362742 | 199.35 | 1 | 1 | stuk | Contactor A-Line | BE31220 | SP (Control general) | stuk | TAL16 TAL16-30-10RT 50-90V DC | Contacteur TAL16-30-10RT 40-90V DC | Contactor TAL16-30-10RT 40-90V DC | TAL16-30-10RT 42-78V DC Contactor |  | 5.14
1SBL183060R6210 | TAL16-30-10RT 77-143V DC | Limited | 3471522362766 | 199.35 | 1 | 1 | stuk | Contactor A-Line | BE31220 | SP (Control general) | stuk | TAL16 TAL16-30-10RT 77-143V DC | Contacteur TAL16-30-10RT 77-143V DC | Contactor TAL16-30-10RT 77-143V DC | TAL16-30-10RT 77-143V DC Contactor |  | 5.14
1SBL183061R5110 | TAL16-30-10 17-32V DC | Active | 3471522315519 | 134.2 | 1 | 1 | stuk | Contactor A-Line | BE31220 | SP (Control general) | stuk | TAL16 TAL 16-30-10 17-32VDC | TAL16-30-10 17-32V DC Contactor | TAL16-30-10 Schütz 17-32V DC | TAL16-30-10 17-32V DC Contactor
1SBL183061R5510 | TAL16-30-10 50-90V DC | Limited | 3471522315557 | 180.55 | 1 | 1 | stuk | Contactor A-Line | BE31220 | SP (Control general) | stuk | TAL16 TAL 16-30-10 50-90V-DC | Contacteur TAL16-30-10 3p.1NO 50-90Vdc | TAL16-30-10 Schütz 50-60V DC | TAL16-30-10 50-90V DC Contactor |  | 5.14
1SBL183061R6201 | TAL16-30-01 77-143V DC | Limited | 3471522316622 | 183.43 | 1 | 1 | stuk | Contactor A-Line | BE31220 | SP (Control general) | stuk | TAL16 TAL16-30-01/77-143Vdc | Contacteur Série TAL 3poles 1NC 17A 77-143Vdc | TAL16-30-01 Schütz 77-143V DC | TAL16-30-01 77-143V DC Contactor |  | 5.14
1SBL183061R6210 | TAL16-30-10 77-143V DC | Limited | 3471522315625 | 180.55 | 1 | 1 | stuk | Contactor A-Line | BE31220 | SP (Control general) | stuk | TAL16 TAL 16-30-10 77-143V-DC | Contacteur TAL16-30-10 3p.1NO 77-143Vdc | TAL16-30-10 Schütz 77-143V DC | TAL16-30-10 77-143V DC Contactor |  | 5.14
1SBL183061R6810 | TAL16-30-10 152-264V DC | Limited | 3471522315687 | 156.95 | 1 | 1 | stuk | Contactor A-Line | BE31220 | SP (Control general) | stuk | TAL16 TAL 16-30-10 152-264 VDC | TAL16-30-10 152-264V DC Contactor | TAL16-30-10 Schütz 152-264V DC | TAL16-30-10 152-264V DC Contactor
1SBL183261R6200 | TAL16-40-00 77-143V DC | Limited | 3471522317629 | 160 | 1 | 1 | stuk | Contactor A-Line | BE31220 | SP (Control general) | stuk | TAL16 TAL 16-40-00 77-143VDC | TAL16-40-00 77-143V DC Contactor | TAL16-40-00 Schütz 77-143V DC | TAL16-40-00 77-143V DC Contactor
1SBL183261R6600 | TAL16-40-00 90-150V DC | Limited | 3471522317667 | 183.43 | 1 | 1 | stuk | Contactor A-Line | BE31220 | SP (Control general) | stuk | TAL16 TAL 16-40-00 90-150V-DC | Contacteur TAL16-40-00 4p. 90-150Vdc | Contactor TAL16-40-00 4p. 90-150Vdc | TAL16-40-00 90-150V DC Contactor |  | 5.14
1SBL183561R5100 | TAL16-22-00 17-32V DC | Active | 3471522318510 | 160.91 | 1 | 1 | stuk | Contactor A-Line | BE31220 | SP (Control general) | stuk | TAL16 TAL 16-22-00 17-32V DC | TAL16-22-00 17-32V DC Contactor | TAL16-22-00 Schütz 17-32V DC | TAL16-22-00 17-32V DC Contactor
1SBL183561R5500 | TAL16-22-00 50-90V DC | Limited | 3471522318558 | 218.11 | 1 | 1 | stuk | Contactor A-Line | BE31220 | SP (Control general) | stuk | TAL16 TAL 16-22-00 50-90V-DC | Contacteur TAL 16-22-00 50-90V-DC | Contactor TAL16-22-00 2NO+2NC 50-90Vdc | TAL16-22-00 50-90V DC Contactor |  | 5.14
1SBL183561R6200 | TAL16-22-00 77-143V DC | Limited | 3471522318626 | 218.11 | 1 | 1 | stuk | Contactor A-Line | BE31220 | SP (Control general) | stuk | TAL16 TAL 16-22-00 77-143V-DC | Contacteur TAL 16-22-00 77-143V-DC | TAL16-22-00 Schütz 77-143V DC | TAL16-22-00 77-143V DC Contactor |  | 5.14
1SBL231001R8000 | AFC26-30-00-80 | Active | 3471523014640 | 74.3 | 1 | 1 | stuk | AF | BE31220 | SP (Control general) | stuk | Contactor AFC serie AFC26-30-00-80 | Contacteur Série AFC AFC26-30-00-80 | Contactor AFC range AFC26-30-00-80 | Contactor AFC range AFC26-30-00-80
1SBL231001R8100 | AFC26-30-00-81 | Active | 3471523014657 | 74.3 | 1 | 1 | stuk | AF | BE31220 | SP (Control general) | stuk | Contactor AFC serie AFC26-30-00-81 | Contacteur Série AFC AFC26-30-00-81 | Contactor AFC range AFC26-30-00-81 | Contactor AFC range AFC26-30-00-81
1SBL231001R8400 | AFC26-30-00-84 | Active | 3471523014763 | 74.3 | 1 | 1 | stuk | AF | BE31220 | SP (Control general) | stuk | Contactor AFC serie AFC26-30-00-84 | Contacteur Série AFC AFC26-30-00-84 | Contactor AFC range AFC26-30-00-84 | Contactor AFC range AFC26-30-00-84
1SBL231001R8800 | AFC26-30-00-88 | Active | 3471523014787 | 74.3 | 1 | 1 | stuk | AF | BE31220 | SP (Control general) | stuk | Contactor AFC serie AFC26-30-00-88 | Contacteur Série AFC AFC26-30-00-88 | Contactor AFC range AFC26-30-00-88 | Contactor AFC range AFC26-30-00-88
1SBL231005R8000 | AFC26-30-00K-80 | Active | 3471523014794 | 78.01 | 1 | 1 | stuk | AF | BE31220 | SP (Control general) | stuk | Contactor AFC serie AFC26-30-00K-80 | Contacteur Série AFC AFC26-30-00K-80 | Contactor AFC range AFC26-30-00K-80 | Contactor AFC range AFC26-30-00K-80
1SBL231005R8100 | AFC26-30-00K-81 | Active | 3471523014800 | 78.01 | 1 | 1 | stuk | AF | BE31220 | SP (Control general) | stuk | Contactor AFC serie AFC26-30-00K-81 | Contacteur Série AFC AFC26-30-00K-81 | Contactor AFC range AFC26-30-00K-81 | Contactor AFC range AFC26-30-00K-81
1SBL231005R8400 | AFC26-30-00K-84 | Active | 3471523014817 | 78.01 | 1 | 1 | stuk | AF | BE31220 | SP (Control general) | stuk | Contactor AFC serie AFC26-30-00K-84 | Contacteur Série AFC AFC26-30-00K-84 | Contactor AFC range AFC26-30-00K-84 | Contactor AFC range AFC26-30-00K-84
1SBL231005R8800 | AFC26-30-00K-88 | Active | 3471523014831 | 78.01 | 1 | 1 | stuk | AF | BE31220 | SP (Control general) | stuk | Contactor AFC serie AFC26-30-00K-88 | Contacteur Série AFC AFC26-30-00K-88 | Contactor AFC range AFC26-30-00K-88 | Contactor AFC range AFC26-30-00K-88
1SBL231201R8000 | AFC26-40-00-80 | Active | 3471523014848 | 82.8 | 1 | 1 | stuk | AF | BE31220 | SP (Control general) | stuk | Contactor AFC serie AFC26-40-00-80 | Contacteur Série AFC AFC26-40-00-80 | Contactor AFC range AFC26-40-00-80 | Contactor AFC range AFC26-40-00-80
1SBL231201R8100 | AFC26-40-00-81 | Active | 3471523014855 | 82.8 | 1 | 1 | stuk | AF | BE31220 | SP (Control general) | stuk | Contactor AFC serie AFC26-40-00-81 | Contacteur Série AFC AFC26-40-00-81 | Contactor AFC range AFC26-40-00-81 | Contactor AFC range AFC26-40-00-81
1SBL231201R8400 | AFC26-40-00-84 | Active | 3471523014862 | 82.8 | 1 | 1 | stuk | AF | BE31220 | SP (Control general) | stuk | Contactor AFC serie AFC26-40-00-84 | Contacteur Série AFC AFC26-40-00-84 | Contactor AFC range AFC26-40-00-84 | Contactor AFC range AFC26-40-00-84
1SBL231201R8800 | AFC26-40-00-88 | Active | 3471523014886 | 82.8 | 1 | 1 | stuk | AF | BE31220 | SP (Control general) | stuk | Contactor AFC serie AFC26-40-00-88 | Contacteur Série AFC AFC26-40-00-88 | Contactor AFC range AFC26-40-00-88 | Contactor AFC range AFC26-40-00-88
1SBL231501R8000 | AFC26-22-00-80 | Active | 3471523014893 | 92.42 | 1 | 1 | stuk | AF | BE31220 | SP (Control general) | stuk | Contactor AFC serie AFC26-22-00-80 | Contacteur Série AFC AFC26-22-00-80 | Contactor AFC range AFC26-22-00-80 | Contactor AFC range AFC26-22-00-80
1SBL231501R8100 | AFC26-22-00-81 | Active | 3471523014909 | 92.42 | 1 | 1 | stuk | AF | BE31220 | SP (Control general) | stuk | Contactor AFC serie AFC26-22-00-81 | Contacteur Série AFC AFC26-22-00-81 | Contactor AFC range AFC26-22-00-81 | Contactor AFC range AFC26-22-00-81
1SBL231501R8400 | AFC26-22-00-84 | Active | 3471523014916 | 92.42 | 1 | 1 | stuk | AF | BE31220 | SP (Control general) | stuk | Contactor AFC serie AFC26-22-00-84 | Contacteur Série AFC AFC26-22-00-84 | Contactor AFC range AFC26-22-00-84 | Contactor AFC range AFC26-22-00-84
1SBL231501R8800 | AFC26-22-00-88 | Active | 3471523014930 | 92.42 | 1 | 1 | stuk | AF | BE31220 | SP (Control general) | stuk | Contactor AFC serie AFC26-22-00-88 | Contacteur Série AFC AFC26-22-00-88 | Contactor AFC range AFC26-22-00-88 | Contactor AFC range AFC26-22-00-88
1SBL236001R2000 | AF26Z-30-00-20 | Active | 3471523114104 | 134.41 | 1 | 1 | stuk | Contactor AF | BE31220 | SP (Control general) | stuk | AF26Z AF 26Z-30-00-20 12-20VDC | Contacteur Série AF 26A (AC3), 3P, 12-20Vdc, faible consommation | AF26Z-30-00-20 Schütz 12-20V DC | AF26Z-30-00-20 12-20VDC Contactor |  | 5.14
1SBL236001R2100 | AF26Z-30-00-21 | Active | 3471523114111 | 134.41 | 1 | 1 | stuk | Contactor AF | BE31220 | SP (Control general) | stuk | AF26Z AF 26Z-30-00-21 24-60VAC 20-60VDC verbr. | Contacteur Série AF 26A (AC3), 3P, 24-60Vac/20-60Vdc, faible consommation | AF26Z-30-00-21 Schütz 24-60V 50/60Hz / 20-60V DC | AF26Z-30-00-21 24-60V50/60HZ 20-60VDC Contactor |  | 5.14
1SBL236001R2111 | AF26Z-30-11-21 | Active | 3471523114210 | 133.35 | 1 | 1 | stuk | Contactor AF | BE31220 | SP (Control general) | stuk | AF26Z AF26Z-30-11-21 24-60Vac/20-60Vdc | Contacteur Gamme AF 26A (AC3), 3P, 1NO/1NC, 24-60Vac/20-60Vd | AF26Z-30-11-21 Schütz 24-60V 50/60Hz / 20-60V DC | AF26Z-30-11-21 24-60V50/60HZ 20-60VDC Contactor
1SBL236001R2200 | AF26Z-30-00-22 | Active | 3471523114128 | 134.41 | 1 | 1 | stuk | Contactor AF | BE31220 | SP (Control general) | stuk | AF26Z AF 26Z-30-00-22 48-130VAC/DC verbr. | Contacteur Série AF 26A (AC3), 3P, 48-130Vac/dc, faible consommation | AF26Z-30-00-22 Schütz 48-130V 50/60Hz / DC | AF26Z-30-00-22 48-130V50/60HZ-DC Contactor |  | 5.14
1SBL236001R2300 | AF26Z-30-00-23 | Active | 3471523114135 | 134.41 | 1 | 1 | stuk | Contactor AF | BE31220 | SP (Control general) | stuk | AF26Z-30-00-23 100-250V50/60HZ-DC | Contacteur Série AF 26A (AC3), 3P, 100-250Vac/dc, faible consommation | AF26Z-30-00-23 Schütz 100-250V 50/60Hz / DC | AF26Z-30-00-23 100-250V50/60HZ-DC Contactor |  | 5.14
1SBL236001R3000 | AF26Z-30-00-30 | Active | 3471523114197 | 126.3 | 1 | 1 | stuk | Contactor AF | BE31220 | SP (Control general) | stuk | AF26Z AF 26Z-30-00-30 24VDC | AF26Z-30-00-30 24VDC Contactor | AF 26Z-30-00-30 24VDC | AF26Z-30-00-30 24VDC Contactor
1SBL236005R2000 | AF26Z-30-00K-20 | Active | 3471523156401 | 140.41 | 1 | 1 | stuk | Contactor AF | BE31220 | SP (Control general) | stuk | Contactor AF AF26Z-30-00K-20 | Contacteur 11kW 400V 3-pôle Bobine code: 11 Large éventail Faible bobine usage, sortie directe PLC Push-in Spring Terminals | AF26Z-30-00K-20 Schütz 12-20VDC / 3-polig | AF26Z-30-00K-20 12-20VDC Contactor |  | 5.14
1SBL236005R2100 | AF26Z-30-00K-21 | Active | 3471523156418 | 140.41 | 1 | 1 | stuk | Contactor AF | BE31220 | SP (Control general) | stuk | AF26Z-30-00K-21 24-60V50/60HZ 20-60VDC | Contacteur 11kW 400V 3-pôle Bobine code: 12 Large éventail Faible bobine usage, sortie directe PLC Push-in Spring Terminals | AF26Z-30-00K-21 Schütz 24-60V 50/60Hz / 20-60VDC / 3-polig | AF26Z-30-00K-21 24-60V50/60HZ 20-60VDC Contactor |  | 5.14
1SBL236005R2200 | AF26Z-30-00K-22 | Active | 3471523156425 | 140.41 | 1 | 1 | stuk | Contactor AF | BE31220 | SP (Control general) | stuk | AF26Z-30-00K-22 48-130V50/60HZ-DC | Contacteur 11kW 400V 3-pôle Bobine code: 13 Large éventail Faible bobine usage, sortie directe PLC Push-in Spring Terminals | AF26Z-30-00K-22 Schütz 48-130V 50/60Hz /DC / 3-polig | AF26Z-30-00K-22 48-130V50/60HZ-DC Contactor |  | 5.14
1SBL236005R2300 | AF26Z-30-00K-23 | Active | 3471523156432 | 140.41 | 1 | 1 | stuk | Contactor AF | BE31220 | SP (Control general) | stuk | AF26Z-30-00K-23 100-250V50/60HZ-DC | Contacteur 11kW 400V 3-pôle Bobine code: 14 Large éventail Faible bobine usage, sortie directe PLC Push-in Spring Terminals | AF26Z-30-00K-23 Schütz 100-250V 50/60Hz /DC / 3-polig | AF26Z-30-00K-23 100-250V50/60HZ-DC Contactor |  | 5.14
1SBL236060R2200 | AF26ZB-30-00RT-22 | Active | 3471523128521 | 188.89 | 1 | 1 | stuk | Contactor AF Railway | BE31220 | SP (Control general) | stuk | AF26ZB AF26ZB-30-00RT-22 | Contacteur Série AF 45A (AC1), 3P, 48-130V AC/DC bas cons. | Contactor AF Range 45A (AC1), 3P, 48-130V AC/DC low power | AF26ZB-30-00RT-22 48-130V50/60HZ-DC Contactor
1SBL236061R2100 | AF26ZB-30-00-21 | Active | 3471523124110 | 163.02 | 1 | 1 | stuk | Contactor AF Railway | BE31220 | SP (Control general) | stuk | AF26ZB AF 26ZB-30-00-21 20-60VDC | AF26ZB-30-00-21 CONT AFZ 11KW AC3-3P- 24/20.#DC/FER | AF26ZB-30-00-21 Schütz 24-60V 50/60Hz / 20-60V DC | AF26ZB-30-00-21 24-60V50/60HZ 20-60VDC Contactor |  | 5.14
1SBL236061R2200 | AF26ZB-30-00-22 | Active | 3471523124127 | 163.02 | 1 | 1 | stuk | Contactor AF Railway | BE31220 | SP (Control general) | stuk | AF26ZB AF 26ZB-30-00-22 48-130VDC | AF26ZB-30-00-22 CONT AFZ 11KW AC3-3P-48...130VAC/DC-FER | AF26ZB-30-00-22 Schütz 48-130V 50/60Hz / DC | AF26ZB-30-00-22 48-130V50/60HZ-DC Contactor |  | 5.14
1SBL236061R2300 | AF26ZB-30-00-23 | Active | 3471523124134 | 163.02 | 1 | 1 | stuk | Contactor AF Railway | BE31220 | SP (Control general) | stuk | AF26ZB AF 26ZB-30-00-23 100-250VDC | AF26ZB-30-00-23 CONT AFZ 11KW AC3-3P-100#250VAC/DC-FER | AF26ZB-30-00-23 Schütz 100-250V 50/60Hz / DC | AF26ZB-30-00-23 100-250V50/60HZ-DC Contactor |  | 5.14
1SBL236082R3022 | AFS26Z-30-22-30 | Active | 3471523158498 | 154.35 | 1 | 1 | stuk | AF Safety | BE31220 | SP (Control general) | stuk | Contactor AFS serie AFS26Z-30-22-30 | Contacteur Série AFS AFS26Z-30-22-30 | Contactor AFS range AFS26Z-30-22-30 | Contactor AFS range AFS26Z-30-22-30
1SBL236201R2000 | AF26Z-40-00-20 | Active | 3471523116009 | 150 | 1 | 1 | stuk | Contactor AF | BE31220 | SP (Control general) | stuk | AF26Z AF 26Z-40-00-20 12-20VDC | Contacteur Série AF 45A (AC1), 4P, 12-20Vdc, faible consommation | AF26Z-40-00-20 Schütz 12-20V DC | AF26Z-40-00-20 12-20VDC Contactor |  | 5.14
1SBL236201R2100 | AF26Z-40-00-21 | Active | 3471523116016 | 150 | 1 | 1 | stuk | Contactor AF | BE31220 | SP (Control general) | stuk | AF26Z AF 26Z-40-00-21 24-60VAC 20-60VDC | Contacteur Série AF 45A (AC1), 4P, 24-60Vac/20-60Vdc, faible | AF26Z-40-00-21 Schütz 24-60V 50/60Hz / 20-60V DC | AF26Z-40-00-21 24-60V50/60HZ 20-60VDC Contactor |  | 5.14
1SBL236201R2200 | AF26Z-40-00-22 | Active | 3471523116023 | 150 | 1 | 1 | stuk | Contactor AF | BE31220 | SP (Control general) | stuk | AF26Z AF 26Z-40-00-22 48-130VAC/DC laag verbr. | Contacteur Série AF 45A (AC1), 4P, 48-130Vac/dc, faible consommation | AF26Z-40-00-22 Schütz 48-130V 50/60Hz / DC | AF26Z-40-00-22 48-130V50/60HZ-DC Contactor |  | 5.14
1SBL236201R2300 | AF26Z-40-00-23 | Active | 3471523116030 | 150 | 1 | 1 | stuk | Contactor AF | BE31220 | SP (Control general) | stuk | AF26Z AF 26Z-40-00-23 100-250VAC/DC laag verbr. | Contacteur Série AF 45A (AC1), 4P, 100-250Vac/dc, faible consommation | AF26Z-40-00-23 Schütz 100-250V 50/60Hz / DC | AF26Z-40-00-23 100-250V50/60HZ-DC Contactor |  | 5.14
1SBL236260R2100 | AF26ZB-40-00RT-21 | Active | 3471523129610 | 174.14 | 1 | 1 | stuk | Contactor AF Railway | BE31220 | SP (Control general) | stuk | AF26ZB AF26ZB-40-00RT-21 | Contacteur Gamme AF AF26ZB-40-00RT-21 24-60V50/60HZ 20-60VDC | Contactor AF range AF26ZB-40-00RT-21 24-60V50/60HZ 20-60VDC | AF26ZB-40-00RT-21 24-60V50/60HZ 20-60VDC Contactor |  | 5.14
1SBL236260R2200 | AF26ZB-40-00RT-22 | Active | 3471523129627 | 203.78 | 1 | 1 | stuk | Contactor AF Railway | BE31220 | SP (Control general) | stuk | AF26ZB AF26ZB-40-00RT-22 | Contacteur 48-130V50/60HZ-DC | Contactor 48-130V50/60HZ-DC | AF26ZB-40-00RT-22 48-130V50/60HZ-DC Contactor |  | 5.14
1SBL236261R2100 | AF26ZB-40-00-21 | Active | 3471523124615 | 174.14 | 1 | 1 | stuk | Contactor AF Railway | BE31220 | SP (Control general) | stuk | AF26ZB AF 26ZB-40-00-21 20-60VDC | AF26ZB-40-00-21 CONT AFZ 45A AC1-4P-24/20...60VAC/DC-FER | AF26ZB-40-00-21 Schütz 24-60V 50/60Hz / 20-60V DC | AF26ZB-40-00-21 24-60V50/60HZ 20-60VDC Contactor |  | 5.14
1SBL236261R2200 | AF26ZB-40-00-22 | Active | 3471523124622 | 174.14 | 1 | 1 | stuk | Contactor AF Railway | BE31220 | SP (Control general) | stuk | AF26ZB AF 26ZB-40-00-22 48-130VDC | AF26ZB-40-00-22 CONT AFZ 45A AC1-4P-48...130VAC/DC-FER | AF26ZB-40-00-22 Schütz 48-130V 50/60Hz / DC | AF26ZB-40-00-22 48-130V50/60HZ-DC Contactor |  | 5.14
1SBL236261R2300 | AF26ZB-40-00-23 | Active | 3471523124639 | 174.14 | 1 | 1 | stuk | Contactor AF Railway | BE31220 | SP (Control general) | stuk | AF26ZB AF 26ZB-40-00-23 100-250VDC | AF26ZB-40-00-23 CONT AFZ 45A AC1-4P-100...250VAC/DC-FER | AF26ZB-40-00-23 Schütz 100-250V 50/60Hz / DC | AF26ZB-40-00-23 100-250V50/60HZ-DC Contactor |  | 5.14
1SBL236501R2000 | AF26Z-22-00-20 | Active | 3471523116801 | 174.02 | 1 | 1 | stuk | Contactor AF | BE31220 | SP (Control general) | stuk | AF26Z-22-00-20 12-20VDC | Contacteur Série AF 45A (AC1), 4P (2NO/2NC), 12-20Vdc, faible consommation | AF26Z-22-00-20 Schütz 12-20V DC | AF26Z-22-00-20 12-20VDC Contactor |  | 5.14
1SBL236501R2100 | AF26Z-22-00-21 | Active | 3471523116818 | 174.02 | 1 | 1 | stuk | Contactor AF | BE31220 | SP (Control general) | stuk | AF26Z-22-00-21 24-60V50/60HZ 20-60VDC | Contacteur Série AF 45A (AC1), 4P (2NO/2NC), 24-60Vac/20-60Vdc, faible consommation | AF26Z-22-00-21 Schütz 24-60V 50/60Hz / 20-60V DC | AF26Z-22-00-21 24-60V50/60HZ 20-60VDC Contactor |  | 5.14
1SBL236501R2200 | AF26Z-22-00-22 | Active | 3471523116825 | 174.02 | 1 | 1 | stuk | Contactor AF | BE31220 | SP (Control general) | stuk | AF26Z AF 26Z-22-00-22 48-130VAC/DC laag verbr. | Contacteur Série AF 45A (AC1), 4P (2NO/2NC), 48-130Vac/dc, faible consommation | AF26Z-22-00-22 Schütz 48-130V 50/60Hz / DC | AF26Z-22-00-22 48-130V50/60HZ-DC Contactor |  | 5.14
1SBL236501R2300 | AF26Z-22-00-23 | Active | 3471523116832 | 174.02 | 1 | 1 | stuk | Contactor AF | BE31220 | SP (Control general) | stuk | AF26Z AF 26Z-22-00-23 100-250VAC/DC laag verbr. | Contacteur Série AF 45A (AC1), 4P (2NO/2NC), 100-250Vac/dc, faible consommation | AF26Z-22-00-23 Schütz 100-250V 50/60Hz / DC | AF26Z-22-00-23 100-250V50/60HZ-DC Contactor |  | 5.14
1SBL236560R2200 | AF26ZB-22-00RT-22 | Active | 3471523129924 | 228.48 | 1 | 1 | stuk | Contactor AF Railway | BE31220 | SP (Control general) | stuk | AF26ZB AF26ZB-22-00RT-22 | Contacteur 48-130V50/60HZ-DC | Contactor 48-130V50/60HZ-DC | AF26ZB-22-00RT-22 48-130V50/60HZ-DC Contactor |  | 5.14
1SBL236561R2100 | AF26ZB-22-00-21 | Active | 3471523125018 | 193.91 | 1 | 1 | stuk | Contactor AF Railway | BE31220 | SP (Control general) | stuk | AF26ZB AF 26ZB-22-00-21 20-60VDC | AF26ZB-22-00-21 CONT AFZ 45A AC1-2P NC+2P NF- 24/20.#24/20 FER | AF26ZB-22-00-21 Schütz 24-60V 50/60Hz / 20-60V DC | AF26ZB-22-00-21 24-60V50/60HZ 20-60VDC Contactor |  | 5.14
1SBL236561R2200 | AF26ZB-22-00-22 | Active | 3471523125025 | 193.91 | 1 | 1 | stuk | Contactor AF Railway | BE31220 | SP (Control general) | stuk | AF26ZB AF 26ZB-22-00-22 48-130VDC | AF26ZB-22-00-22 CONT AFZ 45A AC1-2P NC+2P NP- 48#48/130VAC+FER | AF26ZB-22-00-22 Schütz 48-130V 50/60Hz / DC | AF26ZB-22-00-22 48-130V50/60HZ-DC Contactor |  | 5.14
1SBL236561R2300 | AF26ZB-22-00-23 | Active | 3471523125032 | 193.91 | 1 | 1 | stuk | Contactor AF Railway | BE31220 | SP (Control general) | stuk | AF26ZB AF 26ZB-22-00-23 100-250VDC | AF26ZB-22-00-23 CONT AFZ 45A AC1-2P NC+2P NF- 100#100/250VAC+FER | AF26ZB-22-00-23 Schütz 100-250V 50/60Hz / DC | AF26ZB-22-00-23 100-250V50/60HZ-DC Contactor |  | 5.14
1SBL237001R1100 | AF26-30-00-11 | Active | 3471523110915 | 86.54 | 1 | 1 | stuk | Contactor AF | BE31220 | SP (Control general) | stuk | AF26 AF 26-30-00-11 24-60VAC 20-60VDC | Contacteur Série AF 26A (AC3), 3P, 24-60Vac/20-60Vdc | AF26-30-00-11 Schütz 24-60V 50/60Hz / 20-60V DC | AF26-30-00-11 24-60V50/60HZ 20-60VDC Contactor |  | 5.14
1SBL237001R1111 | AF26-30-11-11 | Active | 3471523111011 | 94.8 | 1 | 1 | stuk | Contactor AF | BE31220 | SP (Control general) | stuk | AF26 AF26-30-11-11 24-60Vac/20-60Vdc | Contacteur Série AF 26A (AC3), 3P, 1NO/1NC, 24-60Vac/20-60Vd | AF26-30-11-11 Schütz 24-60V 50/60Hz / 20-60V DC | AF26-30-11-11 24-60V50/60HZ 20-60VDC Contactor |  | 5.14
1SBL237001R1122 | AF26-30-22-11 | Active | 3471523111110 | 127.21 | 1 | 1 | stuk | Contactor AF | BE31220 | SP (Control general) | stuk | AF26 AF26-30-22-11 24-60Vac/20-60Vdc | Contacteur Série AF 26A (AC3), 3P, 2NO/2NC, 24-60Vac/ 20-60Vdc | AF26-30-22-11 Schütz 24-60V 50/60Hz / 20-60V DC | AF26-30-22-11 24-60V50/60HZ 20-60VDC Contactor |  | 5.14
1SBL237001R1200 | AF26-30-00-12 | Active | 3471523110922 | 86.54 | 1 | 1 | stuk | Contactor AF | BE31220 | SP (Control general) | stuk | AF26 AF 26-30-00-12 48-130VAC/DC | Contacteur Série AF 26A (AC3), 3P, 48-130Vac/dc | AF26-30-00-12 Schütz 48-130V 50/60Hz / DC | AF26-30-00-12 48-130V50/60HZ-DC Contactor |  | 5.14
1SBL237001R1211 | AF26-30-11-12 | Active | 3471523111028 | 94.8 | 1 | 1 | stuk | Contactor AF | BE31220 | SP (Control general) | stuk | AF26 AF26-30-11-12 | Contacteur Série AF 26A (AC3), 3P, 1NO/1NC, 48-130Vac/dc | AF26-30-11-12 Schütz 48-130V 50/60Hz / DC | AF26-30-11-12 48-130V50/60HZ-DC Contactor |  | 5.14
1SBL237001R1300 | AF26-30-00-13 | Active | 3471523110939 | 86.54 | 1 | 1 | stuk | Contactor AF | BE31220 | SP (Control general) | stuk | AF26 AF 26-30-00-13 100-250VAC/DC | Contacteur Série AF 26A (AC3), 3P, 100-250Vac/dc | AF26-30-00-13 Schütz 100-250V 50/60Hz / DC | AF26-30-00-13 100-250V50/60HZ-DC Contactor |  | 5.14
1SBL237001R1311 | AF26-30-11-13 | Active | 3471523111035 | 101.3 | 1 | 1 | stuk | Contactor AF | BE31220 | SP (Control general) | stuk | AF26 AF26-30-11-13 | Contacteur Série AF 26A (AC3), 3P, 1NO/1NC, 100-250Vac/dc | AF26-30-11-13 Schütz 100-250V 50/60Hz / DC | AF26-30-11-13 100-250V50/60HZ-DC Contactor |  | 5.14
1SBL237001R1400 | AF26-30-00-14 | Active | 3471523110946 | 86.54 | 1 | 1 | stuk | Contactor AF | BE31220 | SP (Control general) | stuk | AF26 AF 26-30-00-14 250-500VAC/DC | Contacteur Série AF 26A (AC3), 3P, 250-500Vac/dc | AF26-30-00-14 Schütz 250-500V 50/60Hz / DC | AF26-30-00-14 250-500V50/60HZ-DC Contactor |  | 5.14
1SBL237001R1411 | AF26-30-11-14 | Active | 3471523111042 | 135.62 | 1 | 1 | stuk | Contactor AF | BE31220 | SP (Control general) | stuk | AF26 AF26-30-11-14 250-500Vac/dc | Contacteur Série AF 26A (AC3), 3P, 1NO/1NC, 250-500Vac/dc | AF26-30-11-14 Schütz 250-500V 50/60Hz / DC | AF26-30-11-14 250-500V50/60HZ-DC Contactor |  | 5.14
1SBL237005R1100 | AF26-30-00K-11 | Active | 3471523154919 | 93.38 | 1 | 1 | stuk | Contactor AF | BE31220 | SP (Control general) | stuk | AF26-30-00K-11 24-60V50/60HZ 20-60VDC | Contacteur 11kW 400V 3-pôle Bobine code: 11 Large éventail Contact auxiliaire 0NO + 0NF Push-in Spring Terminals | AF26-30-00K-11 Schütz 24-60V 50/60Hz / 20-60V DC | AF26-30-00K-11 24-60V50/60HZ 20-60VDC Contactor |  | 5.14
1SBL237005R1200 | AF26-30-00K-12 | Active | 3471523154926 | 93.38 | 1 | 1 | stuk | Contactor AF | BE31220 | SP (Control general) | stuk | AF26-30-00K-12 48-130V50/60HZ-DC | Contacteur 11kW 400V 3-pôle Bobine code: 12 Large éventail Contact auxiliaire 0NO + 0NF Push-in Spring Terminals | AF26-30-00K-12 Schütz 48-130V 50/60Hz / DC | AF26-30-00K-12 48-130V50/60HZ-DC Contactor |  | 5.14
1SBL237005R1300 | AF26-30-00K-13 | Active | 3471523154933 | 93.38 | 1 | 1 | stuk | Contactor AF | BE31220 | SP (Control general) | stuk | AF26-30-00K-13 100-250V50/60HZ-DC | Contacteur 11kW 400V 3-pôle Bobine code: 13 Large éventail Contact auxiliaire 0NO + 0NF Push-in Spring Terminals | AF26-30-00K-13 Schütz 100-250V 50/60Hz / DC | AF26-30-00K-13 100-250V50/60HZ-DC Contactor |  | 5.14
1SBL237005R1400 | AF26-30-00K-14 | Active | 3471523154940 | 93.38 | 1 | 1 | stuk | Contactor AF | BE31220 | SP (Control general) | stuk | AF26-30-00K-14 250-500V50/60HZ-DC | Contacteur 11kW 400V 3-pôle Bobine code: 14 Large éventail Contact auxiliaire 0NO + 0NF Push-in Spring Terminals | AF26-30-00K-14 Schütz 250-500V 50/60Hz /DC / 3-polig | AF26-30-00K-14 250-500V50/60HZ-DC Contactor |  | 5.14
1SBL237081R1300 | AF26-30-00L-13 | Active | 3471523135833 | 131.78 | 1 | 1 | stuk | Contactor AF | BE31220 | SP (Control general) | stuk | AF 26-30-00L-13 100-250VAC/DC | Contacteur Gamme AF AF26-30-00L-13 | Contactor AF range AF26-30-00L-13 | AF26-30-00L-13 100-250V50/60HZ-DC Contactor
1SBL237081R1400 | AF26-30-00L-14 | Active | 3471523135840 | 131.78 | 1 | 1 | stuk | Contactor AF | BE31220 | SP (Control general) | stuk | AF 26-30-00L-14 250-500VAC/DC L | Contacteur 11kW 250-400V 3 pôles Code transition rapide OT160E03CFP 0NO + 0NC L version | Contactor 11kW 250-400V 3-pole Coil code: 14 Wide range Aux. contact 0NO + 0NC L version | AF26-30-00L-14 250-500V50/60HZ-DC Contactor
1SBL237082R1122 | AFS26-30-22-11 | Active | 3471523005471 | 172.74 | 1 | 1 | stuk | Contactor AF Safety | BE31220 | SP (Control general) | stuk | AFS26 AFS 26-30-22-11 24-60V50/60HZ 20-60VDC | AFS26-30-22-11 24-60V50/60HZ 20-60VDC Contactor | AFS26-30-22-11 Safetyschütz 24-60V 50/60Hz 20-60V DC | AFS26-30-22-11 24-60V50/60HZ 20-60VDC Contactor
1SBL237082R1322 | AFS26-30-22-13 | Active | 3471523157330 | 125.91 | 1 | 1 | stuk | Contactor AF Safety | BE31220 | SP (Control general) | stuk | AFS26 AFS 26-30-22-13 100-250V50/60HZ-DC | AFS26-30-22-13 100-250V50/60HZ-DC Contactor | AFS26-30-22-13 Safetyschütz 100-250V 50/60Hz / DC | AFS26-30-22-13 100-250V50/60HZ-DC Contactor
1SBL237201R1100 | AF26-40-00-11 | Active | 3471523115217 | 96.61 | 1 | 1 | stuk | Contactor AF | BE31220 | SP (Control general) | stuk | AF26 AF 26-40-00-11 24-60VAC 20-60VDC | Contacteur Série AF 45A (AC1), 4P, 24-60Vac/20-60Vdc | AF26-40-00-11 Schütz 24-60V 50/60Hz / 20-60V DC | AF26-40-00-11 24-60V50/60HZ 20-60VDC Contactor |  | 5.14
1SBL237201R1200 | AF26-40-00-12 | Active | 3471523115224 | 96.61 | 1 | 1 | stuk | Contactor AF | BE31220 | SP (Control general) | stuk | AF26 AF 26-40-00-12 48-130VAC/DC | Contacteur Série AF 45A (AC1), 4P, 48-130Vac/dc | AF26-40-00-12 Schütz 48-130V 50/60Hz / DC | AF26-40-00-12 48-130V50/60HZ-DC Contactor |  | 5.14
1SBL237201R1300 | AF26-40-00-13 | Active | 3471523115231 | 96.61 | 1 | 1 | stuk | Contactor AF | BE31220 | SP (Control general) | stuk | AF26 AF 26-40-00-13 100-250VAC/DC | Contacteur Série AF 45A (AC1), 4P, 100-250Vac/dc | AF26-40-00-13 Schütz 100-250V 50/60Hz / DC | AF26-40-00-13 100-250V50/60HZ-DC Contactor |  | 5.14
1SBL237201R1400 | AF26-40-00-14 | Active | 3471523115248 | 96.61 | 1 | 1 | stuk | Contactor AF | BE31220 | SP (Control general) | stuk | AF26 AF 26-40-00-14 250-500VAC/DC | Contacteur Série AF 45A (AC1), 4P, 250-500Vac/dc | AF26-40-00-14 Schütz 250-500V AC/DC | AF26-40-00-14 250-500V50/60HZ-DC Contactor |  | 5.14
1SBL237501R1100 | AF26-22-00-11 | Active | 3471523116412 | 111.85 | 1 | 1 | stuk | Contactor AF | BE31220 | SP (Control general) | stuk | AF26 AF 26-22-00-11 24-60VAC 20-60VDC | Contacteur Série AF 45A (AC1), 4P (2NO/2NC), 24-60Vac/20-60V | AF26-22-00-11 Schütz 24-60V 50/60Hz 20-60V DC | AF26-22-00-11 24-60V50/60HZ 20-60VDC Contactor |  | 5.14
1SBL237501R1200 | AF26-22-00-12 | Active | 3471523116429 | 111.85 | 1 | 1 | stuk | Contactor AF | BE31220 | SP (Control general) | stuk | AF26 AF 26-22-00-12 48-130VAC/DC | Contacteur Série AF 45A (AC1), 4P (2NO/2NC), 48-130Vac/dc | AF26-22-00-12 Schütz 48-130V 50/60Hz / DC | AF26-22-00-12 48-130V50/60HZ-DC Contactor |  | 5.14
1SBL237501R1300 | AF26-22-00-13 | Active | 3471523116436 | 111.85 | 1 | 1 | stuk | Contactor AF | BE31220 | SP (Control general) | stuk | AF26 AF 26-22-00-13 100-250VAC/DC | Contacteur Série AF 45A (AC1), 4P (2NO/2NC), 100-250Vac/dc | AF26-22-00-13 Schütz 100-250V 50/60Hz / DC | AF26-22-00-13 100-250V50/60HZ-DC Contactor |  | 5.14
1SBL237501R1400 | AF26-22-00-14 | Active | 3471523116443 | 111.85 | 1 | 1 | stuk | Contactor AF | BE31220 | SP (Control general) | stuk | AF26 AF 26-22-00-14 250-500VAC/DC | Contacteur Série AF 45A (AC1), 4P (2NO/2NC), 250-500Vac/dc | AF26-22-00-14 Schütz 250-500V AC/DC | AF26-22-00-14 250-500V50/60HZ-DC Contactor |  | 5.14
1SBL241001R8901 | A26-30-01 110-115V 50Hz / 115-127V 60Hz | Limited | 3471522061898 | 167.01 | 1 | 1 | stuk | Contactor A-Line | BE31220 | SP (Control general) | stuk | A26 A 26-30-01 110-115/50 115-127/60 | Contacteur gamme A 3p 1NC 26A 110-115V 50Hz | A26-30-01 Schütz 110-115 50Hz / 110-127V 60Hz | A26-30-01 110-115V 50Hz / 115-127V 60Hz Contactor
1SBL241022R8010 | 1SBL241022R8010 | Active | 3471522069801 | 105.36 | 1 | 1 | stuk | Contactor A-Line | BE31220 | SP (Control general) | stuk | UA26 UA 26-30-10 220/230 | CONTACTEUR 20 KVar/400 V - BOBINE 220/ 230V - 50 Hz | UA26-30-10-80 Kondensatorschütz 220-230V 50Hz / 230-240V 60Hz | UA26-30-10 220-230V 50Hz / 230-240V 60Hz Contactor |  | 5.14
1SBL241022R8410 | 1SBL241022R8410 | Active | 3471522069849 | 105.36 | 1 | 1 | stuk | Contactor A-Line | BE31220 | SP (Control general) | stuk | UA26 UA26-30-10/110-120V 60Hz | Contacteur gamme UA 3p 1NO 26A 110-120V 60Hz | UA26-30-10-84 Kondensatorschütz 100V 50Hz / 110-120V 60Hz | UA26-30-10 110V 50Hz / 110-120V 60Hz Contactor |  | 5.14
1SBL241022R8510 | 1SBL241022R8510 | Active | 3471522069856 | 105.36 | 1 | 1 | stuk | Contactor A-Line | BE31220 | SP (Control general) | stuk | UA26 UA26-30-10/380-400V 50Hz | Contacteur gamme UA 3p 1NO 26A 380-400V 50Hz | UA26-30-10-85 Kondensatorschütz 380-400V 50Hz / 400-415V 60Hz | UA26-30-10 380-400V 50Hz / 400-415V 60Hz Contactor |  | 5.14
1SBL241022R8610 | 1SBL241022R8610 | Active | 3471522069863 | 105.36 | 1 | 1 | stuk | Contactor A-Line | BE31220 | SP (Control general) | stuk | UA26 UA26-30-10/400-415V 50Hz | Contacteur gamme UA 3p 1NO 26A 400-415V 50Hz | UA26-30-10-86 Kondensatorschütz 400-415V 50Hz / 415-460V 60Hz | UA26-30-10 400-415V 50Hz / 415-440V 60Hz Contactor |  | 5.14
1SBL241022R8810 | 1SBL241022R8810 | Active | 3471522069887 | 94.38 | 1 | 1 | stuk | Contactor A-Line | BE31220 | SP (Control general) | stuk | UA26 UA 26-30-10 230 -240V | Contacteur gamme UA 3p 1NO 26A 230-240V 50Hz | UA26-30-10-88 Kondensatorschütz 230-240V 50Hz / 240-260V 60Hz | UA26-30-10 230-240V 50Hz / 240-260V 60Hz Contactor
1SBL241024R8010 | 1SBL241024R8010 | Active | 3471522301802 | 166.74 | 1 | 1 | stuk | Contactor A-Line | BE31220 | SP (Control general) | stuk | UA26RA UA 26-30-10RA 220-230V 50Hz /230 | Contacteur UA-series 3P 1NO 22Kvar(400V) 220-230V 50Hz | UA26-30-10-RA-80 Kondensatorschütz 220-230V 50Hz / 230-240V 60Hz | UA26-30-10RA 220-230V 50Hz / 230-240V 60Hz Contactor |  | 5.14
1SBL241024R8410 | 1SBL241024R8410 | Active | 3471522301840 | 163.46 | 1 | 1 | stuk | A-Line | BE31220 | SP (Control general) | stuk | Contactor UA series UA26-30-10RA 110V 50Hz / 110-120V 60Hz | Contacteur Gamme UA UA26-30-10RA 110V 50Hz / 110-120V 60Hz | Contactor UA-range UA26-30-10RA 110V 50Hz / 110-120V 60Hz | Contactor UA-range UA26-30-10RA 110V 50Hz / 110-120V 60Hz
1SBL241024R8610 | 1SBL241024R8610 | Active | 3471522301864 | 167.96 | 1 | 1 | stuk | Contactor A-Line | BE31220 | SP (Control general) | stuk | UA26RA UA26-30-10RA 400-415V 50Hz/415-440V 60 | Contacteur UA-series 3p 1NO capacitor 400-415V 50Hz | Contactor UA-series 3p 1NO capacitor 400-415V 50Hz | UA26-30-10RA 400-415V 50Hz / 415-440V 60Hz Contactor |  | 5.14
1SBL243060R5110 | TAL26-30-10RT 17-32V DC | Active | 3471522363114 | 198.83 | 1 | 1 | stuk | Contactor A-Line | BE31220 | SP (Control general) | stuk | TAL26 TAL26-30-10RT 17-32V DC | Contacteur TAL26-30-10RT 17-32V DC | Contactor TAL26-30-10RT 17-32V DC | TAL26-30-10RT 17-32V DC Contactor |  | 5.14
1SBL243060R5510 | TAL26-30-10RT 50-90V DC | Limited | 3471522363145 | 232.55 | 1 | 1 | stuk | Contactor A-Line | BE31220 | SP (Control general) | stuk | TAL26 TAL26-30-10RT 50-90V DC | Contacteur Gamme TAL TAL26-30-10RT 50-90V DC | Contactor TAL range TAL26-30-10RT 50-90V DC | TAL26-30-10RT 50-90V DC Contactor |  | 5.14
1SBL243061R5101 | TAL26-30-01 17-32V DC | Active | 3471522320513 | 162.1 | 1 | 1 | stuk | Contactor A-Line | BE31220 | SP (Control general) | stuk | TAL26 TAL 26-30-01 17..32V DC | TAL26-30-01 17-32V DC Contactor | TAL26-30-01 Schütz 17-32V DC | TAL26-30-01 17-32V DC Contactor
1SBL243061R5410 | TAL26-30-10 36-65V DC | Limited | 3471522319548 | 183.68 | 1 | 1 | stuk | Contactor A-Line | BE31220 | SP (Control general) | stuk | TAL26 TAL 26-30-10 36-65 V-DC | TAL26-30-10 36-65V DC Contactor | TAL26-30-10 Schütz 36-65V DC | TAL26-30-10 36-65V DC Contactor
1SBL243061R5510 | TAL26-30-10 50-90V DC | Limited | 3471522319555 | 212.32 | 1 | 1 | stuk | Contactor A-Line | BE31220 | SP (Control general) | stuk | TAL26 TAL 26-30-10 50-90Vdc | Contacteur TAL26-30-10 3p.1NO 50-90Vdc | TAL26-30-10 Schütz 50-90V DC | TAL26-30-10 50-90V DC Contactor |  | 5.14
1SBL243061R6210 | TAL26-30-10 77-143V DC | Limited | 3471522319623 | 213.78 | 1 | 1 | stuk | Contactor A-Line | BE31220 | SP (Control general) | stuk | TAL26 TAL 26-30-10 77-143V-DC | Contacteur TAL26-30-10 3p.1NO 77-143Vdc | TAL26-30-10 Schütz 77-143V DC | TAL26-30-10 77-143V DC Contactor |  | 5.14
1SBL243061R6810 | TAL26-30-10 152-264V DC | Limited | 3471522319685 | 183.68 | 1 | 1 | stuk | Contactor A-Line | BE31220 | SP (Control general) | stuk | TAL26 TAL26-30-10 152-264V DC | TAL26-30-10 152-264V DC Contactor | TAL26-30-10 Schütz 152-264V DC | TAL26-30-10 152-264V DC Contactor
1SBL243261R5100 | TAL26-40-00 17-32V DC | Active | 3471522321510 | 162.1 | 1 | 1 | stuk | Contactor A-Line | BE31220 | SP (Control general) | stuk | TAL26 TAL 26-40-00 17..32VDC | TAL26-40-00 17-32V DC Contactor | TAL26-40-00 Schütz 17-32V DC | TAL26-40-00 17-32V DC Contactor
1SBL243261R5500 | TAL26-40-00 50-90V DC | Limited | 3471522321558 | 221 | 1 | 1 | stuk | Contactor A-Line | BE31220 | SP (Control general) | stuk | TAL26 TAL 26-40-00 50-90V-DC | Contacteur TAL26-40-00 4p. 50-90Vdc | TAL26-40-00 Schütz 90-150V DC | TAL26-40-00 50-90V DC Contactor |  | 5.14
1SBL243561R5100 | TAL26-22-00 17-32V DC | Active | 3471522322517 | 200.39 | 1 | 1 | stuk | Contactor A-Line | BE31220 | SP (Control general) | stuk | TAL26 TAL 26-22-00 17-32V DC | TAL26-22-00 17-32V DC Contactor | TAL26-22-00 Schütz 17-32V DC | TAL26-22-00 17-32V DC Contactor
1SBL271001R8000 | AFC30-30-00-80 | Active | 3471523014947 | 104.42 | 1 | 1 | stuk | AF | BE31220 | SP (Control general) | stuk | Contactor AFC serie AFC30-30-00-80 | Contacteur Série AFC AFC30-30-00-80 | Contactor AFC range AFC30-30-00-80 | Contactor AFC range AFC30-30-00-80
1SBL271001R8100 | AFC30-30-00-81 | Active | 3471523014954 | 104.42 | 1 | 1 | stuk | AF | BE31220 | SP (Control general) | stuk | Contactor AFC serie AFC30-30-00-81 | Contacteur Série AFC AFC30-30-00-81 | Contactor AFC range AFC30-30-00-81 | Contactor AFC range AFC30-30-00-81
1SBL271001R8400 | AFC30-30-00-84 | Active | 3471523014961 | 104.42 | 1 | 1 | stuk | AF | BE31220 | SP (Control general) | stuk | Contactor AFC serie AFC30-30-00-84 | Contacteur Série AFC AFC30-30-00-84 | Contactor AFC range AFC30-30-00-84 | Contactor AFC range AFC30-30-00-84
1SBL271001R8800 | AFC30-30-00-88 | Active | 3471523014985 | 104.42 | 1 | 1 | stuk | AF | BE31220 | SP (Control general) | stuk | Contactor AFC serie AFC30-30-00-88 | Contacteur Série AFC AFC30-30-00-88 | Contactor AFC range AFC30-30-00-88 | Contactor AFC range AFC30-30-00-88
1SBL271005R8000 | AFC30-30-00K-80 | Active | 3471523014992 | 109.61 | 1 | 1 | stuk | AF | BE31220 | SP (Control general) | stuk | Contactor AFC serie AFC30-30-00K-80 | Contacteur Série AFC AFC30-30-00K-80 | Contactor AFC range AFC30-30-00K-80 | Contactor AFC range AFC30-30-00K-80
1SBL271005R8100 | AFC30-30-00K-81 | Active | 3471523015005 | 109.61 | 1 | 1 | stuk | AF | BE31220 | SP (Control general) | stuk | Contactor AFC serie AFC30-30-00K-81 | Contacteur Série AFC AFC30-30-00K-81 | Contactor AFC range AFC30-30-00K-81 | Contactor AFC range AFC30-30-00K-81
1SBL271005R8400 | AFC30-30-00K-84 | Active | 3471523015012 | 109.61 | 1 | 1 | stuk | AF | BE31220 | SP (Control general) | stuk | Contactor AFC serie AFC30-30-00K-84 | Contacteur Série AFC AFC30-30-00K-84 | Contactor AFC range AFC30-30-00K-84 | Contactor AFC range AFC30-30-00K-84
1SBL271005R8800 | AFC30-30-00K-88 | Active | 3471523015036 | 109.61 | 1 | 1 | stuk | AF | BE31220 | SP (Control general) | stuk | Contactor AFC serie AFC30-30-00K-88 | Contacteur Série AFC AFC30-30-00K-88 | Contactor AFC range AFC30-30-00K-88 | Contactor AFC range AFC30-30-00K-88
1SBL276001R2000 | AF30Z-30-00-20 | Active | 3471523114401 | 188.41 | 1 | 1 | stuk | Contactor AF | BE31220 | SP (Control general) | stuk | AF30Z AF 30Z-30-00-20 12-20VDC | Contacteur Série AF 32A (AC3), 3P, 12-20Vdc, faible consommation | AF30Z-30-00-20 Schütz 12-20V DC | AF30Z-30-00-20 12-20VDC Contactor |  | 5.14
1SBL276001R2100 | AF30Z-30-00-21 | Active | 3471523114418 | 188.41 | 1 | 1 | stuk | Contactor AF | BE31220 | SP (Control general) | stuk | AF30Z AF 30Z-30-00-21 24-60VAC 20-60VDC verbr. | Contacteur Série AF 32A (AC3), 3P, 24-60Vac/20-60Vdc, faible consommation | AF30Z-30-00-21 Schütz 24-60V 50/60Hz / 20-60V DC | AF30Z-30-00-21 24-60V50/60HZ 20-60VDC Contactor |  | 5.14
1SBL276001R2200 | AF30Z-30-00-22 | Active | 3471523114425 | 188.41 | 1 | 1 | stuk | Contactor AF | BE31220 | SP (Control general) | stuk | AF30Z AF 30Z-30-00-22 48-130VAC/DC verbr. | Contacteur Série AF 32A (AC3), 3P, 48-130Vac/dc, faible consommation | AF30Z-30-00-22 Schütz 48-130V 50/60Hz / DC | AF30Z-30-00-22 48-130V50/60HZ-DC Contactor |  | 5.14
1SBL276001R2300 | AF30Z-30-00-23 | Active | 3471523114432 | 188.41 | 1 | 1 | stuk | Contactor AF | BE31220 | SP (Control general) | stuk | AF30Z-30-00-23 100-250V50/60HZ-DC | Contacteur Série AF 32A (AC3), 3P, 100-250Vac/dc, faible consommation | AF30Z-30-00-23 Schütz 100-250V 50/60Hz / DC | AF30Z-30-00-23 100-250V50/60HZ-DC Contactor |  | 5.14
1SBL276001R3000 | AF30Z-30-00-30 | Active | 3471523114494 | 158.04 | 1 | 1 | stuk | Contactor AF | BE31220 | SP (Control general) | stuk | AF30Z AF 30Z-30-00-30 24VDC | AF30Z-30-00-30 24VDC Contactor | AF 30Z-30-00-30 24VDC | AF30Z-30-00-30 24VDC Contactor
1SBL276005R2000 | AF30Z-30-00K-20 | Active | 3471523156609 | 196.82 | 1 | 1 | stuk | Contactor AF | BE31220 | SP (Control general) | stuk | Contactor AF AF30Z-30-00K-20 | Contacteur 15kW 400V 3-pôle Bobine code: 11 Large éventail Faible bobine usage, sortie directe PLC Push-in Spring Terminals | Contactor 15kW 400V 3-pole Coil code: 11 Wide range Low coil consumption, direct PLC-output Push-in Spring Terminals | AF30Z-30-00K-20 12-20VDC Contactor |  | 5.14
1SBL276005R2100 | AF30Z-30-00K-21 | Active | 3471523156616 | 196.82 | 1 | 1 | stuk | Contactor AF | BE31220 | SP (Control general) | stuk | AF30Z-30-00K-21 24-60V50/60HZ 20-60VDC | Contacteur 15kW 400V 3-pôle Bobine code: 12 Large éventail Faible bobine usage, sortie directe PLC Push-in Spring Terminals | AF30Z-30-00K-21 Schütz 24-60V 50/60Hz / 20-60VDC / 3-polig | AF30Z-30-00K-21 24-60V50/60HZ 20-60VDC Contactor |  | 5.14
1SBL276005R2200 | AF30Z-30-00K-22 | Active | 3471523156623 | 196.82 | 1 | 1 | stuk | Contactor AF | BE31220 | SP (Control general) | stuk | AF30Z-30-00K-22 48-130V50/60HZ-DC | Contacteur 15kW 400V 3-pôle Bobine code: 13 Large éventail Faible bobine usage, sortie directe PLC Push-in Spring Terminals | AF30Z-30-00K-22 Schütz 48-130V 50/60Hz /DC / 3-polig | AF30Z-30-00K-22 48-130V50/60HZ-DC Contactor |  | 5.14
1SBL276005R2300 | AF30Z-30-00K-23 | Active | 3471523156630 | 196.82 | 1 | 1 | stuk | Contactor AF | BE31220 | SP (Control general) | stuk | AF30Z-30-00K-23 100-250V50/60HZ-DC | Contacteur 15kW 400V 3-pôle Bobine code: 14 Large éventail Faible bobine usage, sortie directe PLC Push-in Spring Terminals | AF30Z-30-00K-23 Schütz 100-250V 50/60Hz /DC / 3-polig | AF30Z-30-00K-23 100-250V50/60HZ-DC Contactor |  | 5.14
1SBL276060R2100 | AF30ZB-30-00RT-21 | Active | 3471523128811 | 210.32 | 1 | 1 | stuk | Contactor AF Railway | BE31220 | SP (Control general) | stuk | AF30ZB AF 30ZB-30-00-21RT 20-60VDC | AF30ZB-30-00RT-21 24-60V50/60HZ 20-60VDC Contactor | AF30ZB-30-00RT-21 Schütz 3-polig, 24-60V50/60Hz 20-60VDC, | AF30ZB-30-00RT-21 24-60V50/60HZ 20-60VDC Contactor
1SBL276061R2100 | AF30ZB-30-00-21 | Active | 3471523124219 | 213.67 | 1 | 1 | stuk | Contactor AF Railway | BE31220 | SP (Control general) | stuk | AF30ZB AF 30ZB-30-00-21 20-60VDC | AF30ZB-30-00-21 CONT AFZ 15KW AC3-3P- 24/20.#DC/FER | AF30ZB-30-00-21 Schütz 24-60V 50/60Hz / 20-60V DC | AF30ZB-30-00-21 24-60V50/60HZ 20-60VDC Contactor |  | 5.14
1SBL276061R2200 | AF30ZB-30-00-22 | Active | 3471523124226 | 213.67 | 1 | 1 | stuk | Contactor AF Railway | BE31220 | SP (Control general) | stuk | AF30ZB AF 30ZB-30-00-22 48-130VDC | AF30ZB-30-00-22 CONT AFZ 15KW AC3-3P-48#130VAC/DC-FER | AF30ZB-30-00-22 Schütz 48-130V 50/60Hz / DC | AF30ZB-30-00-22 48-130V50/60HZ-DC Contactor |  | 5.14
1SBL276082R3022 | AFS30Z-30-22-30 | Active | 3471523158597 | 202.36 | 1 | 1 | stuk | AF Safety | BE31220 | SP (Control general) | stuk | Contactor AFS serie AFS30Z-30-22-30 | Contacteur Série AFS AFS30Z-30-22-30 | Contactor AFS range AFS30Z-30-22-30 | Contactor AFS range AFS30Z-30-22-30
1SBL277001R1100 | AF30-30-00-11 | Active | 3471523111219 | 121.21 | 1 | 1 | stuk | Contactor AF | BE31220 | SP (Control general) | stuk | AF30 AF 30-30-00-11 24-60VAC 20-60VDC | Contacteur Série AF 32A (AC3), 3P, 24-60Vac/20-60Vdc | AF30-30-00-11 Schütz 24-60V 50/60Hz / 20-60V DC | AF30-30-00-11 24-60V50/60HZ 20-60VDC Contactor |  | 5.14
1SBL277001R1111 | AF30-30-11-11 | Active | 3471523111318 | 134.41 | 1 | 1 | stuk | Contactor AF | BE31220 | SP (Control general) | stuk | AF30 AF30-30-11-11 24-60Vac/20-60Vdc | Contacteur Gamme AF 32A (AC3), 3P, 1NO/1NC, 24-60Vac/20-60Vd | AF30-30-11-11 Schütz 24-60V 50/60Hz / 20-60V DC | AF30-30-11-11 24-60V50/60HZ 20-60VDC Contactor |  | 5.14
1SBL277001R1200 | AF30-30-00-12 | Active | 3471523111226 | 121.21 | 1 | 1 | stuk | Contactor AF | BE31220 | SP (Control general) | stuk | AF30 AF 30-30-00-12 48-130VAC/DC | Contacteur Série AF 32A (AC3), 3P, 48-130Vac/dc | AF30-30-00-12 Schütz 48-130V 50/60Hz / DC | AF30-30-00-12 48-130V50/60HZ-DC Contactor |  | 5.14
1SBL277001R1300 | AF30-30-00-13 | Active | 3471523111233 | 121.21 | 1 | 1 | stuk | Contactor AF | BE31220 | SP (Control general) | stuk | AF30 AF 30-30-00-13 100-250VAC/DC | Contacteur Série AF 32A (AC3), 3P, 100-250Vac/dc | AF30-30-00-13 Schütz 100-250V 50/60Hz / DC | AF30-30-00-13 100-250V50/60HZ-DC Contactor |  | 5.14
1SBL277001R1311 | AF30-30-11-13 | Active | 3471523111332 | 142.82 | 1 | 1 | stuk | Contactor AF | BE31220 | SP (Control general) | stuk | AF30 AF30-30-11-13 | Contacteur Série AF 32A (AC3), 3P, 1NO/1NC, 100-250Vac/dc | AF30-30-11-13 Schütz 100-250V 50/60Hz / DC | AF30-30-11-13 100-250V50/60HZ-DC Contactor |  | 5.14
1SBL277001R1322 | AF30-30-22-13 | Active | 3471523111431 | 153.6 | 1 | 1 | stuk | Contactor AF | BE31220 | SP (Control general) | stuk | AF30 AF30-30-22-13 | Contacteur Série AF 32A (AC3), 3P, 2NO/2NC, 100-250Vac/dc | AF30-30-22-13 Schütz 100-250V 50/60Hz / DC | AF30-30-22-13 100-250V50/60HZ-DC Contactor |  | 5.14
1SBL277001R1400 | AF30-30-00-14 | Active | 3471523111240 | 121.21 | 1 | 1 | stuk | Contactor AF | BE31220 | SP (Control general) | stuk | AF30 AF 30-30-00-14 250-500VAC/DC | Contacteur Série AF 32A (AC3), 3P, 250-500Vac/dc | AF30-30-00-14 Schütz 250-500V 50/60Hz / DC | AF30-30-00-14 250-500V50/60HZ-DC Contactor |  | 5.14
1SBL277001R1411 | AF30-30-11-14 | Active | 3471523111349 | 134.41 | 1 | 1 | stuk | Contactor AF | BE31220 | SP (Control general) | stuk | AF30 AF30-30-11-14 250-500Vac/dc | Contacteur Série AF 32A (AC3), 3P, 1NO/1NC, 250-500Vac/dc | AF30-30-11-14 Schütz 250-500V 50/60Hz / DC | AF30-30-11-14 250-500V50/60HZ-DC Contactor |  | 5.14
1SBL277005R1100 | AF30-30-00K-11 | Active | 3471523155114 | 130.8 | 1 | 1 | stuk | Contactor AF | BE31220 | SP (Control general) | stuk | AF30-30-00K-11 24-60V50/60HZ 20-60VDC | Contacteur 15kW 400V 3-pôle Bobine code: 11 Large éventail Contact auxiliaire 0NO + 0NF Push-in Spring Terminals | AF30-30-00K-11 Schütz 24-60V 50/60Hz / 20-60V DC | AF30-30-00K-11 24-60V50/60HZ 20-60VDC Contactor |  | 5.14
1SBL277005R1200 | AF30-30-00K-12 | Active | 3471523155121 | 130.8 | 1 | 1 | stuk | Contactor AF | BE31220 | SP (Control general) | stuk | AF30-30-00K-12 48-130V50/60HZ-DC | Contacteur 15kW 400V 3-pôle Bobine code: 12 Large éventail Contact auxiliaire 0NO + 0NF Push-in Spring Terminals | AF30-30-00K-12 Schütz 48-130V 50/60Hz /DC / 3-polig | AF30-30-00K-12 48-130V50/60HZ-DC Contactor |  | 5.14
1SBL277005R1300 | AF30-30-00K-13 | Active | 3471523155138 | 130.8 | 1 | 1 | stuk | Contactor AF | BE31220 | SP (Control general) | stuk | AF30-30-00K-13 100-250V50/60HZ-DC | Contacteur 15kW 400V 3-pôle Bobine code: 13 Large éventail Contact auxiliaire 0NO + 0NF Push-in Spring Terminals | AF30-30-00K-13 Schütz 100-250V 50/60Hz /DC / 3-polig | AF30-30-00K-13 100-250V50/60HZ-DC Contactor |  | 5.14
1SBL277005R1400 | AF30-30-00K-14 | Active | 3471523155145 | 130.8 | 1 | 1 | stuk | Contactor AF | BE31220 | SP (Control general) | stuk | AF30-30-00K-14 250-500V50/60HZ-DC | Contacteur 15kW 400V 3-pôle Bobine code: 14 Large éventail Contact auxiliaire 0NO + 0NF Push-in Spring Terminals | AF30-30-00K-14 Schütz 250-500V 50/60Hz /DC / 3-polig | AF30-30-00K-14 250-500V50/60HZ-DC Contactor |  | 5.14
1SBL277082R1122 | AFS30-30-22-11 | Active | 3471523005488 | 226.43 | 1 | 1 | stuk | Contactor AF Safety | BE31220 | SP (Control general) | stuk | AFS30 AFS 30-30-22-11 24-60V50/60HZ 20-60VDC | AFS30-30-22-11 24-60V50/60HZ 20-60VDC Contactor | AFS30-30-22-11 Safetyschütz 24-60V 50/60Hz 20-60V DC | AFS30-30-22-11 24-60V50/60HZ 20-60VDC Contactor
1SBL277082R1322 | AFS30-30-22-13 | Active | 3471523157439 | 160.33 | 1 | 1 | stuk | Contactor AF Safety | BE31220 | SP (Control general) | stuk | AFS30 AFS 30-30-22-13 100-250V50/60HZ-DC | AFS30-30-22-13 100-250V50/60HZ-DC Contactor | AFS30-30-22-13 Safetyschütz 100-250V 50/60Hz / DC | AFS30-30-22-13 100-250V50/60HZ-DC Contactor
1SBL281022R8010 | 1SBL281022R8010 | Active | 3471522074805 | 127.21 | 1 | 1 | stuk | Contactor A-Line | BE31220 | SP (Control general) | stuk | UA30 UA30-30-10/220-230V 50Hz | Contacteur gamme UA 3p 1NO 32A 220-230V 50Hz | UA30-30-10-80 Kondensatorschütz 220-230 50Hz / 230-240 60Hz | UA30-30-10 220-230V 50Hz / 230-240V 60Hz Contactor |  | 5.14
1SBL281022R8410 | 1SBL281022R8410 | Active | 3471522074843 | 124.71 | 1 | 1 | stuk | Contactor A-Line | BE31220 | SP (Control general) | stuk | UA30 UA303010/110Vac | Contacteur Gamme UA 3p 1NO 32A 110-120V 60Hz | UA30-30-10-84 Kondensatorschütz 110V 50Hz / 110-120 60Hz | UA30-30-10 110V 50Hz / 110-120V 60Hz Contactor
1SBL281022R8510 | 1SBL281022R8510 | Active | 3471522074850 | 127.21 | 1 | 1 | stuk | Contactor A-Line | BE31220 | SP (Control general) | stuk | UA30 UA30-30-10/380-400V 50Hz | Contacteur gamme UA 3p 1NO 32A 380-400V 50Hz | UA30-30-10-85 Kondensatorschütz 380-400V 50Hz / 400-415V 60Hz | UA30-30-10 380-400V 50Hz / 400-415V 60Hz Contactor |  | 5.14
1SBL281022R8610 | 1SBL281022R8610 | Active | 3471522074867 | 127.21 | 1 | 1 | stuk | Contactor A-Line | BE31220 | SP (Control general) | stuk | UA30 UA30-30-10/400-415V 50Hz | Contacteur gamme UA 3p 1NO 32A 400-415V 50Hz | UA30-30-10-86 Kondensatorschütz 400-415V 50Hz / 415-460V 60Hz | UA30-30-10 400-415V 50Hz / 415-440V 60Hz Contactor |  | 5.14
1SBL281022R8810 | 1SBL281022R8810 | Active | 3471522074881 | 113.45 | 1 | 1 | stuk | Contactor A-Line | BE31220 | SP (Control general) | stuk | UA30 UA30-30-10/230-240V 50Hz | Contacteur gamme UA 3p 1NO 32A 230-240V 50Hz | UA30-30-10-88 Kondensatorschütz 230-240V 50Hz / 240-260 60Hz | UA30-30-10 230-240V 50Hz / 240-260V 60Hz Contactor |  | 5.14
1SBL281024R8010 | 1SBL281024R8010 | Active | 3471522302809 | 202.55 | 1 | 1 | stuk | Contactor A-Line | BE31220 | SP (Control general) | stuk | UA30RA UA 30-30-10RA 220-230V 50Hz /230 | UA30-30-10RA 220-230 V 50 Hz 230-240 V 60 Hz | UA30-30-10-RA-80 Kondensatorschütz 220-230 50Hz / 230-240 60Hz | UA30-30-10RA 220-230V 50Hz / 230-240V 60Hz Contactor |  | 5.14
1SBL281024R8510 | 1SBL281024R8510 | Active | 3471522302854 | 203.78 | 1 | 1 | stuk | Contactor A-Line | BE31220 | SP (Control general) | stuk | UA30RA UA30-30-10RA 380-400V 50Hz/400-415V 60 | Contacteur UA30-30-10RA 380-400V 50Hz / 400-415V 60 | Contactor UA30-30-10RA 380-400V 50Hz / 400-415V 60 | UA30-30-10RA 380-400V 50Hz / 400-415V 60Hz Contactor |  | 5.14
1SBL281024R8610 | 1SBL281024R8610 | Active | 3471522302861 | 203.78 | 1 | 1 | stuk | Contactor A-Line | BE31220 | SP (Control general) | stuk | UA30RA UA303010RA/415 | UA30-30-10RA 400-415V 50Hz / 415-440V 60Hz | UA30-30-10-RA-86 Kondensatorschütz 400-415V/50Hz / 400-415V/60Hz | UA30-30-10RA 400-415V 50Hz / 415-440V 60Hz Contactor |  | 5.14
1SBL281024R8810 | 1SBL281024R8810 | Active | 3471522302885 | 202.55 | 1 | 1 | stuk | A-Line | BE31220 | SP (Control general) | stuk | Contactor UA series UA30-30-10RA 230-240V 50Hz / 240-260V 60Hz | Contacteur Série UA UA30-30-10RA 230-240V 50Hz / 240-260V 60Hz | Contactor UA-range UA30-30-10RA 230-240V 50Hz / 240-260V 60Hz | Contactor UA-range UA30-30-10RA 230-240V 50Hz / 240-260V 60Hz
1SBL283060R5501 | TAL30-30-01RT 50-90V DC | Limited | 3471522363640 | 277.56 | 1 | 1 | stuk | Contactor A-Line | BE31220 | SP (Control general) | stuk | TAL30 TAL30-30-01RT 50-90V DC | Contacteur TAL30-30-01RT 50-90V DC | Contactor TAL30-30-01RT 50-90V DC | TAL30-30-01RT 50-90V DC Contactor
1SBL283060R6210 | TAL30-30-10RT 77-143V DC | Limited | 3471522363565 | 304.78 | 1 | 1 | stuk | Contactor A-Line | BE31220 | SP (Control general) | stuk | TAL30 TAL30-30-10RT 77-143V DC | Contacteur TAL30-30-10RT 77-143V DC | Contactor TAL30-30-10RT 77-143V DC | TAL30-30-10RT 77-143V DC Contactor |  | 5.14
1SBL283061R5101 | TAL30-30-01 17-32V DC | Active | 3471522324511 | 254.41 | 1 | 1 | stuk | Contactor A-Line | BE31220 | SP (Control general) | stuk | TAL30 TAL 30-30-01 17-32VDC | Contacteur Gamme TAL TAL30-30-01/17-32Vdc | TAL30-30-01 Schütz 17-32V DC | TAL30-30-01 17-32V DC Contactor |  | 5.14
1SBL283061R5110 | TAL30-30-10 17-32V DC | Active | 3471522323514 | 248.23 | 1 | 1 | stuk | Contactor A-Line | BE31220 | SP (Control general) | stuk | TAL30 TAL30-30-10/17-32Vdc | Contacteur Gamme TAL 3poles 1NO 32A 17-32Vdc | TAL30-30-10 Schütz 17-32V DC | TAL30-30-10 17-32V DC Contactor |  | 5.14
1SBL283061R5510 | TAL30-30-10 50-90V DC | Limited | 3471522323552 | 277.32 | 1 | 1 | stuk | Contactor A-Line | BE31220 | SP (Control general) | stuk | TAL30 TAL 303010/50-90 V DC | CONTACTEUR TAL30-30-10 3 POLES 1NO 50 - 90 V DC | Contactor Contactor TAL30-30-10 3poles 1NO 32A 50-90Vdc | TAL30-30-10 50-90V DC Contactor |  | 5.14
1SBL283061R6201 | TAL30-30-01 77-143V DC | Limited | 3471522324627 | 283.11 | 1 | 1 | stuk | Contactor A-Line | BE31220 | SP (Control general) | stuk | TAL30 TAL30-30-01/77-143Vdc | Contacteur Gamme TAL poles 1NC 32A 77-143Vdc | Contactor TAL serie poles 1NC 32A 77-143Vdc | TAL30-30-01 77-143V DC Contactor |  | 5.14
1SBL283061R6210 | TAL30-30-10 77-143V DC | Limited | 3471522323620 | 277.32 | 1 | 1 | stuk | Contactor A-Line | BE31220 | SP (Control general) | stuk | TAL30 TAL 30-30-10 77..143VDC | Contacteur Série TAL 3poles 1NO 32A 77-143Vdc | Contactor TAL range 3poles 1NO 32A 77-143Vdc | TAL30-30-10 77-143V DC Contactor |  | 5.14
1SBL283061R6610 | TAL30-30-10 90-150V DC | Limited | 3471522323668 | 277.32 | 1 | 1 | stuk | Contactor A-Line | BE31220 | SP (Control general) | stuk | TAL30 TAL30-30-10/90-150Vdc | Contacteur Contactor TAL30-30-10 3poles 1NO 32A 90- | Contactor Contactor TAL30-30-10 3poles 1NO 32A 90- | TAL30-30-10 90-150V DC Contactor |  | 5.14
1SBL291001R8000 | AFC38-30-00-80 | Active | 3471523015043 | 118.01 | 1 | 1 | stuk | AF | BE31220 | SP (Control general) | stuk | Contactor AFC serie AFC38-30-00-80 | Contacteur Série AFC AFC38-30-00-80 | Contactor AFC range AFC38-30-00-80 | Contactor AFC range AFC38-30-00-80
1SBL291001R8100 | AFC38-30-00-81 | Active | 3471523015050 | 120.32 | 1 | 1 | stuk | AF | BE31220 | SP (Control general) | stuk | Contactor AFC serie AFC38-30-00-81 | Contacteur Série AFC AFC38-30-00-81 | Contactor AFC range AFC38-30-00-81 | Contactor AFC range AFC38-30-00-81
1SBL291001R8400 | AFC38-30-00-84 | Active | 3471523015067 | 120.32 | 1 | 1 | stuk | AF | BE31220 | SP (Control general) | stuk | Contactor AFC serie AFC38-30-00-84 | Contacteur Série AFC AFC38-30-00-84 | Contactor AFC range AFC38-30-00-84 | Contactor AFC range AFC38-30-00-84
1SBL291001R8800 | AFC38-30-00-88 | Active | 3471523015081 | 118.01 | 1 | 1 | stuk | AF | BE31220 | SP (Control general) | stuk | Contactor AFC serie AFC38-30-00-88 | Contacteur Série AFC AFC38-30-00-88 | Contactor AFC range AFC38-30-00-88 | Contactor AFC range AFC38-30-00-88
1SBL291005R8000 | AFC38-30-00K-80 | Active | 3471523015098 | 123.91 | 1 | 1 | stuk | AF | BE31220 | SP (Control general) | stuk | Contactor AFC serie AFC38-30-00K-80 | Contacteur Série AFC AFC38-30-00K-80 | Contactor AFC range AFC38-30-00K-80 | Contactor AFC range AFC38-30-00K-80
1SBL291005R8100 | AFC38-30-00K-81 | Active | 3471523015104 | 126.33 | 1 | 1 | stuk | AF | BE31220 | SP (Control general) | stuk | Contactor AFC serie AFC38-30-00K-81 | Contacteur Série AFC AFC38-30-00K-81 | Contactor AFC range AFC38-30-00K-81 | Contactor AFC range AFC38-30-00K-81
1SBL291005R8400 | AFC38-30-00K-84 | Active | 3471523015111 | 126.33 | 1 | 1 | stuk | AF | BE31220 | SP (Control general) | stuk | Contactor AFC serie AFC38-30-00K-84 | Contacteur Série AFC AFC38-30-00K-84 | Contactor AFC range AFC38-30-00K-84 | Contactor AFC range AFC38-30-00K-84
1SBL291005R8800 | AFC38-30-00K-88 | Active | 3471523015142 | 123.91 | 1 | 1 | stuk | AF | BE31220 | SP (Control general) | stuk | Contactor AFC serie AFC38-30-00K-88 | Contacteur Série AFC AFC38-30-00K-88 | Contactor AFC range AFC38-30-00K-88 | Contactor AFC range AFC38-30-00K-88
1SBL291201R8000 | AFC38-40-00-80 | Active | 3471523016323 | 130.9 | 1 | 1 | stuk | AF | BE31220 | SP (Control general) | stuk | Contactor AFC serie AFC38-40-00-80 | Contacteur Série AFC AFC38-40-00-80 | Contactor AFC range AFC38-40-00-80 | Contactor AFC range AFC38-40-00-80
1SBL291201R8100 | AFC38-40-00-81 | Active | 3471523016330 | 130.9 | 1 | 1 | stuk | AF | BE31220 | SP (Control general) | stuk | Contactor AFC serie AFC38-40-00-81 | Contacteur Série AFC AFC38-40-00-81 | Contactor AFC range AFC38-40-00-81 | Contactor AFC range AFC38-40-00-81
1SBL291201R8400 | AFC38-40-00-84 | Active | 3471523016347 | 130.9 | 1 | 1 | stuk | AF | BE31220 | SP (Control general) | stuk | Contactor AFC serie AFC38-40-00-84 | Contacteur Série AFC AFC38-40-00-84 | Contactor AFC range AFC38-40-00-84 | Contactor AFC range AFC38-40-00-84
1SBL291201R8800 | AFC38-40-00-88 | Active | 3471523016361 | 130.9 | 1 | 1 | stuk | AF | BE31220 | SP (Control general) | stuk | Contactor AFC serie AFC38-40-00-88 | Contacteur Série AFC AFC38-40-00-88 | Contactor AFC range AFC38-40-00-88 | Contactor AFC range AFC38-40-00-88
1SBL291501R8000 | AFC38-22-00-80 | Active | 3471523015159 | 147.82 | 1 | 1 | stuk | AF | BE31220 | SP (Control general) | stuk | Contactor AFC serie AFC38-22-00-80 | Contacteur Série AFC AFC38-22-00-80 | Contactor AFC range AFC38-22-00-80 | Contactor AFC range AFC38-22-00-80
1SBL291501R8100 | AFC38-22-00-81 | Active | 3471523015180 | 147.82 | 1 | 1 | stuk | AF | BE31220 | SP (Control general) | stuk | Contactor AFC serie AFC38-22-00-81 | Contacteur Série AFC AFC38-22-00-81 | Contactor AFC range AFC38-22-00-81 | Contactor AFC range AFC38-22-00-81
1SBL291501R8400 | AFC38-22-00-84 | Active | 3471523016378 | 147.82 | 1 | 1 | stuk | AF | BE31220 | SP (Control general) | stuk | Contactor AFC serie AFC38-22-00-84 | Contacteur Série AFC AFC38-22-00-84 | Contactor AFC range AFC38-22-00-84 | Contactor AFC range AFC38-22-00-84
1SBL291501R8800 | AFC38-22-00-88 | Active | 3471523016392 | 147.82 | 1 | 1 | stuk | AF | BE31220 | SP (Control general) | stuk | Contactor AFC serie AFC38-22-00-88 | Contacteur Série AFC AFC38-22-00-88 | Contactor AFC range AFC38-22-00-88 | Contactor AFC range AFC38-22-00-88
1SBL296001R2000 | AF38Z-30-00-20 | Active | 3471523114708 | 217.22 | 1 | 1 | stuk | Contactor AF | BE31220 | SP (Control general) | stuk | AF38Z AF 38Z-30-00-20 12-20VDC | Contacteur Série AF 38A (AC3), 3P, 12-20Vdc, faible consommation | AF38Z-30-00-20 Schütz 12-20V DC | AF38Z-30-00-20 12-20VDC Contactor |  | 5.14
1SBL296001R2100 | AF38Z-30-00-21 | Active | 3471523114715 | 196.82 | 1 | 1 | stuk | Contactor AF | BE31220 | SP (Control general) | stuk | AF38Z AF 38Z-30-00-21 24-60VAC 20-60VDC verbr. | Contacteur Série AF 38A (AC3), 3P, 24-60Vac/20-60Vdc, faible consommation | AF38Z-30-00-21 Schütz 24-60V 50/60Hz / 20-60V DC | AF38Z-30-00-21 24-60V50/60HZ 20-60VDC Contactor |  | 5.14
1SBL296001R2200 | AF38Z-30-00-22 | Active | 3471523114722 | 217.22 | 1 | 1 | stuk | Contactor AF | BE31220 | SP (Control general) | stuk | AF38Z AF 38Z-30-00-22 48-130VAC/DC verbr. | Contacteur Série AF 38A (AC3), 3P, 48-130Vac/dc, faible consommation | AF38Z-30-00-22 Schütz 48-130V 50/60Hz / DC | AF38Z-30-00-22 48-130V50/60HZ-DC Contactor |  | 5.14
1SBL296001R2300 | AF38Z-30-00-23 | Active | 3471523114739 | 217.22 | 1 | 1 | stuk | Contactor AF | BE31220 | SP (Control general) | stuk | AF38Z-30-00-23 100-250V50/60HZ-DC | Contacteur Série AF 38A (AC3), 3P, 100-250Vac/dc, faible consommation | AF38Z-30-00-23 Schütz 100-250V 50/60Hz / DC | AF38Z-30-00-23 100-250V50/60HZ-DC Contactor |  | 5.14
1SBL296001R3000 | AF38Z-30-00-30 | Active | 3471523114791 | 179.43 | 1 | 1 | stuk | Contactor AF | BE31220 | SP (Control general) | stuk | AF38Z AF 38Z-30-00-30 24VDC | AF38Z-30-00-30 24VDC Contactor | AF 38Z-30-00-30 24VDC | AF38Z-30-00-30 24VDC Contactor
1SBL296005R2000 | AF38Z-30-00K-20 | Active | 3471523156807 | 226.82 | 1 | 1 | stuk | Contactor AF | BE31220 | SP (Control general) | stuk | Contactor AF AF38Z-30-00K-20 | Contacteur 18,5kW 400V 3-pôle Bobine code: 11 Large éventail Faible bobine usage, sortie directe PLC Push-in Spring Terminals | AF38Z-30-00K-20 Schütz 12-20VDC / 3-polig | AF38Z-30-00K-20 12-20VDC Contactor |  | 5.14
1SBL296005R2100 | AF38Z-30-00K-21 | Active | 3471523156814 | 217.22 | 1 | 1 | stuk | Contactor AF | BE31220 | SP (Control general) | stuk | AF38Z-30-00K-21 24-60V50/60HZ 20-60VDC | Contacteur 18,5kW 400V 3-pôle Bobine code: 12 Large éventail Faible bobine usage, sortie directe PLC Push-in Spring Terminals | AF38Z-30-00K-21 Schütz 24-60V 50/60Hz / 20-60V DC / 3-polig | AF38Z-30-00K-21 24-60V50/60HZ 20-60VDC Contactor |  | 5.14
1SBL296005R2200 | AF38Z-30-00K-22 | Active | 3471523156821 | 226.82 | 1 | 1 | stuk | Contactor AF | BE31220 | SP (Control general) | stuk | AF38Z-30-00K-22 48-130V50/60HZ-DC | Contacteur 18,5kW 400V 3-pôle Bobine code: 13 Large éventail Faible bobine usage, sortie directe PLC Push-in Spring Terminals | AF38Z-30-00K-22 Schütz 48-130V 50/60Hz / DC | AF38Z-30-00K-22 48-130V50/60HZ-DC Contactor |  | 5.14
1SBL296005R2300 | AF38Z-30-00K-23 | Active | 3471523156838 | 226.82 | 1 | 1 | stuk | Contactor AF | BE31220 | SP (Control general) | stuk | AF38Z-30-00K-23 100-250V50/60HZ-DC | Contacteur 18,5kW 400V 3-pôle Bobine code: 14 Large éventail Faible bobine usage, sortie directe PLC Push-in Spring Terminals | AF38Z-30-00K-23 Schütz 100-250V 50/60Hz /DC / 3-polig | AF38Z-30-00K-23 100-250V50/60HZ-DC Contactor |  | 5.14
1SBL296060R2100 | AF38ZB-30-00RT-21 | Active | 3471523129115 | 282.82 | 1 | 1 | stuk | Contactor AF Railway | BE31220 | SP (Control general) | stuk | AF38ZB AF38ZB-30-00RT-21 | Contacteur Série AF AF38ZB-30-00RT24-60VAC 20-60VDC | Contactor AF range AF38ZB-30-00RT24-60VAC 20-60VDC | AF38ZB-30-00RT-21 24-60V50/60HZ 20-60VDC Contactor |  | 5.14
1SBL296060R2200 | AF38ZB-30-00RT-22 | Active | 3471523129122 | 282.82 | 1 | 1 | stuk | Contactor AF Railway | BE31220 | SP (Control general) | stuk | AF38ZB AF38ZB-30-00RT-22 | Contacteur 48-130V50/60HZ-DC | Contactor 48-130V50/60HZ-DC | AF38ZB-30-00RT-22 48-130V50/60HZ-DC Contactor |  | 5.14
1SBL296061R2100 | AF38ZB-30-00-21 | Active | 3471523124318 | 239.59 | 1 | 1 | stuk | Contactor AF Railway | BE31220 | SP (Control general) | stuk | AF38ZB AF 38ZB-30-00-21 20-60VDC | AF38ZB-30-00-21 CONT AFZ 18.5KW AC3-3P- 24/20#60VAC/DC-FER | AF38ZB-30-00-21 Schütz 24-60V 50/60Hz / 20-60V DC | AF38ZB-30-00-21 24-60V50/60HZ 20-60VDC Contactor |  | 5.14
1SBL296061R2200 | AF38ZB-30-00-22 | Active | 3471523124325 | 239.59 | 1 | 1 | stuk | Contactor AF Railway | BE31220 | SP (Control general) | stuk | AF38ZB AF 38ZB-30-00-22 48-130VDC | AF38ZB-30-00-22 CONT AFZ 18.5KW AC3-3P- 48#DC/FER | AF38ZB-30-00-22 Schütz 48-130V 50/60Hz / DC | AF38ZB-30-00-22 48-130V50/60HZ-DC Contactor |  | 5.14
1SBL296061R2300 | AF38ZB-30-00-23 | Active | 3471523124332 | 239.59 | 1 | 1 | stuk | Contactor AF Railway | BE31220 | SP (Control general) | stuk | AF38ZB AF 38ZB-30-00-23 100-250VDC | AF38ZB-30-00-23 CONT AFZ 18.5KW AC3-3P-100#250VAC/DC-FER | AF38ZB-30-00-23 Schütz 100-250V 50/60Hz / DC | AF38ZB-30-00-23 100-250V50/60HZ-DC Contactor |  | 5.14
1SBL296082R3022 | AFS38Z-30-22-30 | Active | 3471523158696 | 239.27 | 1 | 1 | stuk | AF Safety | BE31220 | SP (Control general) | stuk | Contactor AFS serie AFS38Z-30-22-30 | Contacteur Série AFS AFS38Z-30-22-30 | Contactor AFS range AFS38Z-30-22-30 | Contactor AFS range AFS38Z-30-22-30
1SBL296201R2000 | AF38Z-40-00-20 | Active | 3471523116108 | 226.82 | 1 | 1 | stuk | Contactor AF | BE31220 | SP (Control general) | stuk | AF38Z AF 38Z-40-00-20 12-20VDC | Contacteur Série AF 55A (AC1), 4P, 12-20Vdc, faible consommation | AF38Z-40-00-20 Schütz 12-20V DC | AF38Z-40-00-20 12-20VDC Contactor |  | 5.14
1SBL296201R2100 | AF38Z-40-00-21 | Active | 3471523116115 | 226.82 | 1 | 1 | stuk | Contactor AF | BE31220 | SP (Control general) | stuk | Contactor AF AF38Z-40-00-21 | Contacteur Série AF 55A (AC1), 4P, 24-60Vac/20-60Vdc, faible consommation | AF38Z-40-00-21 Schütz 24-60V 50/60Hz / 20-60V DC | AF38Z-40-00-21 24-60V50/60HZ 20-60VDC Contactor |  | 5.14
1SBL296201R2200 | AF38Z-40-00-22 | Active | 3471523116122 | 226.82 | 1 | 1 | stuk | Contactor AF | BE31220 | SP (Control general) | stuk | AF38Z AF 38Z-40-00-22 48-130VAC/DC laag verbr. | Contacteur Série AF 55A (AC1), 4P, 48-130Vac/dc, faible consommation | AF38Z-40-00-22 Schütz 48-130V 50/60Hz / DC | AF38Z-40-00-22 48-130V50/60HZ-DC Contactor |  | 5.14
1SBL296201R2300 | AF38Z-40-00-23 | Active | 3471523116139 | 226.82 | 1 | 1 | stuk | Contactor AF | BE31220 | SP (Control general) | stuk | AF38Z AF 38Z-40-00-23 100-250VAC/DC laag verbr. | Contacteur Série AF 55A (AC1), 4P, 100-250Vac/dc, faible consommation | AF38Z-40-00-23 Schütz 100-250V 50/60Hz / DC | AF38Z-40-00-23 100-250V50/60HZ-DC Contactor |  | 5.14
1SBL296261R2100 | AF38ZB-40-00-21 | Active | 3471523124714 | 248.23 | 1 | 1 | stuk | Contactor AF Railway | BE31220 | SP (Control general) | stuk | AF38ZB AF 38ZB-40-00-21 20-60VDC | AF38ZB-40-00-21 CONT AFZ 55A AC1-4P-24/20...60VAC/DC-FER | AF38ZB-40-00-21 Schütz 24-60V 50/60Hz / 20-60V DC | AF38ZB-40-00-21 24-60V50/60HZ 20-60VDC Contactor |  | 5.14
1SBL296261R2200 | AF38ZB-40-00-22 | Active | 3471523124721 | 248.23 | 1 | 1 | stuk | Contactor AF Railway | BE31220 | SP (Control general) | stuk | AF38ZB AF 38ZB-40-00-22 48-130VDC | AF38ZB-40-00-22 CONT AFZ 55A AC1-4P-48...130VAC/DC-FER | AF38ZB-40-00-22 Schütz 48-130V 50/60Hz / DC | AF38ZB-40-00-22 48-130V50/60HZ-DC Contactor |  | 5.14
1SBL296261R2300 | AF38ZB-40-00-23 | Active | 3471523124738 | 248.23 | 1 | 1 | stuk | Contactor AF Railway | BE31220 | SP (Control general) | stuk | AF38ZB AF 38ZB-40-00-23 100-250VDC | AF38ZB-40-00-23 CONT AFZ 55A AC1-4P-100...250VAC/DC-FER | AF38ZB-40-00-23 Schütz 100-250V 50/60Hz / DC | AF38ZB-40-00-23 100-250V50/60HZ-DC Contactor |  | 5.14
1SBL296501R2000 | AF38Z-22-00-20 | Active | 3471523116900 | 276.02 | 1 | 1 | stuk | Contactor AF | BE31220 | SP (Control general) | stuk | AF38Z-22-00-20 12-20VDC | Contacteur Série AF 55A (AC1), 4P (2NO/2NC), 12-20Vdc, faible consommation | AF38Z-22-00-20 Schütz 12-20V DC | AF38Z-22-00-20 12-20VDC Contactor |  | 5.14
1SBL296501R2100 | AF38Z-22-00-21 | Active | 3471523116917 | 276.02 | 1 | 1 | stuk | Contactor AF | BE31220 | SP (Control general) | stuk | AF38Z-22-00-21 24-60V50/60HZ 20-60VDC | Contacteur Série AF 55A (AC1), 4P (2NO/2NC), 24-60Vac/20-60Vdc, faible consommation | AF38Z-22-00-21 Schütz 24-60V 50/60Hz / 20-60V DC | AF38Z-22-00-21 24-60V50/60HZ 20-60VDC Contactor |  | 5.14
1SBL296501R2200 | AF38Z-22-00-22 | Active | 3471523116924 | 276.02 | 1 | 1 | stuk | Contactor AF | BE31220 | SP (Control general) | stuk | AF38Z AF 38Z-22-00-22 48-130VAC/DC laag verbr. | Contacteur Série AF 55A (AC1), 4P (2NO/2NC), 48-130Vac/dc, faible consommation | AF38Z-22-00-22 Schütz 48-130V 50/60Hz / DC | AF38Z-22-00-22 48-130V50/60HZ-DC Contactor |  | 5.14
1SBL296501R2300 | AF38Z-22-00-23 | Active | 3471523116931 | 276.02 | 1 | 1 | stuk | Contactor AF | BE31220 | SP (Control general) | stuk | AF38Z AF 38Z-22-00-23 100-250VAC/DC laag verbr. | Contacteur Série AF 55A (AC1), 4P (2NO/2NC), 100-250Vac/dc, faible consommation | AF38Z-22-00-23 Schütz 100-250V 50/60Hz / DC | AF38Z-22-00-23 100-250V50/60HZ-DC Contactor |  | 5.14
1SBL296561R2100 | AF38ZB-22-00-21 | Active | 3471523125117 | 281.58 | 1 | 1 | stuk | Contactor AF Railway | BE31220 | SP (Control general) | stuk | AF38ZB AF 38ZB-22-00-21 20-60VDC | AF38ZB-22-00-21 CONT AFZ 55A AC1-2P NO+2P NF- 24/20.#24/20 FER | AF38ZB-22-00-21 Schütz 24-60V 50/60Hz / 20-60V DC | AF38ZB-22-00-21 24-60V50/60HZ 20-60VDC Contactor |  | 5.14
1SBL296561R2200 | AF38ZB-22-00-22 | Active | 3471523125124 | 281.58 | 1 | 1 | stuk | Contactor AF Railway | BE31220 | SP (Control general) | stuk | AF38ZB AF 38ZB-22-00-22 48-130VDC | AF38ZB-22-00-22 CONT AFZ 55A AC1-2P NO+2P NF- 48#48/130VAC+FER | AF38ZB-22-00-22 Schütz 48-130V 50/60Hz / DC | AF38ZB-22-00-22 48-130V50/60HZ-DC Contactor |  | 5.14
1SBL296561R2300 | AF38ZB-22-00-23 | Active | 3471523125131 | 281.58 | 1 | 1 | stuk | Contactor AF Railway | BE31220 | SP (Control general) | stuk | AF38ZB AF 38ZB-22-00-23 100-250VDC | AF38ZB-22-00-23 Contacteur 100-250V50/60HZ-DC | AF38ZB-22-00-23 Schütz 100-250V 50/60Hz / DC | AF38ZB-22-00-23 100-250V50/60HZ-DC Contactor |  | 5.14
1SBL297001R1100 | AF38-30-00-11 | Active | 3471523111516 | 140.41 | 1 | 1 | stuk | Contactor AF | BE31220 | SP (Control general) | stuk | AF38 AF 38-30-00-11 24-60VAC 20-60VDC | Contacteur Série AF 38A (AC3), 3P, 24-60Vac/20-60Vdc | AF38-30-00-11 Schütz 24-60V 50/60Hz / 20-60V DC | AF38-30-00-11 24-60V50/60HZ 20-60VDC Contactor |  | 5.14
1SBL297001R1200 | AF38-30-00-12 | Active | 3471523111523 | 140.41 | 1 | 1 | stuk | Contactor AF | BE31220 | SP (Control general) | stuk | AF38 AF 38-30-00-12 48-130VAC/DC | Contacteur Série AF 38A (AC3), 3P, 48-130Vac/dc | AF38-30-00-12 Schütz 48-130V 50/60Hz / DC | AF38-30-00-12 48-130V50/60HZ-DC Contactor |  | 5.14
1SBL297001R1300 | AF38-30-00-13 | Active | 3471523111530 | 134.41 | 1 | 1 | stuk | Contactor AF | BE31220 | SP (Control general) | stuk | AF38 AF 38-30-00-13 100-250VAC/DC | Contacteur Série AF 38A (AC3), 3P, 100-250Vac/dc | AF38-30-00-13 Schütz 100-250V 50/60Hz / DC | AF38-30-00-13 100-250V50/60HZ-DC Contactor |  | 5.14
1SBL297001R1311 | AF38-30-11-13 | Active | 3471523111639 | 162.01 | 1 | 1 | stuk | Contactor AF | BE31220 | SP (Control general) | stuk | AF38 AF38-30-11-13 | Contacteur Série AF 38A (AC3), 3P, 1NO/1NC, 100-250Vac/dc | AF38-30-11-13 Schütz 100-250V 50/60Hz / DC | AF38-30-11-13 100-250V50/60HZ-DC Contactor |  | 5.14
1SBL297001R1400 | AF38-30-00-14 | Active | 3471523111547 | 134.41 | 1 | 1 | stuk | Contactor AF | BE31220 | SP (Control general) | stuk | AF38 AF 38-30-00-14 250-500VAC/DC | Contacteur Série AF 38A (AC3), 3P, 250-500Vac/dc | AF38-30-00-14 Schütz 250-500V 50/60Hz / DC | AF38-30-00-14 250-500V50/60HZ-DC Contactor |  | 5.14
1SBL297005R1100 | AF38-30-00K-11 | Active | 3471523155312 | 151.2 | 1 | 1 | stuk | Contactor AF | BE31220 | SP (Control general) | stuk | AF38-30-00K-11 24-60V50/60HZ 20-60VDC | Contacteur 18,5kW 400V 3-pôle Bobine code: 11 Large éventail Contact auxiliaire 0NO + 0NF Push-in Spring Terminals | AF38-30-00K-11 Schütz 24-60V 50/60Hz / 20-60V DC | AF38-30-00K-11 24-60V50/60HZ 20-60VDC Contactor |  | 5.14
1SBL297005R1200 | AF38-30-00K-12 | Active | 3471523155329 | 151.2 | 1 | 1 | stuk | Contactor AF | BE31220 | SP (Control general) | stuk | AF38-30-00K-12 48-130V50/60HZ-DC | Contacteur 18,5kW 400V 3-pôle Bobine code: 12 Large éventail Contact auxiliaire 0NO + 0NF Push-in Spring Terminals | AF38-30-00K-12 Schütz 48-130V 50/60Hz /DC / 3-polig | AF38-30-00K-12 48-130V50/60HZ-DC Contactor |  | 5.14
1SBL297005R1300 | AF38-30-00K-13 | Active | 3471523155336 | 148.81 | 1 | 1 | stuk | Contactor AF | BE31220 | SP (Control general) | stuk | AF38-30-00K-13 100-250V50/60HZ-DC | Contacteur 18,5kW 400V 3-pôle Bobine code: 13 Large éventail Contact auxiliaire 0NO + 0NF Push-in Spring Terminals | AF38-30-00K-13 Schütz 100-250V 50/60Hz /DC / 3-polig | AF38-30-00K-13 100-250V50/60HZ-DC Contactor |  | 5.14
1SBL297005R1400 | AF38-30-00K-14 | Active | 3471523155343 | 148.81 | 1 | 1 | stuk | Contactor AF | BE31220 | SP (Control general) | stuk | AF38-30-00K-14 250-500V50/60HZ-DC | Contacteur 18,5kW 400V 3-pôle Bobine code: 14 Large éventail Contact auxiliaire 0NO + 0NF Push-in Spring Terminals | AF38-30-00K-14 Schütz 250-500V 50/60Hz / DC | AF38-30-00K-14 250-500V50/60HZ-DC Contactor |  | 5.14
1SBL297082R1122 | AFS38-30-22-11 | Active | 3471523005495 | 252.46 | 1 | 1 | stuk | Contactor AF Safety | BE31220 | SP (Control general) | stuk | AFS38 AFS 38-30-22-11 24-60V50/60HZ 20-60VDC | Contacteur de sécurité Gamme AFS 18,5 kW 400V, aux 2 no, 2 nc | AFS38-30-22-11 Safetyschütz 24-60V 50/60Hz 20-60V DC | AFS38-30-22-11 24-60V50/60HZ 20-60VDC Contactor
1SBL297082R1322 | AFS38-30-22-13 | Active | 3471523157538 | 188.72 | 1 | 1 | stuk | Contactor AF Safety | BE31220 | SP (Control general) | stuk | AFS38 AFS 38-30-22-13 100-250V50/60HZ-DC | AFS38-30-22-13 100-250V50/60HZ-DC Contactor | AFS38-30-22-13 Safetyschütz 100-250V 50/60Hz / DC | AFS38-30-22-13 100-250V50/60HZ-DC Contactor
1SBL297201R1100 | AF38-40-00-11 | Active | 3471523115316 | 150 | 1 | 1 | stuk | Contactor AF | BE31220 | SP (Control general) | stuk | AF38 AF 38-40-00-11 24-60VAC 20-60VDC | Contacteur Série AF 55A (AC1), 4P, 24-60Vac/20-60Vdc | AF38-40-00-11 Schütz 24-60V 50/60Hz / 20-60V DC | AF38-40-00-11 24-60V50/60HZ 20-60VDC Contactor |  | 5.14
1SBL297201R1200 | AF38-40-00-12 | Active | 3471523115323 | 150 | 1 | 1 | stuk | Contactor AF | BE31220 | SP (Control general) | stuk | AF38 AF 38-40-00-12 48-130VAC/DC | Contacteur Série AF 55A (AC1), 4P, 48-130Vac/dc | AF38-40-00-12 Schütz 48-130V 50/60Hz / DC | AF38-40-00-12 48-130V50/60HZ-DC Contactor |  | 5.14
1SBL297201R1300 | AF38-40-00-13 | Active | 3471523115330 | 150 | 1 | 1 | stuk | Contactor AF | BE31220 | SP (Control general) | stuk | AF38 AF 38-40-00-13 100-250VAC/DC | Contacteur Série AF 55A (AC1), 4P, 100-250Vac/dc | AF38-40-00-13 Schütz 100-250V 50/60Hz / DC | AF38-40-00-13 100-250V50/60HZ-DC Contactor |  | 5.14
1SBL297201R1400 | AF38-40-00-14 | Active | 3471523115347 | 150 | 1 | 1 | stuk | Contactor AF | BE31220 | SP (Control general) | stuk | AF38 AF 38-40-00-14 250-500VAC/DC | Contacteur Série AF 55A (AC1), 4P, 250-500Vac/dc | AF38-40-00-14 Schütz 250-500V 50/60Hz / DC | AF38-40-00-14 250-500V50/60HZ-DC Contactor |  | 5.14
1SBL297501R1100 | AF38-22-00-11 | Active | 3471523116511 | 178.81 | 1 | 1 | stuk | Contactor AF | BE31220 | SP (Control general) | stuk | Contactor AF AF38-22-00-11 | Contacteur Série AF 55A (AC1), 4P (2NO/2NC), 24-60Vac/20-60Vdc | AF38-22-00-11 Schütz 24-60V 50/60Hz / 20-60V DC | AF38-22-00-11 24-60V50/60HZ 20-60VDC Contactor |  | 5.14
1SBL297501R1200 | AF38-22-00-12 | Active | 3471523116528 | 178.81 | 1 | 1 | stuk | Contactor AF | BE31220 | SP (Control general) | stuk | AF38 AF 38-22-00-12 48-130VAC/DC | Contacteur Série AF 55A (AC1), 4P (2NO/2NC), 48-130Vac/dc | AF38-22-00-12 Schütz 48-130V 50/60Hz / DC | AF38-22-00-12 48-130V50/60HZ-DC Contactor |  | 5.14
1SBL297501R1300 | AF38-22-00-13 | Active | 3471523116535 | 178.81 | 1 | 1 | stuk | Contactor AF | BE31220 | SP (Control general) | stuk | AF38 AF 38-22-00-13 100-250VAC/DC | Contacteur Série AF 55A (AC1), 4P (2NO/2NC), 100-250Vac/dc | AF38-22-00-13 Schütz 100-250V 50/60Hz / DC | AF38-22-00-13 100-250V50/60HZ-DC Contactor |  | 5.14
1SBL297501R1400 | AF38-22-00-14 | Active | 3471523116542 | 178.81 | 1 | 1 | stuk | Contactor AF | BE31220 | SP (Control general) | stuk | AF38 AF 38-22-00-14 250-500VAC/DC | Contacteur Série AF 55A (AC1), 4P (2NO/2NC), 250-500Vac/dc | AF38-22-00-14 Schütz 250-500V 50/60Hz / DC | AF38-22-00-14 250-500V50/60HZ-DC Contactor |  | 5.14
1SBL323060R5510 | TAL40-30-10RT 50-90V DC | Limited | 3471522363749 | 343.78 | 1 | 1 | stuk | Contactor A-Line | BE31220 | SP (Control general) | stuk | TAL40 TAL40-30-10RT 50-90V DC | Contacteur TAL40-30-10RT 50-90V DC | Contactor TAL40-30-10RT 50-90V DC | TAL40-30-10RT 50-90V DC Contactor |  | 5.14
1SBL323061R5110 | TAL40-30-10 17-32V DC | Active | 3471522325518 | 230.73 | 1 | 1 | stuk | Contactor A-Line | BE31220 | SP (Control general) | stuk | TAL40 TAL 40-30-10 17-32VDC | TAL40-30-10 17-32V DC Contactor | TAL40-30-10 Schütz 17-32V DC | TAL40-30-10 17-32V DC Contactor
1SBL337201R6900 | AF45-40-00 48-130V 50Hz / 48-130V 60Hz / 48-130V DC | Active | 3471522114495 | 471.77 | 1 | 1 | stuk | Contactor A-Line | BE31220 | SP (Control general) | stuk | AF45 AF 45-40-00 48-130VAC/DC | Contacteur gamme AF 4p 70A(AC1) 48-130V | Contactor AF-range 4p 70A(AC1) 48-130V | AF45-40-00 48-130V 50Hz / 48-130V 60Hz / 48-130V DC Contactor |  | 5.14
1SBL337201R7000 | AF45-40-00 100-250V 50Hz / 100-250V 60Hz / 100-250V DC | Active | 3471522114402 | 471.77 | 1 | 1 | stuk | Contactor A-Line | BE31220 | SP (Control general) | stuk | AF45 AF 45-40-00 100..250VAC/DC | Contacteur gamme AF 4p 70A(AC1) 100-250V | AF45-40-00-70 Schütz 100-250V 50/60Hz / DC | AF45-40-00 100-250V 50Hz / 100-250V 60Hz / 100-250V DC Contactor |  | 5.14
1SBL337201R7200 | AF45-40-00 20-60V DC | Active | 3471522114426 | 471.77 | 1 | 1 | stuk | Contactor A-Line | BE31220 | SP (Control general) | stuk | AF45 AF 45-40-00 20-60VDC | Contacteur gamme AF 4p 70A(AC1) 20-60Vdc | AF45-40-00-72 Schütz 20-60V DC | AF45-40-00 20-60V DC Contactor |  | 5.14
1SBL337501R6900 | AF45-22-00 48-130V 50Hz / 48-130V 60Hz / 48-130V DC | Active | 3471522114594 | 543.43 | 1 | 1 | stuk | Contactor A-Line | BE31220 | SP (Control general) | stuk | AF45 AF 45-22-00/48-130VAC/DC | CONTACTEUR AF 45-22-00/48-130 V DC | AF45-22-00-69 Schütz 48-130V 50/60Hz / DC | AF45-22-00 48-130V 50Hz / 48-130V 60Hz / 48-130V DC Contactor |  | 5.14
1SBL337501R7000 | AF45-22-00 100-250V 50Hz / 100-250V 60Hz / 100-250V DC | Active | 3471522114501 | 543.43 | 1 | 1 | stuk | Contactor A-Line | BE31220 | SP (Control general) | stuk | AF45 AF 45-22-00 100-250VAC/DC | Contacteur gamme AF 2NC+2NO main poles 70A(AC1) 100-250V | AF45-22-00-70 Schütz 100-250V 50/60Hz / DC | AF45-22-00 100-250V 50Hz / 100-250V 60Hz / 100-250V DC Contactor |  | 5.14
1SBL337501R7200 | AF45-22-00 20-60V DC | Active | 3471522114525 | 543.43 | 1 | 1 | stuk | Contactor A-Line | BE31220 | SP (Control general) | stuk | AF45 AF 45-22-00 20-60VDC | Contacteur gamme AF 2NC+2NO main poles 70A(AC1) 20-60Vdc | AF45-22-00-72 Schütz 20-60V DC | AF45-22-00 20-60V DC Contactor |  | 5.14
1SBL347001R1100 | AF40-30-00-11 | Active | 3471523132016 | 234.02 | 1 | 1 | stuk | Contactor AF | BE31220 | SP (Control general) | stuk | AF40 AF 40-30-00-11 24-60VAC 20-60VDC | Contacteur Gamme AF | AF40-30-00-11 Schütz 24-60V 50/60Hz / 20-60V DC | AF40-30-00-11 24-60V50/60HZ 20-60VDC Contactor |  | 5.14
1SBL347001R1111 | AF40-30-11-11 | Active | 3471523132115 | 252.02 | 1 | 1 | stuk | Contactor AF | BE31220 | SP (Control general) | stuk | AF40 AF 40-30-11-11 24-60VAC 20-60VDC | Contacteur Gamme AF | AF40-30-11-11 Schütz 24-60V 50/60Hz / 20-60V DC | AF40-30-11-11 24-60V50/60HZ 20-60VDC Contactor |  | 5.14
1SBL347001R1122 | AF40-30-22-11 | Active | 3471523132214 | 264.02 | 1 | 1 | stuk | Contactor AF | BE31220 | SP (Control general) | stuk | AF40 AF 40-30-22-11 24-60VAC 20-60VDC | Contacteur Gamme AF | AF40-30-22-11 Schütz 24-60V 50/60Hz / 20-60V DC | AF40-30-22-11 24-60V50/60HZ 20-60VDC Contactor |  | 5.14
1SBL347001R1200 | AF40-30-00-12 | Active | 3471523132023 | 234.02 | 1 | 1 | stuk | Contactor AF | BE31220 | SP (Control general) | stuk | AF40 AF 40-30-00-12 48-130VAC/DC | Contacteur Gamme AF | AF40-30-00-12 Schütz 48-130V 50/60Hz / DC | AF40-30-00-12 48-130V50/60HZ-DC Contactor |  | 5.14
1SBL347001R1211 | AF40-30-11-12 | Active | 3471523132122 | 252.02 | 1 | 1 | stuk | Contactor AF | BE31220 | SP (Control general) | stuk | AF40 AF 40-30-11-12 48-130VAC/DC | Contacteur Gamme AF | AF40-30-11-12 Schütz 48-130V 50/60Hz / DC | AF40-30-11-12 48-130V50/60HZ-DC Contactor |  | 5.14
1SBL347001R1222 | AF40-30-22-12 | Active | 3471523132221 | 264.02 | 1 | 1 | stuk | Contactor AF | BE31220 | SP (Control general) | stuk | AF40 AF 40-30-22-12 48-130VAC/DC | Contacteur Gamme AF | AF40-30-22-12 Schütz 48-130V 50/60Hz / DC | AF40-30-22-12 48-130V50/60HZ-DC Contactor |  | 5.14
1SBL347001R1300 | AF40-30-00-13 | Active | 3471523132030 | 172.81 | 1 | 1 | stuk | Contactor AF | BE31220 | SP (Control general) | stuk | AF40 AF 40-30-00-13 100-250VAC/DC | Contacteur Gamme AF | AF40-30-00-13 Schütz 100-250V 50/60Hz / DC | AF40-30-00-13 100-250V50/60HZ-DC Contactor |  | 5.14
1SBL347001R1311 | AF40-30-11-13 | Active | 3471523132139 | 189.61 | 1 | 1 | stuk | Contactor AF | BE31220 | SP (Control general) | stuk | AF40 AF 40-30-11-13 100-250VAC/DC | Contacteur Gamme AF | AF40-30-11-13 Schütz 100-250V 50/60Hz / DC | AF40-30-11-13 100-250V50/60HZ-DC Contactor |  | 5.14
1SBL347001R1322 | AF40-30-22-13 | Active | 3471523132238 | 204.02 | 1 | 1 | stuk | Contactor AF | BE31220 | SP (Control general) | stuk | AF40 AF 40-30-22-13 100-250VAC/DC | Contacteur Gamme AF | AF40-30-22-13 Schütz 100-250V 50/60Hz / DC | AF40-30-22-13 100-250V50/60HZ-DC Contactor |  | 5.14
1SBL347001R1400 | AF40-30-00-14 | Active | 3471523132047 | 172.81 | 1 | 1 | stuk | Contactor AF | BE31220 | SP (Control general) | stuk | AF40 AF 40-30-00-14 250-500VAC/DC | Contacteur Gamme AF | AF40-30-00-14 Schütz 250-500V 50/60Hz / DC | AF40-30-00-14 250-500V50/60HZ-DC Contactor |  | 5.14
1SBL347001R1411 | AF40-30-11-14 | Active | 3471523132146 | 189.61 | 1 | 1 | stuk | Contactor AF | BE31220 | SP (Control general) | stuk | AF40 AF 40-30-11-14 250-500VAC/DC | Contacteur Gamme AF | AF40-30-11-14 Schütz 250-500V 50/60Hz / DC | AF40-30-11-14 250-500V50/60HZ-DC Contactor |  | 5.14
1SBL347001R1422 | AF40-30-22-14 | Active | 3471523132245 | 204.02 | 1 | 1 | stuk | Contactor AF | BE31220 | SP (Control general) | stuk | AF40 AF 40-30-22-14 250-500VAC/DC | Contacteur Gamme AF | AF40-30-22-14 Schütz 250-500V 50/60Hz / DC | AF40-30-22-14 250-500V50/60HZ-DC Contactor |  | 5.14
1SBL347082R1122 | AFS40-30-22-11 | Active | 3471523157613 | 278.98 | 1 | 1 | stuk | Contactor AF Safety | BE31220 | SP (Control general) | stuk | AFS40 AFS 40-30-22-11 24-60V50/60HZ 20-60VDC | AFS40-30-22-11 24-60V50/60HZ 20-60VDC Contactor | AFS40-30-22-11 Safetyschütz 24-60V 50/60Hz / 20-60V DC | AFS40-30-22-11 24-60V50/60HZ 20-60VDC Contactor
1SBL347082R1322 | AFS40-30-22-13 | Active | 3471523157637 | 216.21 | 1 | 1 | stuk | Contactor AF Safety | BE31220 | SP (Control general) | stuk | AFS40 AFS 40-30-22-13 100-250V50/60HZ-DC | AFS40-30-22-13 100-250V50/60HZ-DC Contactor | AFS40-30-22-13 Safetyschütz 100-250V 50/60Hz / DC | AFS40-30-22-13 100-250V50/60HZ-DC Contactor
1SBL347201R1100 | AF40-40-00-11 | Active | 3471523133518 | 334.82 | 1 | 1 | stuk | Contactor AF | BE31220 | SP (Control general) | stuk | AF40 AF 40-40-00-11 24-60VAC 20-60VDC | AF40-40-00-11 CONT AF 70A AC1-4P-24#60VAC/DC | AF40-40-00-11 Schütz 24-60VAC 20-60VDC | AF40-40-00-11 24-60V50/60HZ 20-60VDC Contactor |  | 5.14
1SBL347201R1200 | AF40-40-00-12 | Active | 3471523133525 | 334.82 | 1 | 1 | stuk | Contactor AF | BE31220 | SP (Control general) | stuk | AF40 AF 40-40-00-12 48-130VAC/DC | AF40-40-00-12 CONT AF 70A AC1-4P-48#130VAC/DC | AF40-40-00-12 Schütz 48-130VAC-DC | AF40-40-00-12 48-130V50/60HZ-DC Contactor |  | 5.14
1SBL347201R1300 | AF40-40-00-13 | Active | 3471523133532 | 206.42 | 1 | 1 | stuk | Contactor AF | BE31220 | SP (Control general) | stuk | AF40 AF 40-40-00-13 100-250VAC/DC | Contacteur Série AF 70A (AC1), 4P, 100-250Vac/dc | AF40-40-00-13 Schütz 100-250VAC-DC | AF40-40-00-13 100-250V50/60HZ-DC Contactor |  | 5.14
1SBL347201R1400 | AF40-40-00-14 | Active | 3471523133549 | 235.21 | 1 | 1 | stuk | Contactor AF | BE31220 | SP (Control general) | stuk | AF40 AF 40-40-00-14 250-500VAC/DC | AF40-40-00-14 CONT AF 70A AC1-4P-250...500VAC/DC | AF40-40-00-14 Schütz 250-500VAC-DC | AF40-40-00-14 250-500V50/60HZ-DC Contactor |  | 5.14
1SBL347501R1100 | AF40-22-00-11 | Active | 3471523133815 | 329.23 | 1 | 1 | stuk | Contactor AF | BE31220 | SP (Control general) | stuk | AF40 AF 40-22-00-11 24-60VAC 20-60VDC | AF40-22-00-11 24-60V50/60HZ 20-60VDC Contactor | AF40-22-00-11 Schütz 24-60VAC 20-60VDC | AF40-22-00-11 24-60V50/60HZ 20-60VDC Contactor
1SBL347501R1200 | AF40-22-00-12 | Active | 3471523133822 | 366.03 | 1 | 1 | stuk | Contactor AF | BE31220 | SP (Control general) | stuk | AF40 AF 40-22-00-112 48-130VAC/DC | AF40-22-00-12 CONT AF 70A AC1-2P NC+2P NF-48#130VAC/DC | AF40-22-00-12 Schütz 48-130VAC-DC | AF40-22-00-12 48-130V50/60HZ-DC Contactor |  | 5.14
1SBL347501R1300 | AF40-22-00-13 | Active | 3471523133839 | 237.93 | 1 | 1 | stuk | Contactor AF | BE31220 | SP (Control general) | stuk | AF40 AF 40-22-00-13 100-250VAC/DC | AF40-22-00-13 100-250V50/60HZ-DC Contactor | AF40-22-00-13 Schütz 100-250VAC-DC | AF40-22-00-13 100-250V50/60HZ-DC Contactor
1SBL351010R8400 | A50-30-00RT 110-120V60Hz 110V50Hz | Active | 3471522243744 | 254.77 | 1 | 1 | stuk | Contactor A-Line | BE31220 | SP (Control general) | stuk | A50 A50-30-00-RT 110-120V60HZ | Contacteur Série A A50-30-00-RT 110-120V60HZ | Contactor A range A50-30-00-RT 110-120V60HZ | A50-30-00-RT 110-120V60HZ
1SBL351022R8000 | 1SBL351022R8000 | Active | 3471522084804 | 198.83 | 1 | 1 | stuk | Contactor A-Line | BE31220 | SP (Control general) | stuk | UA50 UA50-30-00 220-24220-230V 50Hz | MAGNEETSCHAKELAAR 33KVAR | UA50-30-00-80 Kondensatorschütz 220-230V 50Hz / 230-240V 60Hz | UA50-30-00 220-230V 50Hz / 230-240V 60Hz Contactor |  | 5.14
1SBL351022R8011 | 1SBL351022R8011 | Active | 3471522085801 | 227.01 | 1 | 1 | stuk | Contactor A-Line | BE31220 | SP (Control general) | stuk | UA50 UA 50-30-11 220/230 | MAGNEETSCHAKELAAR 40KVAR/400V SPOEL 23 0V | Capacitator contactor Coil code 80 Auxilairy contact 1NO + 1NC | UA50-30-11 220-230V 50Hz / 230-240V 60Hz Contactor |  | 5.14
1SBL351022R8100 | 1SBL351022R8100 | Active | 3471522084811 | 198.83 | 1 | 1 | stuk | Contactor A-Line | BE31220 | SP (Control general) | stuk | UA50 UA 50-30-00 24V50/60HZ | Contacteur gamme UA 3p 50A 24V 50/60Hz | Contactor UA-range 3p 50A 24V 50/60Hz | UA50-30-00 24V 50Hz / 24V 60Hz Contactor |  | 5.14
1SBL351022R8500 | 1SBL351022R8500 | Active | 3471522084859 | 198.83 | 1 | 1 | stuk | Contactor A-Line | BE31220 | SP (Control general) | stuk | UA50 UA50-30-00/380-400V 50Hz | Contacteur gamme UA 3p 50A 380-400V 50Hz | UA50-30-00-85 Kondensatorschütz 380-400V 50Hz / 400-415V 60Hz | UA50-30-00 380-400V 50Hz / 400-415V 60Hz Contactor |  | 5.14
1SBL351022R8511 | 1SBL351022R8511 | Active | 3471522085856 | 237.83 | 1 | 1 | stuk | Contactor A-Line | BE31220 | SP (Control general) | stuk | UA50 UA50-30-11/380-400V 50Hz | Contacteur gamme UA 3p 1NO+1NC 50A 380-400V 50Hz | Contactor UA-range 3p 1NO+1NC 50A 380-400V 50Hz | UA50-30-11 380-400V 50Hz / 400-415V 60Hz Contactor |  | 5.14
1SBL351022R8600 | 1SBL351022R8600 | Active | 3471522084866 | 198.83 | 1 | 1 | stuk | Contactor A-Line | BE31220 | SP (Control general) | stuk | UA50 UA50-30-00/400-415V 50Hz | Contacteur gamme UA 3p 50A 400-415V 50Hz | Contactor UA-range 3p 50A 400-415V 50Hz | UA50-30-00 400-415V 50Hz / 415-440V 60Hz Contactor |  | 5.14
1SBL351022R8611 | 1SBL351022R8611 | Active | 3471522085863 | 234.28 | 1 | 1 | stuk | Contactor A-Line | BE31220 | SP (Control general) | stuk | UA50 UA 50-30-11 400..415 50hz/415440V 60hz | Contacteur, gamme UA, 3p 1NO+1NC 50A 400-415V 50Hz | 3p 1NO+1NC 50A 400-415V 50Hz | UA50-30-11 400-415V 50Hz / 415-440V 60Hz Contactor
1SBL351022R8800 | 1SBL351022R8800 | Active | 3471522084880 | 207.5 | 1 | 1 | stuk | Contactor A-Line | BE31220 | SP (Control general) | stuk | UA50 UA50-30-00/230-240V 50Hz | Contacteur gamme UA 3p 50A 230-240V 50Hz | UA50-30-00-88 Kondensatorschütz 230-240V 50Hz / 240-260V 60Hz | UA50-30-00 230-240V 50Hz / 240-260V 60Hz Contactor |  | 5.14
1SBL351022R8900 | 1SBL351022R8900 | Active | 3471522084897 | 198.83 | 1 | 1 | stuk | Contactor A-Line | BE31220 | SP (Control general) | stuk | UA50 UA50-30-00/110-115V 50Hz | Contacteur gamme UA 3p 50A 110-115V 50Hz | UA50-30-00-89 Kondensatorschütz 110-115V 50Hz / 115-127V 60Hz | UA50-30-00 110-115V 50Hz / 115-127V 60Hz Contactor |  | 5.14
1SBL351024R8000 | 1SBL351024R8000 | Active | 3471522303806 | 329.76 | 1 | 1 | stuk | Contactor A-Line | BE31220 | SP (Control general) | stuk | UA50RA UA50-30-00RA 220-23V 50Hz /230 | Contacteur UA-series 3P 40kvar(400V) 220-230V 50Hz | UA50-30-00-RA Kondensatorschütz 220-230V 50Hz / 230-240V 60Hz | UA50-30-00RA 220-230V 50Hz / 230-240V 60Hz Contactor |  | 5.14
1SBL351024R8600 | 1SBL351024R8600 | Active | 3471522303868 | 332.24 | 1 | 1 | stuk | Contactor A-Line | BE31220 | SP (Control general) | stuk | UA50RA UA50-30-00RA 400-415V 50Hz | Contacteur UA50-30-00RA 400-415V 50Hz / 415-440V 60 | Contactor UA50-30-00RA 400-415V 50Hz / 415-440V 60 | UA50-30-00RA 400-415V 50Hz / 415-440V 60Hz Contactor |  | 5.14
1SBL357001R6900 | AF50-30-00 48-130V 50Hz / 48-130V 60Hz / 48-130V DC | Active | 3471522114693 | 364.34 | 1 | 1 | stuk | Contactor A-Line | BE31220 | SP (Control general) | stuk | AF50 AF 50-30-00 48-130VAC/DC | Contacteur gamme AF | AF50-30-00-69 Schütz 48-130V 50/60Hz / DC | AF50-30-00 48-130V 50Hz / 48-130V 60Hz / 48-130V DC Contactor |  | 5.14
1SBL357001R6911 | AF50-30-11 48-130V 50Hz / 48-130V 60Hz / 48-130V DC | Active | 3471522114792 | 372.97 | 1 | 1 | stuk | Contactor A-Line | BE31220 | SP (Control general) | stuk | AF50 AF 50-30-11 48-130VAC/DC | Contacteur gamme AF 3p 1NO+1NC 50A 48-130V | Contactor AF-range 3p 1NO+1NC 50A 48-130V | AF50-30-11 48-130V 50Hz / 48-130V 60Hz / 48-130V DC Contactor |  | 5.14
1SBL357001R7000 | AF50-30-00 100-250V 50Hz / 100-250V 60Hz / 100-250V DC | Active | 3471522114600 | 364.34 | 1 | 1 | stuk | Contactor A-Line | BE31220 | SP (Control general) | stuk | AF50 AF 50-30-00 100-250VAC/DC | Contacteur gamme AF 3p 50A 100-250V | AF50-30-00-70 Schütz 100-250V 50/60Hz / DC | AF50-30-00 100-250V 50Hz / 100-250V 60Hz / 100-250V DC Contactor |  | 5.14
1SBL357001R7011 | AF50-30-11 100-250V 50Hz / 100-250V 60Hz / 100-250V DC | Active | 3471522114709 | 372.97 | 1 | 1 | stuk | Contactor A-Line | BE31220 | SP (Control general) | stuk | AF50 AF 50-30-11 100-250VAC/DC | Contacteur gamme AF 3p 1NO+1NC 50A 100-250V | Contactor AF-range 3p 1NO+1NC 50A 100-250V | AF50-30-11 100-250V 50Hz / 100-250V 60Hz / 100-250V DC Contactor |  | 5.14
1SBL357001R7200 | AF50-30-00 20-60V DC | Active | 3471522114624 | 364.34 | 1 | 1 | stuk | Contactor A-Line | BE31220 | SP (Control general) | stuk | AF50 AF 50-30-00 20-60VDC | Contacteur gamme AF 3p 50A 20-60Vdc | AF50-30-00-72 Schütz 20-60V DC | AF50-30-00 20-60V DC Contactor |  | 5.14
1SBL357001R7211 | AF50-30-11 20-60V DC | Active | 3471522114723 | 372.97 | 1 | 1 | stuk | Contactor A-Line | BE31220 | SP (Control general) | stuk | AF50 AF 50-30-11 20-60VDC | Contacteur gamme AF 3p 1NO+1NC 50A 20-60Vdc | Contactor AF-range 3p 1NO+1NC 50A 20-60Vdc | AF50-30-11 20-60V DC Contactor |  | 5.14
1SBL357010R6900 | AF50-30-00RT 48-130V 50Hz / 48-130V 60Hz / 48-130V DC | Active | 3471522245199 | 432.26 | 1 | 1 | stuk | Contactor A-Line | BE31220 | SP (Control general) | stuk | AF50 AF50-30-00-RT/48-130V | Contacteur AF-series 3poles 50A 48-130V | Contactor AF-series 3poles 50A 48-130V | AF50-30-00RT 48-130V 50Hz / 48-130V 60Hz / 48-130V DC Contactor |  | 5.14
1SBL357010R7200 | AF50-30-00RT 20-60V DC | Active | 3471522245120 | 397.05 | 1 | 1 | stuk | Contactor A-Line | BE31220 | SP (Control general) | stuk | AF50 AF50-30-00RT 20-60V DC | AF50-30-00RT 20-60V DC Contactor | AF50-30-00RT Schütz 20-60V DC | AF50-30-00RT 20-60V DC Contactor
1SBL357201R6900 | AF50-40-00 48-130V 50Hz / 48-130V 60Hz / 48-130V DC | Active | 3471522114891 | 500.19 | 1 | 1 | stuk | Contactor A-Line | BE31220 | SP (Control general) | stuk | AF50 AF 50-40-00 48-130VAC/DC | Contacteur gamme AF 4p 50A 48-130V ac/dc | AF50-40-00-69 Schütz 48-130V 50/60Hz / DC | AF50-40-00 48-130V 50Hz / 48-130V 60Hz / 48-130V DC Contactor |  | 5.14
1SBL357201R7000 | AF50-40-00 100-250V 50Hz / 100-250V 60Hz / 100-250V DC | Active | 3471522114808 | 500.19 | 1 | 1 | stuk | Contactor A-Line | BE31220 | SP (Control general) | stuk | AF50 AF 50-40-00 100-250VAC/DC | Contacteur gamme AF 4p 50A 100-250V ac/dc | AF50-40-00-70 Schütz 100-250V 50/60Hz / DC | AF50-40-00 100-250V 50Hz / 100-250V 60Hz / 100-250V DC Contactor |  | 5.14
1SBL357201R7200 | AF50-40-00 20-60V DC | Active | 3471522114822 | 500.19 | 1 | 1 | stuk | Contactor A-Line | BE31220 | SP (Control general) | stuk | AF50 AF 50-40-00 20-60VDC | Contacteur gamme AF 4p 50A 20-60V DC | AF50-40-00-72 Schütz 20-60V DC | AF50-40-00 20-60V DC Contactor |  | 5.14
1SBL359060R5100 | TAE50-30-00RT 17-32V DC | Active | 3471522244710 | 352.46 | 1 | 1 | stuk | Contactor A-Line | BE31220 | SP (Control general) | stuk | TAE50 TAE 50-30-00RT 17-32VDC | TAE50-30-00RT 17-32V DC Contactor | Contactor operated with double winding d | TAE50-30-00RT 17-32V DC Contactor
1SBL359061R5511 | TAE50-30-11 50-90V DC | Active | 3471522114143 | 383.61 | 1 | 1 | stuk | Contactor A-Line | BE31220 | SP (Control general) | stuk | TAE50 AE 50-30-11/50-90V DC | CONTACTEUR BOB. 50-90 V DC | Contactor (T)AE-series 3p 1NO+1NC 50A 50-90Vdc | TAE50-30-11 50-90V DC Contactor
1SBL359061R6200 | TAE50-30-00 77-143V DC | Active | 3471522114068 | 370.88 | 1 | 1 | stuk | Contactor A-Line | BE31220 | SP (Control general) | stuk | TAE50 TAE50-30-00/77-143Vdc | Contacteur (T)AE-series 3p 50A 77-143Vdc | Contactor (T)AE-series 3p 50A 77-143Vdc | TAE50-30-00 77-143V DC Contactor |  | 5.14
1SBL359061R6211 | TAE50-30-11 77-143V DC | Active | 3471522114167 | 383.61 | 1 | 1 | stuk | Contactor A-Line | BE31220 | SP (Control general) | stuk | TAE50 TAE 50-30-11 77-143V DC | Contacteur (T)AE-series 3p 1NO+1NC 50A 77-143Vdc | Contactor 22kW 400V 3-pole Coil code: 62 Wide range Auxilairy contact 1NO + 1NC | TAE50-30-11 77-143V DC Contactor |  | 5.14
1SBL359061R6600 | TAE50-30-00 90-150V DC | Active | 3471522114075 | 370.88 | 1 | 1 | stuk | Contactor A-Line | BE31220 | SP (Control general) | stuk | TAE50 TAE50-30-00/90-150Vdc | Contacteur Contactor operated with double winding d | Contactor Contactor operated with double winding d | TAE50-30-00 90-150V DC Contactor |  | 5.14
1SBL359061R6611 | TAE50-30-11 90-150V DC | Active | 3471522114174 | 331.12 | 1 | 1 | stuk | Contactor A-Line | BE31220 | SP (Control general) | stuk | TAE50 TAE 50-30-11 90-150V DC | TAE50-30-11 90-150V DC Contactor | Contactor operated with double winding d | TAE50-30-11 90-150V DC Contactor
1SBL367001R1100 | AF52-30-00-11 | Active | 3471523132313 | 265.23 | 1 | 1 | stuk | Contactor AF | BE31220 | SP (Control general) | stuk | AF52 AF 52-30-00-11 24-60VAC 20-60VDC | Contacteur Gamme AF | AF52-30-00-11 Schütz 24-60V 50/60Hz / 20-60VDC | AF52-30-00-11 24-60V50/60HZ 20-60VDC Contactor |  | 5.14
1SBL367001R1111 | AF52-30-11-11 | Active | 3471523132412 | 285.62 | 1 | 1 | stuk | Contactor AF | BE31220 | SP (Control general) | stuk | AF52 AF 52-30-11-11 24-60VAC 20-60VDC | Contacteur Gamme AF | AF52-30-11-11 Schütz 24-60V50/60Hz / 20-60VDC | AF52-30-11-11 24-60V50/60HZ 20-60VDC Contactor |  | 5.14
1SBL367001R1122 | AF52-30-22-11 | Active | 3471523132511 | 297.62 | 1 | 1 | stuk | Contactor AF | BE31220 | SP (Control general) | stuk | AF52 AF 52-30-22-11 24-60VAC 20-60VDC | Contacteur Gamme AF | AF52-30-22-11 Schütz 24-60V 50/60Hz / 20-60VDC | AF52-30-22-11 24-60V50/60HZ 20-60VDC Contactor |  | 5.14
1SBL367001R1200 | AF52-30-00-12 | Active | 3471523132320 | 265.23 | 1 | 1 | stuk | Contactor AF | BE31220 | SP (Control general) | stuk | AF52 AF 52-30-00-12 48-130VAC/DC | Contacteur Gamme AF | AF52-30-00-12 Schütz 48-130V 50/60Hz/DC | AF52-30-00-12 48-130V50/60HZ-DC Contactor |  | 5.14
1SBL367001R1211 | AF52-30-11-12 | Active | 3471523132429 | 285.62 | 1 | 1 | stuk | Contactor AF | BE31220 | SP (Control general) | stuk | AF52 AF 52-30-11-12 48-130VAC/DC | Contacteur Gamme AF | AF52-30-11-12 Schütz 48-130V 50/60Hz-DC | AF52-30-11-12 48-130V50/60HZ-DC Contactor |  | 5.14
1SBL367001R1222 | AF52-30-22-12 | Active | 3471523132528 | 297.62 | 1 | 1 | stuk | Contactor AF | BE31220 | SP (Control general) | stuk | AF52 AF 52-30-22-12 48-130VAC/DC | Contacteur Gamme AF | AF52-30-22-12 Schütz 48-130V 50/60Hz-DC | AF52-30-22-12 48-130V50/60HZ-DC Contactor |  | 5.14
1SBL367001R1300 | AF52-30-00-13 | Active | 3471523132337 | 181.21 | 1 | 1 | stuk | Contactor AF | BE31220 | SP (Control general) | stuk | AF52 AF 52-30-00-13 100-250VAC/DC | Contacteur Gamme AF | AF52-30-00-13 Schütz 100-250V 50/60Hz-DC | AF52-30-00-13 100-250V50/60HZ-DC Contactor |  | 5.14
1SBL367001R1311 | AF52-30-11-13 | Active | 3471523132436 | 199.21 | 1 | 1 | stuk | Contactor AF | BE31220 | SP (Control general) | stuk | AF52 AF 52-30-11-13 100-250VAC/DC | Contacteur Gamme AF | AF52-30-11-13 Schütz 100-250V 50/60Hz-DC | AF52-30-11-13 100-250V50/60HZ-DC Contactor |  | 5.14
1SBL367001R1322 | AF52-30-22-13 | Active | 3471523132535 | 212.4 | 1 | 1 | stuk | Contactor AF | BE31220 | SP (Control general) | stuk | AF52 AF 52-30-22-13 100-250VAC/DC | Contacteur Gamme AF | AF52-30-22-13 Schütz 100-250V 50/60Hz-DC | AF52-30-22-13 100-250V50/60HZ-DC Contactor |  | 5.14
1SBL367001R1400 | AF52-30-00-14 | Active | 3471523132344 | 181.21 | 1 | 1 | stuk | Contactor AF | BE31220 | SP (Control general) | stuk | AF52 AF 52-30-00-14 250-500VAC/DC | Contacteur Gamme AF | AF52-30-00-14 Schütz 250-500V 50/60Hz-DC | AF52-30-00-14 250-500V50/60HZ-DC Contactor |  | 5.14
1SBL367001R1411 | AF52-30-11-14 | Active | 3471523132443 | 199.21 | 1 | 1 | stuk | Contactor AF | BE31220 | SP (Control general) | stuk | AF52 AF 52-30-11-14 250-500VAC/DC | Contacteur Gamme AF | AF52-30-11-14 Schütz 250-500V 50/60Hz-DC | AF52-30-11-14 250-500V50/60HZ-DC Contactor |  | 5.14
1SBL367001R1422 | AF52-30-22-14 | Active | 3471523132542 | 212.4 | 1 | 1 | stuk | Contactor AF | BE31220 | SP (Control general) | stuk | AF52 AF 52-30-22-14 250-500VAC/DC | Contacteur Gamme AF | AF52-30-22-14 Schütz 250-500V 50/60Hz-DC | AF52-30-22-14 250-500V50/60HZ-DC Contactor |  | 5.14
1SBL367082R1122 | AFS52-30-22-11 | Active | 3471523157712 | 297.89 | 1 | 1 | stuk | Contactor AF Safety | BE31220 | SP (Control general) | stuk | AFS52 AFS 52-30-22-11 24-60V50/60HZ 20-60VDC | AFS52-30-22-11 24-60V50/60HZ 20-60VDC Contactor | AFS52-30-22-11 Safetyschütz 24-60V 50/60Hz 20-60V DC | AFS52-30-22-11 24-60V50/60HZ 20-60VDC Contactor
1SBL367082R1322 | AFS52-30-22-13 | Active | 3471523157736 | 217.99 | 1 | 1 | stuk | Contactor AF Safety | BE31220 | SP (Control general) | stuk | AFS52 AFS 52-30-22-13 100-250V50/60HZ-DC | AFS52-30-22-13 100-250V50/60HZ-DC Contactor | AFS52-30-22-13 Safetyschütz 100-250V 50/60Hz / DC | AFS52-30-22-13 100-250V50/60HZ-DC Contactor
1SBL367201R1100 | AF52-40-00-11 | Active | 3471523133617 | 387.62 | 1 | 1 | stuk | Contactor AF | BE31220 | SP (Control general) | stuk | AF52 AF 52-40-00-11 24-60VAC 20-60VDC | AF52-40-00-11 CONT AF 100A AC1-4P-24#60VAC/DC | AF52-40-00-11 Schütz 24-60V 50/60Hz / 20-60V DC | AF52-40-00-11 24-60V50/60HZ 20-60VDC Contactor |  | 5.14
1SBL367201R1200 | AF52-40-00-12 | Active | 3471523133624 | 387.62 | 1 | 1 | stuk | Contactor AF | BE31220 | SP (Control general) | stuk | AF52 AF 52-40-00-12 48-130VAC/DC | AF52-40-00-12 CONT AF 100A AC1-4P-48#130VAC/DC | AF52-40-00-12 Schütz 48-130V 50/60Hz / DC | AF52-40-00-12 48-130V50/60HZ-DC Contactor |  | 5.14
1SBL367201R1300 | AF52-40-00-13 | Active | 3471523133631 | 252.02 | 1 | 1 | stuk | Contactor AF | BE31220 | SP (Control general) | stuk | AF52 AF 52-40-00-13 100-250VAC/DC | Série AF 100A (AC1), 3P, 100-250Vacdc | AF52-40-00-13 Schütz 100-250VAC-DC | AF52-40-00-13 100-250V50/60HZ-DC Contactor |  | 5.14
1SBL367201R1400 | AF52-40-00-14 | Active | 3471523133648 | 225.56 | 1 | 1 | stuk | Contactor AF | BE31220 | SP (Control general) | stuk | AF52 AF 52-40-00-14 250-500VAC/DC | Contacteur Série AF 100A (AC1), 4P, 250-500Vac/dc | AF52-40-00-14 Schütz 250-500VAC-DC | AF52-40-00-14 250-500V50/60HZ-DC Contactor |  | 5.14
1SBL371022R8000 | 1SBL371022R8000 | Active | 3471522090805 | 295.18 | 1 | 1 | stuk | Contactor A-Line | BE31220 | SP (Control general) | stuk | UA63 UA 63-30-00 220/230 | Contacteur gamme UA 3p 65A 220-230V 50Hz | UA63-30-00 Schütz 220-230 50Hz / 230-240 60Hz | UA63-30-00 220-230V 50Hz / 230-240V 60Hz Contactor |  | 5.14
1SBL371022R8011 | 1SBL371022R8011 | Active | 3471522091802 | 348.23 | 1 | 1 | stuk | Contactor A-Line | BE31220 | SP (Control general) | stuk | UA63 UA 63-30-11 220/230 | Contacteur gamme UA 3p 1NO+1NC 65A 220-230V 50Hz | Contactor UA-range 3p 1NO+1NC 65A 220-230V 50Hz | UA63-30-11 220-230V 50Hz / 230-240V 60Hz Contactor |  | 5.14
1SBL371022R8100 | 1SBL371022R8100 | Active | 3471522090812 | 295.18 | 1 | 1 | stuk | Contactor A-Line | BE31220 | SP (Control general) | stuk | UA63 UA63-30-00/24V 50/60Hz | Contacteur gamme UA 3p 65A 24V 50/60Hz | Contactor UA-range 3p 65A 24V 50/60Hz | UA63-30-00 24V 50Hz / 24V 60Hz Contactor |  | 5.14
1SBL371022R8400 | 1SBL371022R8400 | Active | 3471522090843 | 289.39 | 1 | 1 | stuk | Contactor A-Line | BE31220 | SP (Control general) | stuk | UA63 UA63-30-00/110-120V 60Hz | Contacteur gamme UA 3p 65A 110-120V 60Hz | UA63-30-00 Schütz 110V 50Hz / 110-120V 60Hz | UA63-30-00 110V 50Hz / 110-120V 60Hz Contactor
1SBL371022R8500 | 1SBL371022R8500 | Active | 3471522090850 | 295.18 | 1 | 1 | stuk | Contactor A-Line | BE31220 | SP (Control general) | stuk | UA63 UA63-30-00/380-400V 50Hz | Contacteur gamme UA 3p 65A 380-400V 50Hz | UA63-30-00 Schütz 380-400V 50Hz / 400-415V 60Hz | UA63-30-00 380-400V 50Hz / 400-415V 60Hz Contactor |  | 5.14
1SBL371022R8511 | 1SBL371022R8511 | Active | 3471522091857 | 348.23 | 1 | 1 | stuk | Contactor A-Line | BE31220 | SP (Control general) | stuk | UA63 UA63-30-11/380-400V 50Hz | CONTACTEUR 45KVAR/400V | Contactor UA-range 3p 1NO+1NC 65A 380-400V 50Hz | UA63-30-11 380-400V 50Hz / 400-415V 60Hz Contactor |  | 5.14
1SBL371022R8600 | 1SBL371022R8600 | Active | 3471522090867 | 295.18 | 1 | 1 | stuk | Contactor A-Line | BE31220 | SP (Control general) | stuk | UA63 UA63-30-00/400-415V 50Hz | Contacteur gamme UA 3p 65A 400-415V 50Hz | Contactor UA-range 3p 65A 400-415V 50Hz | UA63-30-00 400-415V 50Hz / 415-440V 60Hz Contactor |  | 5.14
1SBL371024R3600 | 1SBL371024R3600 | Active | 3471522304360 | 380.99 | 1 | 1 | stuk | Contactor A-Line | BE31220 | SP (Control general) | stuk | UA63RA UA 63-30-00 RA 190V50Hz/220V 60Hz | UA63-30-00RA 190V 50Hz / 220V 60Hz Contactor | UA63-30-00RA 190V 50Hz / 220V 60Hz | UA63-30-00RA 190V 50Hz / 220V 60Hz Contactor
1SBL371024R8000 | 1SBL371024R8000 | Active | 3471522304803 | 386.57 | 1 | 1 | stuk | Contactor A-Line | BE31220 | SP (Control general) | stuk | UA63RA UA 63-30-00-RA 220-230V50Hz/230-240V60Hz | Contacteur UA-series 3p 50kvar(400V) 220-230V 50Hz | UA63-30-00-RA Schütz 220-230 50Hz / 230-240 60Hz | UA63-30-00RA 220-230V 50Hz / 230-240V 60Hz Contactor |  | 5.14
1SBL371024R8500 | 1SBL371024R8500 | Active | 3471522304858 | 380.99 | 1 | 1 | stuk | Contactor A-Line | BE31220 | SP (Control general) | stuk | UA63RA UA 63-30-00 RA 400V 50 Hz/415V 60 Hz | UA63-30-00RA 380-400V 50Hz / 400-415V 60Hz Contactor | UA63-30-00RA 380-400V 50Hz / 400-415V 60 | UA63-30-00RA 380-400V 50Hz / 400-415V 60Hz Contactor
1SBL371024R8600 | 1SBL371024R8600 | Active | 3471522304865 | 389.05 | 1 | 1 | stuk | Contactor A-Line | BE31220 | SP (Control general) | stuk | UA63RA UA63-30-00RA 400-415V 50Hz/415-440V 60 | Contacteur UA-series 3P Capacitors 400-415V 50Hz | UA63-30-00-RA Kondensator-Schütz 400-415V 50Hz / 415-460V 60Hz | UA63-30-00RA 400-415V 50Hz / 415-440V 60Hz Contactor |  | 5.14
1SBL377001R6900 | AF63-30-00 48-130V 50Hz / 48-130V 60Hz / 48-130V DC | Active | 3471522114990 | 464.37 | 1 | 1 | stuk | Contactor A-Line | BE31220 | SP (Control general) | stuk | AF63 AF 63-30-00 48-130VAC/DC | Contacteur gamme AF 3p 65A 48-130V | AF63-30-00-69 Schütz 48-130V 50/60Hz / DC | AF63-30-00 48-130V 50Hz / 48-130V 60Hz / 48-130V DC Contactor |  | 5.14
1SBL377001R6911 | AF63-30-11 48-130V 50Hz / 48-130V 60Hz / 48-130V DC | Active | 3471522115096 | 474.25 | 1 | 1 | stuk | Contactor A-Line | BE31220 | SP (Control general) | stuk | AF63 AF 63-30-11 48-130VAC/DC | Contacteur gamme AF 3p 1NO+1NC 65A 48-130V | Contactor AF-range 3p 1NO+1NC 65A 48-130V | AF63-30-11 48-130V 50Hz / 48-130V 60Hz / 48-130V DC Contactor |  | 5.14
1SBL377001R7000 | AF63-30-00 100-250V 50Hz / 100-250V 60Hz / 100-250V DC | Active | 3471522114907 | 464.37 | 1 | 1 | stuk | Contactor A-Line | BE31220 | SP (Control general) | stuk | AF63 AF 63-30-00 100-250VAC/DC | Contacteur gamme AF 3p 65A 100-250V | AF63-30-00-70 Schütz 100-250V 50/60Hz / DC | AF63-30-00 100-250V 50Hz / 100-250V 60Hz / 100-250V DC Contactor |  | 5.14
1SBL377001R7011 | AF63-30-11 100-250V 50Hz / 100-250V 60Hz / 100-250V DC | Active | 3471522115003 | 474.25 | 1 | 1 | stuk | Contactor A-Line | BE31220 | SP (Control general) | stuk | AF63 AF 63-30-11 100-250VAC/DC | Contacteur gamme AF 3p 1NO+1NC 65A 100-250V | Contactor AF-range 3p 1NO+1NC 65A 100-250V | AF63-30-11 100-250V 50Hz / 100-250V 60Hz / 100-250V DC Contactor |  | 5.14
1SBL377001R7200 | AF63-30-00 20-60V DC | Active | 3471522114921 | 464.37 | 1 | 1 | stuk | Contactor A-Line | BE31220 | SP (Control general) | stuk | AF63 AF 63-30-00 20-60VDC | Contacteur gamme AF 3p 65A 20-60Vdc | AF63-30-00-72 Schütz 20-60V DC | AF63-30-00 20-60V DC Contactor |  | 5.14
1SBL377001R7211 | AF63-30-11 20-60V DC | Active | 3471522115027 | 474.25 | 1 | 1 | stuk | Contactor A-Line | BE31220 | SP (Control general) | stuk | AF63 AF 63-30-11 20-60VDC | Contacteur gamme AF 3p 1NO+1NC 65A 20-60Vdc | Contactor AF-range 3p 1NO+1NC 65A 20-60Vdc | AF63-30-11 20-60V DC Contactor |  | 5.14
1SBL377010R6900 | AF63-30-00RT 48-130V 50Hz / 48-130V 60Hz / 48-130V DC | Active | 3471522245298 | 552.07 | 1 | 1 | stuk | Contactor A-Line | BE31220 | SP (Control general) | stuk | AF63 AF63-30-00-RT/48-130V | Contacteur Série AF Contacteur electronic a.c./d.c. AF63-30- | Contactor AF range Contactor electronic a.c./d.c. AF63-30-0 | AF63-30-00RT 48-130V 50Hz / 48-130V 60Hz / 48-130V DC Contactor |  | 5.14
1SBL387001R1100 | AF65-30-00-11 | Active | 3471523132610 | 330.01 | 1 | 1 | stuk | Contactor AF | BE31220 | SP (Control general) | stuk | AF65 AF 65-30-00-11 24-60VAC 20-60VDC | Contacteur Gamme AF | AF65-30-00-11 Schütz 24-60V 50/60Hz / 20-60VDC | AF65-30-00-11 24-60V50/60HZ 20-60VDC Contactor |  | 5.14
1SBL387001R1111 | AF65-30-11-11 | Active | 3471523132719 | 348.02 | 1 | 1 | stuk | Contactor AF | BE31220 | SP (Control general) | stuk | AF65 AF 65-30-11-11 24-60VAC 20-60VDC | Contacteur Gamme AF | AF65-30-11-11 Schütz 24-60V 50/60Hz / 20-60VDC | AF65-30-11-11 24-60V50/60HZ 20-60VDC Contactor |  | 5.14
1SBL387001R1122 | AF65-30-22-11 | Active | 3471523132818 | 362.42 | 1 | 1 | stuk | Contactor AF | BE31220 | SP (Control general) | stuk | AF65 AF 65-30-22-11 24-60VAC 20-60VDC | Contacteur Gamme AF | AF65-30-22-11 Schütz 24-60V 50/60Hz / 20-60VDC | AF65-30-22-11 24-60V50/60HZ 20-60VDC Contactor |  | 5.14
1SBL387001R1200 | AF65-30-00-12 | Active | 3471523132627 | 330.01 | 1 | 1 | stuk | Contactor AF | BE31220 | SP (Control general) | stuk | AF65 AF 65-30-00-12 48-130VAC/DC | Contacteur Gamme AF | AF65-30-00-12 Schütz 48-130V 50/60Hz-DC | AF65-30-00-12 48-130V50/60HZ-DC Contactor |  | 5.14
1SBL387001R1211 | AF65-30-11-12 | Active | 3471523132726 | 348.02 | 1 | 1 | stuk | Contactor AF | BE31220 | SP (Control general) | stuk | AF65 AF 65-30-11-12 48-130VAC/DC | Contacteur Gamme AF | AF65-30-11-12 Schütz 48-130V 50/60Hz-DC | AF65-30-11-12 48-130V50/60HZ-DC Contactor |  | 5.14
1SBL387001R1222 | AF65-30-22-12 | Active | 3471523132825 | 362.42 | 1 | 1 | stuk | Contactor AF | BE31220 | SP (Control general) | stuk | AF65 AF 65-30-22-12 48-130VAC/DC | Contacteur Gamme AF | AF65-30-22-12 Schütz 48-130V 50/60Hz-DC | AF65-30-22-12 48-130V50/60HZ-DC Contactor |  | 5.14
1SBL387001R1300 | AF65-30-00-13 | Active | 3471523132634 | 248.42 | 1 | 1 | stuk | Contactor AF | BE31220 | SP (Control general) | stuk | AF65 AF 65-30-00-13 100-250VAC/DC | Contacteur Gamme AF | AF65-30-00-13 Schütz 100-250V 50/60Hz-DC | AF65-30-00-13 100-250V50/60HZ-DC Contactor |  | 5.14
1SBL387001R1311 | AF65-30-11-13 | Active | 3471523132733 | 265.23 | 1 | 1 | stuk | Contactor AF | BE31220 | SP (Control general) | stuk | AF65 AF 65-30-11-13 100-250VAC/DC | Contacteur Gamme AF | AF65-30-11-13 Schütz 100-250V 50/60Hz-DC | AF65-30-11-13 100-250V50/60HZ-DC Contactor |  | 5.14
1SBL387001R1322 | AF65-30-22-13 | Active | 3471523132832 | 278.43 | 1 | 1 | stuk | Contactor AF | BE31220 | SP (Control general) | stuk | AF65 AF 65-30-22-13 100-250VAC/DC | Contacteur Gamme AF | AF65-30-22-13 Schütz 100-250V 50/60Hz-DC | AF65-30-22-13 100-250V50/60HZ-DC Contactor |  | 5.14
1SBL387001R1400 | AF65-30-00-14 | Active | 3471523132641 | 248.42 | 1 | 1 | stuk | Contactor AF | BE31220 | SP (Control general) | stuk | AF65 AF 65-30-00-14 250-500VAC/DC | Contacteur Gamme AF | AF65-30-00-14 Schütz 250-500V 50/60Hz-DC | AF65-30-00-14 250-500V50/60HZ-DC Contactor |  | 5.14
1SBL387001R1411 | AF65-30-11-14 | Active | 3471523132740 | 265.23 | 1 | 1 | stuk | Contactor AF | BE31220 | SP (Control general) | stuk | AF65 AF 65-30-11-14 250-500VAC/DC | Contacteur Gamme AF | AF65-30-11-14 Schütz 250-500V 50/60Hz-DC | AF65-30-11-14 250-500V50/60HZ-DC Contactor |  | 5.14
1SBL387001R1422 | AF65-30-22-14 | Active | 3471523132849 | 278.43 | 1 | 1 | stuk | Contactor AF | BE31220 | SP (Control general) | stuk | AF65 AF 65-30-22-14 250-500VAC/DC | Contacteur Gamme AF | AF65-30-22-14 Schütz 250-500V 50/60Hz-DC | AF65-30-22-14 250-500V50/60HZ-DC Contactor |  | 5.14
1SBL387082R1122 | AFS65-30-22-11 | Active | 3471523157811 | 358.18 | 1 | 1 | stuk | Contactor AF Safety | BE31220 | SP (Control general) | stuk | AFS65 AFS 65-30-22-11 24-60V50/60HZ 20-60VDC | AFS65-30-22-11 24-60V50/60HZ 20-60VDC Contactor | AFS65-30-22-11 Safetyschütz 24-60V 50/60Hz 20-60V DC | AFS65-30-22-11 24-60V50/60HZ 20-60VDC Contactor
1SBL387082R1322 | AFS65-30-22-13 | Active | 3471523157835 | 283.1 | 1 | 1 | stuk | Contactor AF Safety | BE31220 | SP (Control general) | stuk | AFS65 AFS 65-30-22-13 100-250V50/60HZ-DC | AFS65-30-22-13 100-250V50/60HZ-DC Contactor | AFS65-30-22-13 Safetyschütz 100-250V 50/60Hz / DC | AFS65-30-22-13 100-250V50/60HZ-DC Contactor
1SBL397001R1100 | AF80-30-00-11 | Active | 3471523132917 | 412.83 | 1 | 1 | stuk | Contactor AF | BE31220 | SP (Control general) | stuk | AF80 AF 80-30-00-11 24-60VAC 20-60VDC | Contacteur Gamme AF | AF80-30-00-11 Schütz 24-60V 50/60Hz / 20-60VDC | AF80-30-00-11 24-60V50/60HZ 20-60VDC Contactor |  | 5.14
1SBL397001R1111 | AF80-30-11-11 | Active | 3471523133013 | 434.41 | 1 | 1 | stuk | Contactor AF | BE31220 | SP (Control general) | stuk | AF80 AF 80-30-11-11 24-60VAC 20-60VDC | Contacteur Gamme AF | AF80-30-11-11 Schütz 24-60V 50/60Hz / 20-60VDC | AF80-30-11-11 24-60V50/60HZ 20-60VDC Contactor |  | 5.14
1SBL397001R1122 | AF80-30-22-11 | Active | 3471523133112 | 447.62 | 1 | 1 | stuk | Contactor AF | BE31220 | SP (Control general) | stuk | AF80 AF 80-30-22-11 24-60VAC 20-60VDC | Contacteur Gamme AF | AF80-30-22-11 Schütz 24-60V 50/60Hz / 20-60VDC | AF80-30-22-11 24-60V50/60HZ 20-60VDC Contactor |  | 5.14
1SBL397001R1200 | AF80-30-00-12 | Active | 3471523132924 | 412.83 | 1 | 1 | stuk | Contactor AF | BE31220 | SP (Control general) | stuk | AF80 AF 80-30-00-12 48-130VAC/DC | Contacteur Gamme AF | AF80-30-00-12 Schütz 48-130V 50/60Hz-DC | AF80-30-00-12 48-130V50/60HZ-DC Contactor |  | 5.14
1SBL397001R1211 | AF80-30-11-12 | Active | 3471523133020 | 434.41 | 1 | 1 | stuk | Contactor AF | BE31220 | SP (Control general) | stuk | AF80 AF 80-30-11-12 48-130VAC/DC | Contacteur Gamme AF | AF80-30-11-12 Schütz 48-130V 50/60Hz-DC | AF80-30-11-12 48-130V50/60HZ-DC Contactor |  | 5.14
1SBL397001R1222 | AF80-30-22-12 | Active | 3471523133129 | 447.62 | 1 | 1 | stuk | Contactor AF | BE31220 | SP (Control general) | stuk | AF80 AF 80-30-22-12 48-130VAC/DC | Contacteur Gamme AF | AF80-30-22-12 Schütz 48-130V 50/60Hz-DC | AF80-30-22-12 48-130V50/60HZ-DC Contactor |  | 5.14
1SBL397001R1300 | AF80-30-00-13 | Active | 3471523132931 | 309.62 | 1 | 1 | stuk | Contactor AF | BE31220 | SP (Control general) | stuk | AF80 AF 80-30-00-13 100-250VAC/DC | Contacteur Gamme AF | AF80-30-00-13 Schütz 100-250V 50/60Hz-DC | AF80-30-00-13 100-250V50/60HZ-DC Contactor |  | 5.14
1SBL397001R1311 | AF80-30-11-13 | Active | 3471523133037 | 328.82 | 1 | 1 | stuk | Contactor AF | BE31220 | SP (Control general) | stuk | AF80 AF 80-30-11-13 100-250VAC/DC | Contacteur Gamme AF | AF80-30-11-13 Schütz 100-250V 50/60Hz-DC | AF80-30-11-13 100-250V50/60HZ-DC Contactor |  | 5.14
1SBL397001R1322 | AF80-30-22-13 | Active | 3471523133136 | 340.83 | 1 | 1 | stuk | Contactor AF | BE31220 | SP (Control general) | stuk | AF80 AF 80-30-22-13 100-250VAC/DC | Contacteur Gamme AF | AF80-30-22-13 Schütz 100-250V 50/60Hz-DC | AF80-30-22-13 100-250V50/60HZ-DC Contactor |  | 5.14
1SBL397001R1400 | AF80-30-00-14 | Active | 3471523132948 | 309.62 | 1 | 1 | stuk | Contactor AF | BE31220 | SP (Control general) | stuk | AF80 AF 80-30-00-14 250-500VAC/DC | Contacteur Gamme AF | AF80-30-00-14 Schütz 250-500V 50/60Hz-DC | AF80-30-00-14 250-500V50/60HZ-DC Contactor |  | 5.14
1SBL397001R1411 | AF80-30-11-14 | Active | 3471523133044 | 328.82 | 1 | 1 | stuk | Contactor AF | BE31220 | SP (Control general) | stuk | AF80 AF 80-30-11-14 250-500VAC/DC | Contacteur Gamme AF | AF80-30-11-14 Schütz 250-500V 50/60Hz-DC | AF80-30-11-14 250-500V50/60HZ-DC Contactor |  | 5.14
1SBL397001R1422 | AF80-30-22-14 | Active | 3471523133143 | 340.83 | 1 | 1 | stuk | Contactor AF | BE31220 | SP (Control general) | stuk | AF80 AF 80-30-22-14 250-500VAC/DC | Contacteur Gamme AF | AF80-30-22-14 Schütz 250-500V 50/60Hz-DC | AF80-30-22-14 250-500V50/60HZ-DC Contactor |  | 5.14
1SBL397082R1122 | AFS80-30-22-11 | Active | 3471523157910 | 417.68 | 1 | 1 | stuk | Contactor AF Safety | BE31220 | SP (Control general) | stuk | AFS80 AFS 80-30-22-11 24-60V50/60HZ 20-60VDC | AFS80-30-22-11 24-60V50/60HZ 20-60VDC Contactor | AFS80-30-22-11 Safetyschütz 24-60V 50/60Hz 20-60V DC | AFS80-30-22-11 24-60V50/60HZ 20-60VDC Contactor
1SBL397082R1322 | AFS80-30-22-13 | Active | 3471523157934 | 360.02 | 1 | 1 | stuk | Contactor AF Safety | BE31220 | SP (Control general) | stuk | AFS80 AFS 80-30-22-13 100-250V50/60HZ-DC | AFS80-30-22-13 100-250V50/60HZ-DC Contactor | AFS80-30-22-13 Safetyschütz 100-250V 50/60Hz / DC | AFS80-30-22-13 100-250V50/60HZ-DC Contactor
1SBL397201R1100 | AF80-40-00-11 | Active | 3471523133716 | 577.24 | 1 | 1 | stuk | Contactor AF | BE31220 | SP (Control general) | stuk | AF80 AF 80-40-00-11 24-60VAC 20-60VDC | AF80-40-00-11 CONT AF 125A AC1-4P-24#60VAC/DC | AF80-40-00-11 Schütz 24-60VAC / 20-60VDC | AF80-40-00-11 24-60V50/60HZ 20-60VDC Contactor |  | 5.14
1SBL397201R1200 | AF80-40-00-12 | Active | 3471523133723 | 577.24 | 1 | 1 | stuk | Contactor AF | BE31220 | SP (Control general) | stuk | AF80 AF 80-40-00-12 48-130VAC/DC | AF80-40-00-12 CONT AF 125A AC1-4P-48#130VAC/DC | AF80-40-00-12 Schütz 48-130VAC-DC | AF80-40-00-12 48-130V50/60HZ-DC Contactor |  | 5.14
1SBL397201R1300 | AF80-40-00-13 | Active | 3471523133730 | 361.22 | 1 | 1 | stuk | Contactor AF | BE31220 | SP (Control general) | stuk | AF80 AF 80-40-00-13 100-250VAC/DC | Contacteur Gamme AF 4P, 125A AC1, 100-250V ac/dc | AF80-40-00-13 Schütz 100-250VAC-DC | AF80-40-00-13 100-250V50/60HZ-DC Contactor |  | 5.14
1SBL397201R1400 | AF80-40-00-14 | Active | 3471523133747 | 422.44 | 1 | 1 | stuk | Contactor AF | BE31220 | SP (Control general) | stuk | AF80 AF 80-40-00-14 250-500VAC/DC | AF80-40-00-14 CONT AF 125A AC1-4P-250...500VAC/DC | AF80-40-00-14 Schütz 250-500VAC-DC | AF80-40-00-14 250-500V50/60HZ-DC Contactor |  | 5.14
1SBL397501R1100 | AF80-22-00-11 | Active | 3471523133914 | 726.05 | 1 | 1 | stuk | Contactor AF | BE31220 | SP (Control general) | stuk | AF80 AF 80-22-00-11 24-60VAC 20-60VDC | AF80-22-00-11 CONT AF 125A AC1-2P NC+2P NF- 24/20#24#24/20#60VAC/DC | AF80-22-00-11 Schütz 24-60VAC / 20-60VDC | AF80-22-00-11 24-60V50/60HZ 20-60VDC Contactor |  | 5.14
1SBL407001R1100 | AF96-30-00-11 | Active | 3471523133211 | 520.83 | 1 | 1 | stuk | Contactor AF | BE31220 | SP (Control general) | stuk | AF96 AF 96-30-00-11 24-60VAC 20-60VDC | Contacteur Gamme AF | AF96-30-00-11 Schütz 24-60V 50/60Hz / 20-60VDC | AF96-30-00-11 24-60V50/60HZ 20-60VDC Contactor |  | 5.14
1SBL407001R1111 | AF96-30-11-11 | Active | 3471523133310 | 541.23 | 1 | 1 | stuk | Contactor AF | BE31220 | SP (Control general) | stuk | AF96 AF 96-30-11-11 24-60VAC 20-60VDC | Contacteur Gamme AF | AF96-30-11-11 Schütz 24-60V 50/60Hz / 20-60VDC | AF96-30-11-11 24-60V50/60HZ 20-60VDC Contactor |  | 5.14
1SBL407001R1122 | AF96-30-22-11 | Active | 3471523133419 | 558.05 | 1 | 1 | stuk | Contactor AF | BE31220 | SP (Control general) | stuk | AF96 AF 96-30-22-11 24-60VAC 20-60VDC | Contacteur Gamme AF | AF96-30-22-11 Schütz 24-60V 50/60Hz / 20-60VDC | AF96-30-22-11 24-60V50/60HZ 20-60VDC Contactor |  | 5.14
1SBL407001R1200 | AF96-30-00-12 | Active | 3471523133228 | 520.83 | 1 | 1 | stuk | Contactor AF | BE31220 | SP (Control general) | stuk | AF96 AF 96-30-00-12 48-130VAC/DC | Contacteur Gamme AF | AF96-30-00-12 Schütz 48-130V 50/60Hz-DC | AF96-30-00-12 48-130V50/60HZ-DC Contactor |  | 5.14
1SBL407001R1211 | AF96-30-11-12 | Active | 3471523133327 | 541.23 | 1 | 1 | stuk | Contactor AF | BE31220 | SP (Control general) | stuk | AF96 AF 96-30-11-12 48-130VAC/DC | Contacteur Gamme AF | AF96-30-11-12 Schütz 48-130V 50/60Hz-DC | AF96-30-11-12 48-130V50/60HZ-DC Contactor |  | 5.14
1SBL407001R1222 | AF96-30-22-12 | Active | 3471523133426 | 558.05 | 1 | 1 | stuk | Contactor AF | BE31220 | SP (Control general) | stuk | AF96 AF 96-30-22-12 48-130VAC/DC | Contacteur Gamme AF | AF96-30-22-12 Schütz 48-130V 50/60Hz-DC | AF96-30-22-12 48-130V50/60HZ-DC Contactor |  | 5.14
1SBL407001R1300 | AF96-30-00-13 | Active | 3471523133235 | 380.43 | 1 | 1 | stuk | Contactor AF | BE31220 | SP (Control general) | stuk | AF96 AF 96-30-00-13 100-250VAC/DC | Contacteur Gamme AF | AF96-30-00-13 Schütz 100-250V 50/60Hz-DC | AF96-30-00-13 100-250V50/60HZ-DC Contactor |  | 5.14
1SBL407001R1311 | AF96-30-11-13 | Active | 3471523133334 | 397.23 | 1 | 1 | stuk | Contactor AF | BE31220 | SP (Control general) | stuk | AF96 AF 96-30-11-13 100-250VAC/DC | Contacteur Gamme AF | AF96-30-11-13 Schütz 100-250V 50/60Hz-DC | AF96-30-11-13 100-250V50/60HZ-DC Contactor |  | 5.14
1SBL407001R1322 | AF96-30-22-13 | Active | 3471523133433 | 408.02 | 1 | 1 | stuk | Contactor AF | BE31220 | SP (Control general) | stuk | AF96 AF 96-30-22-13 100-250VAC/DC | Contacteur Gamme AF | AF96-30-22-13 Schütz 100-250V 50/60Hz-DC | AF96-30-22-13 100-250V50/60HZ-DC Contactor |  | 5.14
1SBL407001R1400 | AF96-30-00-14 | Active | 3471523133242 | 380.43 | 1 | 1 | stuk | Contactor AF | BE31220 | SP (Control general) | stuk | AF96 AF 96-30-00-14 250-500VAC/DC | Contacteur Gamme AF | AF96-30-00-14 Schütz 250-500V 50/60Hz-DC | AF96-30-00-14 250-500V50/60HZ-DC Contactor |  | 5.14
1SBL407001R1411 | AF96-30-11-14 | Active | 3471523133341 | 397.23 | 1 | 1 | stuk | Contactor AF | BE31220 | SP (Control general) | stuk | AF96 AF 96-30-11-14 250-500VAC/DC | Contacteur Gamme AF | AF96-30-11-14 Schütz 250-500V 50/60Hz-DC | AF96-30-11-14 250-500V50/60HZ-DC Contactor |  | 5.14
1SBL407001R1422 | AF96-30-22-14 | Active | 3471523133440 | 408.02 | 1 | 1 | stuk | Contactor AF | BE31220 | SP (Control general) | stuk | AF96 AF 96-30-22-14 250-500VAC/DC | Contacteur Gamme AF | AF96-30-22-14 Schütz 250-500V 50/60Hz-DC | AF96-30-22-14 250-500V50/60HZ-DC Contactor |  | 5.14
1SBL407082R1122 | AFS96-30-22-11 | Active | 3471523158016 | 475.57 | 1 | 1 | stuk | Contactor AF Safety | BE31220 | SP (Control general) | stuk | AFS96 AFS 96-30-22-11 24-60V50/60HZ 20-60VDC | AFS96-30-22-11 24-60V50/60HZ 20-60VDC Contactor | AFS96-30-22-11 Safetyschütz 24-60V 50/60Hz 20-60V DC | AFS96-30-22-11 24-60V50/60HZ 20-60VDC Contactor
1SBL407082R1322 | AFS96-30-22-13 | Active | 3471523158030 | 442.06 | 1 | 1 | stuk | Contactor AF Safety | BE31220 | SP (Control general) | stuk | AFS96 AFS 96-30-22-13 100-250V50/60HZ-DC | AFS96-30-22-13 100-250V50/60HZ-DC Contactor | AFS96-30-22-13 Safetyschütz 100-250V 50/60Hz / DC | AFS96-30-22-13 100-250V50/60HZ-DC Contactor
1SBL411022R4200 | 1SBL411022R4200 | Active | 3471522097422 | 380.39 | 1 | 1 | stuk | Contactor A-Line | BE31220 | SP (Control general) | stuk | UA75 UA75-30-00 230-240V 50Hz/277V 60Hz | Contacteur UA75-30-00 230-240V 50Hz / 277V 60Hz | Contactor UA75-30-00 230-240V 50Hz / 277V 60Hz | UA75-30-00 230-240V 50Hz / 277V 60Hz Contactor |  | 5.14
1SBL411022R8000 | 1SBL411022R8000 | Active | 3471522097804 | 376.69 | 1 | 1 | stuk | Contactor A-Line | BE31220 | SP (Control general) | stuk | UA75 UA 75-30-00 220/230 | MAGNEETSCHAKELAAR 50KVAR | UA75-30-00 Kondensatorschütz 220-230 50Hz / 230-240 60Hz | UA75-30-00 220-230V 50Hz / 230-240V 60Hz Contactor |  | 5.14
1SBL411022R8011 | 1SBL411022R8011 | Active | 3471522098801 | 422.93 | 1 | 1 | stuk | Contactor A-Line | BE31220 | SP (Control general) | stuk | UA75 UA 75-30-11 220/230 | MAGNEETSCHAKELAAR 50KVAR/400V SPOEL 22 0V50 | Capacitator contactor Coil code 80 Auxilairy contact 1NO + 1NC | UA75-30-11 220-230V 50Hz / 230-240V 60Hz Contactor |  | 5.14
1SBL411022R8100 | 1SBL411022R8100 | Active | 3471522097811 | 376.69 | 1 | 1 | stuk | Contactor A-Line | BE31220 | SP (Control general) | stuk | UA75 UA75-30-00/24V 50/60Hz | Contacteur gamme UA 3p 75A 24V 50/60Hz | UA75-30-00 Kondensatorschütz 24V 50/60Hz | UA75-30-00 24V 50Hz / 24V 60Hz Contactor |  | 5.14
1SBL411022R8400 | 1SBL411022R8400 | Active | 3471522097842 | 369.3 | 1 | 1 | stuk | Contactor A-Line | BE31220 | SP (Control general) | stuk | UA75 UA75-30-00/110-120V 60Hz | Contacteur Gamme UA 3p 75A 110-120V 60Hz | UA75-30-00 Kondensatorschütz 110V 50Hz / 110-120V 60Hz | UA75-30-00 110V 50Hz / 110-120V 60Hz Contactor
1SBL411022R8500 | 1SBL411022R8500 | Active | 3471522097859 | 376.69 | 1 | 1 | stuk | Contactor A-Line | BE31220 | SP (Control general) | stuk | UA75 UA75-30-00/380-400V 50Hz | Contacteur gamme UA 3p 75A 380-400V 50Hz | UA75-30-00 Kondensatorschütz 380-400V 50Hz / 400-415V 60Hz | UA75-30-00 380-400V 50Hz / 400-415V 60Hz Contactor |  | 5.14
1SBL411022R8511 | 1SBL411022R8511 | Active | 3471522098856 | 443.06 | 1 | 1 | stuk | Contactor A-Line | BE31220 | SP (Control general) | stuk | UA75 UA75-30-11/380-400V 50Hz | Contacteur gamme UA 3p 1NO+1NC 75A 380-400V 50Hz | Contactor UA-range 3p 1NO+1NC 75A 380-400V 50Hz | UA75-30-11 380-400V 50Hz / 400-415V 60Hz Contactor |  | 5.14
1SBL411022R8600 | 1SBL411022R8600 | Active | 3471522097866 | 166.74 | 1 | 1 | stuk | Contactor A-Line | BE31220 | SP (Control general) | stuk | UA75 UA75-30-00/400-415V 50Hz | Contacteur gamme UA 3p 75A 400-415V 50Hz | UA75-30-00 Schütz 400-415V 50Hz / 415-440V 60Hz | UA75-30-00 400-415V 50Hz / 415-440V 60Hz Contactor |  | 5.14
1SBL411022R8611 | 1SBL411022R8611 | Active | 3471522098863 | 443.06 | 1 | 1 | stuk | Contactor A-Line | BE31220 | SP (Control general) | stuk | UA75 UA75-30-11/400-415V 50Hz | Contacteur gamme UA 3p 1NO+1NC 75A 400-415V 50Hz | Contactor UA-range 3p 1NO+1NC 75A 400-415V 50Hz | UA75-30-11 400-415V 50Hz / 415-440V 60Hz Contactor |  | 5.14
1SBL411022R8800 | 1SBL411022R8800 | Active | 3471522097880 | 162.25 | 1 | 1 | stuk | Contactor A-Line | BE31220 | SP (Control general) | stuk | UA75 UA75-30-00/230-240V 50Hz | Contacteur gamme UA 3p 75A 230-240V 50Hz | UA75-30-00 Schütz 230-240V 50Hz / 240-260 60Hz | UA75-30-00 230-240V 50Hz / 240-260V 60Hz Contactor
1SBL411022R8900 | 1SBL411022R8900 | Active | 3471522097897 | 376.69 | 1 | 1 | stuk | Contactor A-Line | BE31220 | SP (Control general) | stuk | UA75 UA75-30-00/110-115V 50Hz | Contacteur gamme UA 3p 75A 110-115V 50Hz | Contactor UA-range 3p 75A 110-115V 50Hz | UA75-30-00 110-115V 50Hz / 115-127V 60Hz Contactor |  | 5.14
1SBL411024R8000 | 1SBL411024R8000 | Active | 3471522305800 | 424.86 | 1 | 1 | stuk | Contactor A-Line | BE31220 | SP (Control general) | stuk | UA75RA UA 75-30-00 RA 220-230/50 230-240/60 | Contacteur Gamme UA 3p 60Kvar(400V) 220-230V 50Hz | UA75-30-00-RA Schütz 220-230 50Hz / 230-240 60Hz | UA75-30-00RA 220-230V 50Hz / 230-240V 60Hz Contactor |  | 5.14
1SBL411024R8100 | 1SBL411024R8100 | Active | 3471522305817 | 424.86 | 1 | 1 | stuk | Contactor A-Line | BE31220 | SP (Control general) | stuk | UA75RA UA75-30-00RA 24V 50Hz/24V 60Hz | Contacteur Série A UA75-30-00RA 24V 50Hz / 24V 60Hz | UA75-30-00-RA Schütz 24V 50/60Hz | UA75-30-00RA 24V 50Hz / 24V 60Hz Contactor |  | 5.14
1SBL411024R8400 | 1SBL411024R8400 | Active | 3471522305848 | 428.56 | 1 | 1 | stuk | Contactor A-Line | BE31220 | SP (Control general) | stuk | UA75RA UA 75-30-00 RA 110V | Contacteur UA 110V 50Hz / 110-120V 60Hz | UA75-30-00-RA Schütz 110V 50Hz / 110-120V 60Hz | UA75-30-00RA 110V 50Hz / 110-120V 60Hz Contactor |  | 5.14
1SBL411024R8600 | 1SBL411024R8600 | Active | 3471522305862 | 424.86 | 1 | 1 | stuk | Contactor A-Line | BE31220 | SP (Control general) | stuk | UA75RA UA 75-30-00-RA/415VAC | Contacteur Gamme UA 3p 60Kvar(400V) 400-415V 50Hz | UA75-30-00-RA Kondensator-Schütz 400-415V 50Hz / 415-440V 60Hz | UA75-30-00RA 400-415V 50Hz / 415-440V 60Hz Contactor |  | 5.14
1SBL411024R8800 | 1SBL411024R8800 | Active | 3471522305886 | 428.56 | 1 | 1 | stuk | Contactor A-Line | BE31220 | SP (Control general) | stuk | UA75RA UA 75-30-00RA 230-240V 50/240-260V 60 | contacteur UA75-30-00RA 230-240V 50Hz / 240-260V 60 | UA75-30-00-RA Schütz 230-240V 50Hz / 240-260 60Hz | UA75-30-00RA 230-240V 50Hz / 240-260V 60Hz Contactor |  | 5.14
1SBL411024R8900 | 1SBL411024R8900 | Active | 3471522305893 | 428.56 | 1 | 1 | stuk | Contactor A-Line | BE31220 | SP (Control general) | stuk | UA75RA UA 75-30-00RA110-115V | Contacteur UA75-30-00RA 110-115V 50Hz / 115-127V 60 | Contactor UA75-30-00RA 110-115V 50Hz / 115-127V 60 | UA75-30-00RA 110-115V 50Hz / 115-127V 60Hz Contactor |  | 5.14
1SBL411025R8000 | GA75-10-00 220-230V 50Hz / 230-240V 60Hz | Active | 3471522099808 | 532.71 | 1 | 1 | stuk | Contactor A-Line | BE31220 | SP (Control general) | stuk | GA75 GA751000 220-230V50HZ | Contacteur Contactor GA75-10-00 3serialpoles 100A(D | GA75-10-00 Schütz 220-230 50Hz / 230-240 60Hz | GA75-10-00 220-230V 50Hz / 230-240V 60Hz Contactor |  | 5.14
1SBL411025R8011 | GA75-10-11 220-230V 50Hz / 230-240V 60Hz | Active | 3471522100801 | 542.88 | 1 | 1 | stuk | Contactor A-Line | BE31220 | SP (Control general) | stuk | GA75 GA 75-10-11 220-230V50HZ | Contacteur Contactor GA75-10-11 3serialpoles 1NC 1NO 100A(DC1) 220-230V 50Hz | GA75-10-11 Schütz 220-230 50Hz / 230-240 60Hz | GA75-10-11 220-230V 50Hz / 230-240V 60Hz Contactor |  | 5.14
1SBL411025R8100 | GA75-10-00 24V 50Hz / 24V 60Hz | Active | 3471522099815 | 523.45 | 1 | 1 | stuk | Contactor A-Line | BE31220 | SP (Control general) | stuk | GA75 GA751000 24VAC | Contacteur, Contactor GA75-10-00 3serialpoles 100A(DC1) 24V 50/60Hz | GA75-10-00 Schütz 24V 50/60Hz | GA75-10-00 24V 50Hz / 24V 60Hz Contactor
1SBL411025R8111 | GA75-10-11 24V 50Hz / 24V 60Hz | Active | 3471522100818 | 499.03 | 1 | 1 | stuk | Contactor A-Line | BE31220 | SP (Control general) | stuk | Contactor A-Line GA75-10-11 24V 50Hz/24V 60Hz | Contacteur, Contactor GA75-10-11 3serialpoles 1NC 1NO 100A(DC1) 24V 50/60Hz | GA75-10-11 24V 50Hz / 24V 60Hz Contactor | GA75-10-11 24V 50Hz / 24V 60Hz Contactor
1SBL411025R8411 | GA75-10-11 110V 50Hz / 110-120V 60Hz | Active | 3471522100849 | 684 | 1 | 1 | stuk | Contactor A-Line | BE31220 | SP (Control general) | stuk | GA75 GA 75-10-11 110V/50HZ 110..120V/60HZ | Contacteur Contactor GA75-10-11 3serialpoles 1NC 1NO 100A(DC1) 110-120V 60Hz | Contactor for dc switching Coil code 84 Auxilairy contact 1NO + 1NC | GA75-10-11 110V 50Hz / 110-120V 60Hz Contactor |  | 5.14
1SBL417001R6900 | AF75-30-00 48-130V 50Hz / 48-130V 60Hz / 48-130V DC | Active | 3471522115195 | 537.24 | 1 | 1 | stuk | Contactor A-Line | BE31220 | SP (Control general) | stuk | AF75 AF 75-30-00 48-130VAC/DC | CONTACTEUR AF75-30-00 48-130V AC/DC | AF75-30-00-69 Schütz 48-130V 50/60Hz / DC | AF75-30-00 48-130V 50Hz / 48-130V 60Hz / 48-130V DC Contactor |  | 5.14
1SBL417001R6911 | AF75-30-11 48-130V 50Hz / 48-130V 60Hz / 48-130V DC | Active | 3471522115294 | 544.66 | 1 | 1 | stuk | Contactor A-Line | BE31220 | SP (Control general) | stuk | AF75 AF 75-30-11 48-130VAC/DC | Contacteur gamme AF 3p 1NO+1NC 75A 48-130V | Contactor AF-range 3p 1NO+1NC 75A 48-130V | AF75-30-11 48-130V 50Hz / 48-130V 60Hz / 48-130V DC Contactor |  | 5.14
1SBL417001R7000 | AF75-30-00 100-250V 50Hz / 100-250V 60Hz / 100-250V DC | Active | 3471522115102 | 438.56 | 1 | 1 | stuk | Contactor A-Line | BE31220 | SP (Control general) | stuk | AF75 AF 75-30-00 100-250VAC/DC | Contacteur gamme AF 3p 75A 100-250V | AF75-30-00-70 Schütz 100-250V 50/60Hz /DC | AF75-30-00 100-250V 50Hz / 100-250V 60Hz / 100-250V DC Contactor |  | 5.14
1SBL417001R7011 | AF75-30-11 100-250V 50Hz / 100-250V 60Hz / 100-250V DC | Active | 3471522115201 | 544.66 | 1 | 1 | stuk | Contactor A-Line | BE31220 | SP (Control general) | stuk | AF75 AF 75-30-11 100-250VAC/DC | Contacteur gamme AF 3p 1NO+1NC 75A 100-250V | Contactor AF-range 3p 1NO+1NC 75A 100-250V | AF75-30-11 100-250V 50Hz / 100-250V 60Hz / 100-250V DC Contactor |  | 5.14
1SBL417001R7200 | AF75-30-00 20-60V DC | Active | 3471522115126 | 537.24 | 1 | 1 | stuk | Contactor A-Line | BE31220 | SP (Control general) | stuk | AF75 AF 75-30-00 20-60VDC | Contacteur gamme AF 3p 75A 20-60Vdc | AF75-30-00-72 Schütz 20-60V DC | AF75-30-00 20-60V DC Contactor |  | 5.14
1SBL417001R7211 | AF75-30-11 20-60V DC | Active | 3471522115225 | 544.66 | 1 | 1 | stuk | Contactor A-Line | BE31220 | SP (Control general) | stuk | AF75 AF 75-30-11 20-60VDC | Contacteur gamme AF 3p 1NO+1NC 75A 20-60Vdc | Contactor AF-range 3p 1NO+1NC 75A 20-60Vdc | AF75-30-11 20-60V DC Contactor |  | 5.14
1SBL417010R6900 | AF75-30-00RT 48-130V 50Hz / 48-130V 60Hz / 48-130V DC | Active | 3471522245397 | 594.06 | 1 | 1 | stuk | Contactor A-Line | BE31220 | SP (Control general) | stuk | AF75 AF75-30-00-RT/48-130V | Contactor 3poles 75A 48-130V | Contactor 3poles 75A 48-130V | AF75-30-00RT 48-130V 50Hz / 48-130V 60Hz / 48-130V DC Contactor |  | 5.14
1SBL417024R7200 | 1SBL417024R7200 | Active | 3471522372222 | 664.74 | 1 | 1 | stuk | Contactor A-Line | BE31220 | SP (Control general) | stuk | UA75RA UAF75-30-00RA 20-60V | Contacteur UAF-series UAF75-30-00RA 20-60V | Contactor UAF-series UAF75-30-00RA 20-60V | UAF75-30-00RA 20-60V DC Contactor
1SBL417201R6900 | AF75-40-00 48-130V 50Hz / 48-130V 60Hz / 48-130V DC | Active | 3471522115393 | 608.88 | 1 | 1 | stuk | Contactor A-Line | BE31220 | SP (Control general) | stuk | AF75 AF 75-40-00 48-130VAC/DC | Contacteur gamme AF 4p 75A 48-130V | AF75-40-00-69 Schütz 48-130V 50/60Hz / DC | AF75-40-00 48-130V 50Hz / 48-130V 60Hz / 48-130V DC Contactor |  | 5.14
1SBL417201R7000 | AF75-40-00 100-250V 50Hz / 100-250V 60Hz / 100-250V DC | Active | 3471522115300 | 608.88 | 1 | 1 | stuk | Contactor A-Line | BE31220 | SP (Control general) | stuk | AF75 AF75-40-00/100-250V | Contacteur gamme AF 4p 75A 100-250V | AF75-40-00-70 Schütz 100-250V 50/60Hz /DC | AF75-40-00 100-250V 50Hz / 100-250V 60Hz / 100-250V DC Contactor |  | 5.14
1SBL417201R7200 | AF75-40-00 20-60V DC | Active | 3471522115324 | 608.88 | 1 | 1 | stuk | Contactor A-Line | BE31220 | SP (Control general) | stuk | AF75 AF 75-40-00 20-60VDC | Contacteur gamme AF 4p 75A 20-60Vdc | AF75-40-00-72 Schütz 20-60V DC | AF75-40-00 20-60V DC Contactor |  | 5.14
1SBL417210R7200 | AF75-40-00RT 20-60V DC | Active | 3471522245526 | 540.18 | 1 | 1 | stuk | A-Line | BE31220 | SP (Control general) | stuk | Contactor AF-series AF75-40-00RT 20-60V DC | Contacteur Gamme AF AF75-40-00RT 20-60V DC | Contactor AF range AF75-40-00RT 20-60V DC | Contactor AF range AF75-40-00RT 20-60V DC
1SBL417501R7000 | AF75-22-00 100-250V 50Hz / 100-250V 60Hz / 100-250V DC | Active | 3471522115409 | 639.74 | 1 | 1 | stuk | Contactor A-Line | BE31220 | SP (Control general) | stuk | AF75 AF 75-22-00 100-250VAC/DC | Contacteur gamme AF 2NC+2NO main poles 75A 100-250V | AF75-22-00-70 Schütz 100-250V 50/60Hz /DC | AF75-22-00 100-250V 50Hz / 100-250V 60Hz / 100-250V DC Contactor |  | 5.14
1SBL419025R8100 | GAE75-10-00 24V DC | Active | 3471522112811 | 761.54 | 1 | 1 | stuk | Contactor A-Line | BE31220 | SP (Control general) | stuk | GAE75 GAE 75-10-00 24VDC | Contacteur 3serialpoles 100A(DC1) 24Vdc | GAE75-10-00 Schütz 24V DC | GAE75-10-00 24V DC Contactor |  | 5.14
1SBL419025R8111 | GAE75-10-11 24V DC | Active | 3471522113818 | 774.25 | 1 | 1 | stuk | Contactor A-Line | BE31220 | SP (Control general) | stuk | GAE75 GAE 75-10-11 24VDC | Contacteur Contactor GAE75-10-11 3serialpoles 1NC 1 | GAE75-10-11 Schütz 24V DC | GAE75-10-11 24V DC Contactor |  | 5.14
1SBN010010R1001 | CA5-01 | Active | 3471522121011 | 5.15 | 1 | 10 | stuk | Contactor A-Line | BE31220 | SP (Control general) | stuk | A 1NC frontMont. | CA5-01 Auxiliary Contact Block | CA5-01 Hilfskontaktblock 1-polig 1Ö | CA5-01 Auxiliary Contact Block |  | 5.14
1SBN010010R1010 | CA5-10 | Active | 3471522121004 | 5.15 | 1 | 10 | stuk | Contactor A-Line | BE31220 | SP (Control general) | stuk | A 1NO frontMont. | Contact auxiliaire gamme A 1NO montage frontale | CA5-10 Hilfskontaktblock 1-polig 1S | CA5-10 Auxiliary Contact Block |  | 5.14
1SBN010011R1001 | CC5-01 | Active | 3471522121035 | 16.67 | 1 | 10 | stuk | Contactor A-Line | BE31220 | SP (Control general) | stuk | Hulpcontact CC CC 5-01 | CC5-01 Auxiliary Contact Block | CC5-01 Hilfskontaktblock 1-polig mit nacheilendem Öffner | CC5-01 Auxiliary Contact Block |  | 5.14
1SBN010011R1010 | CC5-10 | Active | 3471522121028 | 16.67 | 1 | 10 | stuk | Contactor A-Line | BE31220 | SP (Control general) | stuk | Hulpcontact CC CC 5-10 | CC5-10 Auxiliary Contact Block | CC5-10 Hilfskontaktblock 1-polig mit voreilendem Schließer | CC5-10 Auxiliary Contact Block |  | 5.14
1SBN010013R1001 | CB5-01 | Active | 3471522121059 | 20.22 | 1 | 1 | stuk | Contactor AF | BE31220 | SP (Control general) | stuk | Impulscont.CB CB 5-01 | BLOC CONTACT A IMPULSION CB5-01 1 NC | CB5-01 Impulskontaktblock 1-polig 1Ö für AF09-AF96 | CB5-01 Impulse Contact Block |  | 5.14
1SBN010013R1010 | CB5-10 | Active | 3471522121042 | 20.22 | 1 | 1 | stuk | Contactor AF | BE31220 | SP (Control general) | stuk | Impulscont.CB CB 5-10 | CB5-10 Impulse Contact Block | CB5-10 Impulskontaktblock 1-polig 1S für AF09-AF96 | CB5-10 Impulse Contact Block |  | 5.14
1SBN010015R1001 | CE5-01D0.1 | Active | 3471522199140 | 31.43 | 1 | 1 | stuk | Contactor AF | BE31220 | SP (Control general) | stuk | Hulpcontact CE CE 5-01 D 0.1, max 100mA | CONTACT AUXILIAIRE AVEC MICRO- INTERRUPTEUR INTEGRE | CE5-01D0,1 Hilfskontaktblock 1-polig 1Ö integrierter Mikroschalter | CE5-01D0.1 Auxiliary Contact Block |  | 5.14
1SBN010015R1010 | CE5-10D0.1 | Active | 3471522199157 | 31.43 | 1 | 1 | stuk | Contactor AF | BE31220 | SP (Control general) | stuk | Hulpcontact CE CE 5-10 D 0.1, max 100mA | CONTACT AUXILIAIRE AVEC MICRO- INTERRUPTEUR INTEGRE | CE5-10D0,1 Hilfskontaktblock 1-polig 1S integrierter Mikroschalter | CE5-10D0.1 Auxiliary Contact Block |  | 5.14
1SBN010016R1001 | CE5-01W0.1 | Active | 3471522199164 | 37.92 | 1 | 1 | stuk | Contactor AF | BE31220 | SP (Control general) | stuk | Hulpcontact CE CE5-01W0,1 | Contact auxiliaire gamme A 1NC montage frontale avec microswitch | CE5-01W0,1 Hilfskontaktblock 1-polig 1Ö integrierter Mikroschalter | CE5-01W0.1 Auxiliary Contact Block |  | 5.14
1SBN010016R1010 | CE5-10W0.1 | Active | 3471522199171 | 37.92 | 1 | 1 | stuk | Contactor AF | BE31220 | SP (Control general) | stuk | Hulpcontact CE CE 5-10 W 0,1 | CONTACT AUXILIAIRE CE5-10W0,1 | CE5-10W0,1 Hilfskontaktblock 1-polig 1S integrierter Mikroschalter | CE5-10W0.1 Auxiliary Contact Block |  | 5.14
1SBN010017R1010 | CE5-10D2 | Active | 3471522199508 | 31.43 | 1 | 1 | stuk | Contactor AF | BE31220 | SP (Control general) | stuk | Hulpcontact CE CE5-10D2 | CONTACT AUXILIAIRE CE5-10D2 | CE5-10D2 Hilfskontaktblock 1-polig 1S integrierter Mikroschalter | CE5-10D2 Auxiliary Contact Block |  | 5.14
1SBN010018R1010 | CE5-10W2 | Active | 3471522199522 | 37.92 | 1 | 1 | stuk | Contactor AF | BE31220 | SP (Control general) | stuk | Hulpcontact CE CE 5-10 W 2 | CONTACT AUXILIAIRE CE5-10W2 | CE5-10W2 Hilfskontaktblock 1-polig 1S integrierter Mikroschalter | CE5-10W2 Auxiliary Contact Block |  | 5.14
1SBN010020R1011 | CAL5-11 | Active | 3471522121073 | 13.82 | 1 | 2 | stuk | Contactor A-Line | BE31220 | SP (Control general) | stuk | A 1NC+1NO zijdelingseMont. | CAL5-11 Auxiliary Contact Block | CAL5-11 Hilfskontaktblock 2-polig 1S+1Ö | CAL5-11 Auxiliary Contact Block |  | 5.14
1SBN010040R1004 | CA5-04E | Active | 3471522121110 | 22.05 | 1 | 2 | stuk | Contactor A-Line | BE31220 | SP (Control general) | stuk | A 4NC frontMont. | bloc de contact auxiliaire | CA5-04E Hilfskontaktblock 4-polig, 4Ö | CA5-04E Auxiliary Contact Block |  | 5.14
1SBN010040R1018 | CA5-11/11E | Active | 3471522121127 | 22.54 | 1 | 2 | stuk | Contactor A-Line | BE31220 | SP (Control general) | stuk | CA5-11/11E Auxiliary cont.Bl. | bloc de contact auxiliaire | CA5-11/11E Hilfskontaktblock 4-polig 1S+1Ö+1Früh-S+1Spät-Ö | CA5-11/11E Auxiliary Contact Block |  | 5.14
1SBN010040R1022 | CA5-22E | Active | 3471522121103 | 22.05 | 1 | 2 | stuk | Contactor A-Line | BE31220 | SP (Control general) | stuk | A 2NO+ 2NC frontMont. | bloc de contact auxiliaire | CA5-22E Hilfskontaktblock 4-polig 2S+2Ö | CA5-22E Auxiliary Contact Block |  | 5.14
1SBN010040R1031 | CA5-31E | Active | 3471522121097 | 22.05 | 1 | 2 | stuk | Contactor A-Line | BE31220 | SP (Control general) | stuk | A 3NO+1NC frontMont. | bloc de contact auxiliaire | CA5-31E Hilfskontaktblock 4-polig 3S+1Ö | CA5-31E Auxiliary Contact Block |  | 5.14
1SBN010040R1040 | CA5-40E | Active | 3471522121080 | 22.05 | 1 | 2 | stuk | Contactor A-Line | BE31220 | SP (Control general) | stuk | A 4NO frontMont. | bloc de contact auxiliaire | CA5-40E Hilfskontaktblock 4-polig 4S | CA5-40E Auxiliary Contact Block |  | 5.14
1SBN010040R1104 | CA5-04M | Active | 3471522121158 | 22.05 | 1 | 2 | stuk | Contactor A-Line | BE31220 | SP (Control general) | stuk | A 4NC frontMont. | Contact auxiliaire gamme A 4NC montage frontale | CA5-04M Hilfskontaktblock 4-polig, 4Ö | CA5-04M Auxiliary Contact Block |  | 5.14
1SBN010040R1113 | CA5-13M | Active | 3471522199829 | 22.05 | 1 | 2 | stuk | Contactor A-Line | BE31220 | SP (Control general) | stuk | A 1NO+3NC frontMont. | Contact auxiliaire gamme A 1NO+3NC montage frontale | CA5-13M Hilfskontaktblock 4-polig 1S+3Ö | CA5-13M Auxiliary Contact Block |  | 5.14
1SBN010040R1118 | CA5-11/11M | Active | 3471522121165 | 22.54 | 1 | 2 | stuk | Contactor A-Line | BE31220 | SP (Control general) | stuk | CA5-11/11M Auxiliary cont.Bl. | Contact auxiliaire gamme A 1NO+1NC et 1NO+1NC(ret/avancée)frontale | CA5-11/11M Hilfskontaktblock 4-polig 1S+1Ö+1Früh-S + 1Spät-Ö | CA5-11/11M Auxiliary Contact Block |  | 5.14
1SBN010040R1122 | CA5-22M | Active | 3471522121141 | 22.05 | 1 | 2 | stuk | Contactor A-Line | BE31220 | SP (Control general) | stuk | A 2NO+2NC frontMont. | bloc de contact auxiliaire | CA5-22M Hilfskontaktblock 4-polig 2S+2Ö | CA5-22M Auxiliary Contact Block |  | 5.14
1SBN010040R1131 | CA5-31M | Active | 3471522121134 | 22.05 | 1 | 2 | stuk | Contactor A-Line | BE31220 | SP (Control general) | stuk | A 3NO+1NC frontMont. | bloc de contact auxiliaire | CA5-31M Hilfskontaktblock 4-polig 3S+1Ö | CA5-31M Auxiliary Contact Block |  | 5.14
1SBN010040R1204 | CA5-04N | Active | 3471522121196 | 22.05 | 1 | 2 | stuk | Contactor A-Line | BE31220 | SP (Control general) | stuk | Hulpcontact A serie 4NC front | bloc de contact auxiliaire | CA5-04N Hilfskontaktblock 4-polig, 4Ö | CA5-04N Auxiliary Contact Block |  | 5.14
1SBN010040R1213 | CA5-13N | Active | 3471522199089 | 22.16 | 1 | 2 | stuk | Contactor A-Line | BE31220 | SP (Control general) | stuk | Hulpcontact A serie 1NO +3NC front | Contact auxiliaire gamme A 1NO +3NC montage frontale | CA5-13N Hilfskontaktblock 4-polig 1S+3Ö | CA5-13N Auxiliary Contact Block |  | 5.14
1SBN010040R1222 | CA5-22N | Active | 3471522121189 | 22.05 | 1 | 2 | stuk | Contactor A-Line | BE31220 | SP (Control general) | stuk | Hulpcontact A serie 2NO+2NC front | bloc de contact auxiliaire | CA5-22N Hilfskontaktblock 4-polig 2S+2Ö | CA5-22N Auxiliary Contact Block |  | 5.14
1SBN010040R1231 | CA5-31N | Active | 3471522199263 | 22.16 | 1 | 2 | stuk | Contactor A-Line | BE31220 | SP (Control general) | stuk | Hulpcontact A serie 3NO + 1NC front | Contact auxiliaire gamme A 3NO + 1NC montage frontale | CA5-31N Hilfskontaktblock 4-polig 3S+1Ö | CA5-31N Auxiliary Contact Block |  | 5.14
1SBN010040R1240 | CA5-40N | Active | 3471522121172 | 22.05 | 1 | 2 | stuk | Contactor A-Line | BE31220 | SP (Control general) | stuk | Hulpcontact A serie 4NO front | bloc de contact auxiliaire | CA5-40N Hilfskontaktblock 4-polig 4S | CA5-40N Auxiliary Contact Block |  | 5.14
1SBN010040R1304 | CA5-04U | Active | 3471522199669 | 22.16 | 1 | 2 | stuk | Contactor A-Line | BE31220 | SP (Control general) | stuk | Hulpcontact A serie 4NC | Contact auxiliaire Série A 4NC | CA5-04U Hilfskontaktblock 4-polig, 4Ö | CA5-04U Auxiliary Contact Block |  | 5.14
1SBN010040R1322 | CA5-22U | Active | 3471522199652 | 22.16 | 1 | 2 | stuk | Contactor A-Line | BE31220 | SP (Control general) | stuk | Hulpcontact A serie 2NO + 2NC | Contact auxiliaire Série A 2NO + 2NC | CA5-22U Hilfskontaktblock 4-polig 2S+2Ö | CA5-22U Auxiliary Contact Block |  | 5.14
1SBN010040R1331 | CA5-31U | Active | 3471522199645 | 22.16 | 1 | 2 | stuk | Contactor A-Line | BE31220 | SP (Control general) | stuk | Hulpcontact A serie 3NO + 1NC | Contact auxiliaire Série A 3NO + 1NC | CA5-31U Hilfskontaktblock 4-polig 3S+1Ö | CA5-31U Auxiliary Contact Block |  | 5.14
1SBN010040R1340 | CA5-40U | Active | 3471522199638 | 22.16 | 1 | 2 | stuk | Contactor A-Line | BE31220 | SP (Control general) | stuk | Hulpcontact A serie 4NO | Contact auxiliaire Série A 4NO | CA5-40U Hilfskontaktblock 4-polig 4S | CA5-40U Auxiliary Contact Block |  | 5.14
1SBN010042R1022 | CA5-22ERT | Active | 3471522199119 | 21.03 | 1 | 2 | stuk | Contactor A-Line | BE31220 | SP (Control general) | stuk | frontMont.CA5-22E-RT 2NO+2NC | CA5-22ERT Auxiliary Contact Block | 2NO+ 2NC front mounting | CA5-22ERT Auxiliary Contact Block
1SBN010042R1031 | CA5-31ERT | Active | 3471522199102 | 24.39 | 1 | 2 | stuk | Contactor A-Line | BE31220 | SP (Control general) | stuk | A 3NO+1NC frontMont. | Contact auxiliaire gamme A 3NO+1NC montage frontal | Auxiliary contact A-range 3NO+1NC front mounting | CA5-31ERT Auxiliary Contact Block |  | 5.14
1SBN010042R1040 | CA5-40ERT | Active | 3471522199096 | 24.39 | 1 | 2 | stuk | Contactor A-Line | BE31220 | SP (Control general) | stuk | CA5-40ERT Auxiliary cont.Bl. | Contact auxiliaire gamme A Contact auxiliaires montage frontale CA5 | CA5-40E-RT Hilfsschalterblock 4-polig 4S | CA5-40ERT Auxiliary Contact Block |  | 5.14
1SBN010042R1122 | CA5-22MRT | Active | 3471522364623 | 24.39 | 1 | 2 | stuk | Contactor A-Line | BE31220 | SP (Control general) | stuk | CA 5-22MRT | Contact auxiliaire gamme A CA 5-22 MRT | CA5-22E-RT Hilfsschalterblock 4-polig 2S+2Ö | CA5-22MRT Auxiliary Contact Block |  | 5.14
1SBN010042R1222 | CA5-22NRT | Active | 3471522364654 | 24.39 | 1 | 2 | stuk | Contactor A-Line | BE31220 | SP (Control general) | stuk | Hulpcontact CA CA5-22NRT | Contacteur gamme A CA5-22NRT | Block Contactors A-range CA5-22NRT | CA5-22NRT Auxiliary Contact Block |  | 5.14
1SBN010042R1240 | CA5-40NRT | Active | 3471522364630 | 24.39 | 1 | 2 | stuk | Contactor A-Line | BE31220 | SP (Control general) | stuk | Hulpcontact CA CA5-40NRT | Block Contactors gamme A CA5-40NRT | Block Contactors A-range CA5-40NRT | CA5-40NRT Auxiliary Contact Block |  | 5.14
1SBN010110R1001 | CA4-01 | Active | 3471523130029 | 4.4 | 1 | 1 | stuk | Contactor AF | BE31220 | SP (Control general) | stuk | AF 1NC frontaleMont. | Contact auxiliaire Série AF 1NC, montage frontal | CA4-01 Hilfsschalterblock 1-polig 1Ö | CA4-01 Auxiliary Contact Block |  | 5.14
1SBN010110R1010 | CA4-10 | Active | 3471523130005 | 4.4 | 1 | 1 | stuk | Contactor AF | BE31220 | SP (Control general) | stuk | AF 1NO frontaleMont. | Contact auxiliaire Série AF 1NO, montage frontal | CA4-10 Hilfsschalterblock 1-polig 1S | CA4-10 Auxiliary Contact Block |  | 5.14
1SBN010110T1001 | CA4-01-T | Active | 3471523130395 | 4.35 | 1 | 10 | stuk | Contactor AF | BE31220 | SP (Control general) | stuk | AF 1NC frontaleMont.bulk 10st | Contact auxiliaire Série AF 1NC, montage frontal, bulk 10pc | CA4-01-T Hilfsschalterblock 1-polig 1Ö VPE 10St. | CA4-01-T Auxiliary Contact Block |  | 5.14
1SBN010110T1010 | CA4-10-T | Active | 3471523130371 | 4.35 | 1 | 10 | stuk | Contactor AF | BE31220 | SP (Control general) | stuk | AF 1NO frontaleMont.bulk 10st | Contact auxiliaire Série AF 1NO, montage frontal, bulk 10pc | CA4-10-T Hilfsschalterblock 1-polig 1S VPE10St. | CA4-10-T Auxiliary Contact Block |  | 5.14
1SBN010111R1001 | CC4-01 | Active | 3471523130432 | 13.92 | 1 | 1 | stuk | Contactor AF | BE31220 | SP (Control general) | stuk | Hulpcontact CC CC 4-01 | Contact auxiliaire Série AF 1NC naijlend, montage frontal | CC4-01 Hilfsschalterblock 1-polig mit Spät-Öffner | CC4-01 Lagging Auxiliary Contact Block |  | 5.14
1SBN010111R1010 | CC4-10 | Active | 3471523130425 | 13.92 | 1 | 1 | stuk | Contactor AF | BE31220 | SP (Control general) | stuk | Hulpcontact CC CC 4-10 | Contact auxiliaire Série AF 1NO voorijlend, montage frontal | CC4-10 Hilfsschalterblock 1-polig mit Früh-Schließer | CC4-10 Leading Auxiliary Contact Block |  | 5.14
1SBN010120R1011 | CAL4-11 | Active | 3471523130043 | 11.58 | 1 | 1 | stuk | Contactor AF | BE31220 | SP (Control general) | stuk | AF 1NO/1NC zijdelingseMont. | Contact auxiliaire Série AF 1NO/1NC, montage lateral | CAL4-11 Hilfsschalterblock 2-polig 1S+1Ö | CAL4-11 Auxiliary Contact Block |  | 5.14
1SBN010120T1011 | CAL4-11-T | Active | 3471523130418 | 11.46 | 1 | 10 | stuk | Contactor AF | BE31220 | SP (Control general) | stuk | Hulpcontact CAL CAL4-11-T | Contact auxiliaire Série AF 1NO/1NC, montage lateral, bulk 10pc | CAL4-11-T Hilfsschalterblock 2-polig 1S+1Ö VPE 10St. | CAL4-11-T Auxiliary Contact Block |  | 5.14
1SBN010129R1011 | CAL4-11RT | Active | 3471523130449 | 14.95 | 1 | 1 | stuk | Contactor AF | BE31220 | SP (Control general) | stuk | Hulpcontact CAL CAL4-11RT | CAL4-11RT Auxiliary Contact Block | CAL4-11RT Hilfsschalter 2-polig 1S+1Ö | CAL4-11RT Auxiliary Contact Block |  | 5.14
1SBN010134R1011 | CAL4-11K | Active | 3471523131262 | 12.77 | 1 | 1 | stuk | Contactor AF | BE31220 | SP (Control general) | stuk | Hulpcontact CAL CAL4-11K Push-in | Contact auxiliaire 1NO + 1NF contact Pour: AF09- AF38 & NF22-NF80 Push-in Spring Terminals | CAL4-11K Hilfsschalterblock 2-polig 1S+1Ö | CAL4-11K Auxiliary Contact Block |  | 5.14
1SBN010140R1004 | CA4-04E | Active | 3471523130159 | 18.31 | 1 | 1 | stuk | Contactor AF | BE31220 | SP (Control general) | stuk | AF 4NC frontaleMont. | Contact auxiliaire Série AF 4NC, montage frontal | CA4-04E Hilfsschalterblock 4-polig 4Ö | CA4-04E Auxiliary Contact Block |  | 5.14
1SBN010140R1022 | CA4-22E | Active | 3471523130128 | 18.31 | 1 | 1 | stuk | Contactor AF | BE31220 | SP (Control general) | stuk | AF 2NO/2NC frontaleMont. | Contact auxiliaire Série AF 2NO/2NC, montage frontal | CA4-22E Hilfsschalterblock 4-polig 2S+2Ö | CA4-22E Auxiliary Contact Block |  | 5.14
1SBN010140R1031 | CA4-31E | Active | 3471523130135 | 18.31 | 1 | 1 | stuk | Contactor AF | BE31220 | SP (Control general) | stuk | AF 3NO/1NC frontaleMont. | Contact auxiliaire Série AF 3NO/1NC, montage frontal | CA4-31E Hilfsschalterblock 4-polig 3S+1Ö | CA4-31E Auxiliary Contact Block |  | 5.14
1SBN010140R1040 | CA4-40E | Active | 3471523130142 | 18.31 | 1 | 1 | stuk | Contactor AF | BE31220 | SP (Control general) | stuk | AF 4NO frontaleMont. | Contact auxiliaire Série AF 4NO, montage frontal | CA4-40E Hilfsschalterblock 4-polig 4S | CA4-40E Auxiliary Contact Block |  | 5.14
1SBN010140R1104 | CA4-04M | Active | 3471523130197 | 18.31 | 1 | 1 | stuk | Contactor AF | BE31220 | SP (Control general) | stuk | AF 4NC frontaleMont. | Contact auxiliaire Série AF 4NC, montage frontal | CA4-04M Hilfsschalterblock 4-polig 4Ö | CA4-04M Auxiliary Contact Block |  | 5.14
1SBN010140R1113 | CA4-13M | Active | 3471523130180 | 18.31 | 1 | 1 | stuk | Contactor AF | BE31220 | SP (Control general) | stuk | AF 1NO/3NC frontaleMont. | Contact auxiliaire Série AF 1NO/3NC, montage frontal | CA4-13M Hilfsschalterblock 4-polig 1S+3Ö | CA4-13M Auxiliary Contact Block |  | 5.14
1SBN010140R1122 | CA4-22M | Active | 3471523130166 | 18.31 | 1 | 1 | stuk | Contactor AF | BE31220 | SP (Control general) | stuk | AF 2NO/2NC frontaleMont. | Contact auxiliaire Série AF 2NO/2NC, montage frontal | CA4-22M Hilfsschalterblock 4-polig 2S+2Ö | CA4-22M Auxiliary Contact Block |  | 5.14
1SBN010140R1131 | CA4-31M | Active | 3471523130173 | 18.31 | 1 | 1 | stuk | Contactor AF | BE31220 | SP (Control general) | stuk | AF 3NO/1NC frontaleMont. | Contact auxiliaire Série AF 3NO/1NC, montage frontal | CA4-31M Hilfsschalterblock 4-polig 3S+1Ö | CA4-31M Auxiliary Contact Block |  | 5.14
1SBN010140R1204 | CA4-04N | Active | 3471523130289 | 18.31 | 1 | 1 | stuk | Contactor AF | BE31220 | SP (Control general) | stuk | AF 4NC frontaleMont. | Contact auxiliaire Série AF 4NC, montage frontal | CA4-04N Hilfsschalterblock 4-polig 4Ö | CA4-04N Auxiliary Contact Block |  | 5.14
1SBN010140R1213 | CA4-13N | Active | 3471523130272 | 18.31 | 1 | 1 | stuk | Contactor AF | BE31220 | SP (Control general) | stuk | AF 1NO/3NC frontaleMont. | Contact auxiliaire Série AF 1NO/3NC, montage frontal | CA4-13N Hilfsschalterblock 4-polig 1S+3Ö | CA4-13N Auxiliary Contact Block |  | 5.14
1SBN010140R1222 | CA4-22N | Active | 3471523130241 | 18.31 | 1 | 1 | stuk | Contactor AF | BE31220 | SP (Control general) | stuk | AF 2NO/2NC frontaleMont. | Contact auxiliaire Série AF 2NO/2NC, montage frontal | CA4-22N Hilfsschalterblock 4-polig 2S+2Ö | CA4-22N Auxiliary Contact Block |  | 5.14
1SBN010140R1231 | CA4-31N | Active | 3471523130258 | 18.31 | 1 | 1 | stuk | Contactor AF | BE31220 | SP (Control general) | stuk | AF 3NO/1NC frontaleMont. | Contact auxiliaire Série AF 3NO/1NC, montage frontal | CA4-31N Hilfsschalterblock 4-polig 3S+1Ö | CA4-31N Auxiliary Contact Block |  | 5.14
1SBN010140R1240 | CA4-40N | Active | 3471523130265 | 18.31 | 1 | 1 | stuk | Contactor AF | BE31220 | SP (Control general) | stuk | AF 4NO frontaleMont. | Contact auxiliaire Série AF 4NO, montage frontal | CA4-40N Hilfsschalterblock 4-polig 4S | CA4-40N Auxiliary Contact Block |  | 5.14
1SBN010140R1322 | CA4-22U | Active | 3471523130203 | 18.31 | 1 | 1 | stuk | Contactor AF | BE31220 | SP (Control general) | stuk | AF 2NO/2NC frontaleMont. | Contact auxiliaire Série AF 2NO/2NC, montage frontal | CA4-22U Hilfsschalterblock 4-polig 2S+2Ö | CA4-22U Auxiliary Contact Block |  | 5.14
1SBN010140R1331 | CA4-31U | Active | 3471523130210 | 18.31 | 1 | 1 | stuk | Contactor AF | BE31220 | SP (Control general) | stuk | AF 3NO/1NC frontaleMont. | Contact auxiliaire Série AF 3NO/1NC, montage frontal | CA4-31U Hilfsschalterblock 4-polig 3S+1Ö | CA4-31U Auxiliary Contact Block |  | 5.14
1SBN010140R1340 | CA4-40U | Active | 3471523130227 | 18.31 | 1 | 1 | stuk | Contactor AF | BE31220 | SP (Control general) | stuk | AF 4NO frontaleMont. | Contact auxiliaire Série AF 4NO, montage frontal | CA4-40U Hilfsschalterblock 4-polig 4S | CA4-40U Auxiliary Contact Block |  | 5.14
1SBN010142R1022 | CA4-22ERT | Active | 3471523130456 | 20.74 | 1 | 1 | stuk | Contactor AF | BE31220 | SP (Control general) | stuk | CA 4-22 ERT | Contact auxiliaire Série AF 2NO/2NC, montage frontal | CA4-22RT Hilfsschalterblock 4-polig 2S+2Ö | CA4-22ERT Auxiliary Contact Block
1SBN010142R1031 | CA4-31ERT | Active | 3471523130463 | 19.98 | 1 | 1 | stuk | Contactor AF | BE31220 | SP (Control general) | stuk | CA 4-31 ERT | CA4-31ERT Auxiliary Contact Block | CA 4-31 ERT | CA4-31ERT Auxiliary Contact Block
1SBN010142R1131 | CA4-31MRT | Active | 3471523130494 | 22.27 | 1 | 1 | stuk | Contactor AF | BE31220 | SP (Control general) | stuk | CA 4-31MRT | CA4-31MRT Bloc contact auxiliaire | Aux contact 3NO + 1NC | CA4-31MRT Auxiliary Contact Block |  | 5.14
1SBN010142R1222 | CA4-22NRT | Active | 3471523130500 | 21.19 | 1 | 1 | stuk | Contactor AF | BE31220 | SP (Control general) | stuk | AF CA4-22NRT | CA4-22NRT Auxiliary Contact Block | Auxiliary contact | CA4-22NRT Auxiliary Contact Block |  | 5.14
1SBN010142R1231 | CA4-31NRT | Active | 3471523130517 | 31.88 | 1 | 1 | stuk | Contactor AF | BE31220 | SP (Control general) | stuk | CA 4-31 NRT | CA4-31NRT Auxiliary Contact Block | CA4-31NRT Auxiliary Contact Block | CA4-31NRT Auxiliary Contact Block
1SBN010142R1240 | CA4-40NRT | Active | 3471523130524 | 23.83 | 1 | 1 | stuk | Contactor AF | BE31220 | SP (Control general) | stuk | Hulpcontact CA CA4-40NRT | CA4-40NRT Auxiliary Contact Block | Auxiliary contact | CA4-40NRT Auxiliary Contact Block |  | 5.14
1SBN010145R1122 | CA4-22MS | Active | 3471523130326 | 20.86 | 1 | 1 | stuk | Contactor AF | BE31220 | SP (Control general) | stuk | CA 4-22MS | CA4-22MS Auxiliary Contact Block | CA4-22MS Hilfsschalterblock 4-polig 2S+2Ö | CA4-22MS Auxiliary Contact Block
1SBN010146R1022 | CA4-22EK | Active | 3471523131279 | 20.4 | 1 | 1 | stuk | Contactor AF | BE31220 | SP (Control general) | stuk | CA4-22EK Push-in Springtech. | Monté à l'avant Contact auxiliaire 2NO + 2NF contact Pour: AF09- AF38 Push-in Spring Terminals | CA4-22EK Hilfsschalterblock 4-polig 2S+2Ö | CA4-22EK Auxiliary Contact Block |  | 5.14
1SBN010146R1031 | CA4-31EK | Active | 3471523131286 | 20.4 | 1 | 1 | stuk | Contactor AF | BE31220 | SP (Control general) | stuk | CA4-31EK Push-in Springtech. | Monté à l'avant Contact auxiliaire 3NO + 1NF contact Pour: AF09- AF38 Push-in Spring Terminals | CA4-31EK Hilfsschalterblock 4-polig 3S+1Ö | CA4-31EK Auxiliary Contact Block |  | 5.14
1SBN010146R1040 | CA4-40EK | Active | 3471523131293 | 20.4 | 1 | 1 | stuk | Contactor AF | BE31220 | SP (Control general) | stuk | CA4-40EK Push-in Springtech. | Monté à l'avant Contact auxiliaire 4NO contact Pour: AF09- AF38 Push-in Spring Terminals | CA4-40EK Hilfsschalterblock 4-polig 4S | CA4-40EK Auxiliary Contact Block |  | 5.14
1SBN010146R1104 | CA4-04MK | Active | 3471523131330 | 20.4 | 1 | 1 | stuk | Contactor AF | BE31220 | SP (Control general) | stuk | CA4-04MK Push-in Springtech. | Monté à l'avant Contact auxiliaire 4NF contact Pour: AF09- AF38 Push-in Spring Terminals | CA4-04MK Hilfsschalterblock 4-polig 4Ö | CA4-04MK Auxiliary Contact Block |  | 5.14
1SBN010146R1113 | CA4-13MK | Active | 3471523131323 | 20.4 | 1 | 1 | stuk | Contactor AF | BE31220 | SP (Control general) | stuk | CA4-13MK Push-in Springtech. | Monté à l'avant Contact auxiliaire 1NO + 3NF contact Pour: AF09- AF38 Push-in Spring Terminals | CA4-13MK Hilfsschalterblock 4-polig 1S+3Ö | CA4-13MK Auxiliary Contact Block |  | 5.14
1SBN010146R1122 | CA4-22MK | Active | 3471523131309 | 20.4 | 1 | 1 | stuk | Contactor AF | BE31220 | SP (Control general) | stuk | CA4-22MK Push-in Springtech. | Monté à l'avant Contact auxiliaire 2NO + 2NF contact Pour: AF09- AF38 Push-in Spring Terminals | CA4-22MK Hilfsschalterblock 4-polig 2S+2Ö | CA4-22MK Auxiliary Contact Block |  | 5.14
1SBN010146R1131 | CA4-31MK | Active | 3471523131316 | 20.4 | 1 | 1 | stuk | Contactor AF | BE31220 | SP (Control general) | stuk | CA4-31MK Push-in Springtech. | Monté à l'avant Contact auxiliaire 3NO + 1NF contact Pour: AF09- AF38 Push-in Spring Terminals | CA4-31MK Hilfsschalterblock 4-polig 3S+1Ö | CA4-31MK Auxiliary Contact Block |  | 5.14
1SBN010146R1204 | CA4-04NK | Active | 3471523131385 | 20.4 | 1 | 1 | stuk | Contactor AF | BE31220 | SP (Control general) | stuk | CA4-04NK Push-in Springtech. | Monté à l'avant Contact auxiliaire 4NF contact Pour: NF22-NF40 Push-in Spring Terminals | CA4-04NK Hilfsschalterblock 4-polig 4Ö | CA4-04NK Auxiliary Contact Block |  | 5.14
1SBN010146R1213 | CA4-13NK | Active | 3471523131378 | 20.4 | 1 | 1 | stuk | Contactor AF | BE31220 | SP (Control general) | stuk | CA4-13NK Push-in Springtech. | Monté à l'avant Contact auxiliaire 1NO + 3 NF contact Pour: NF22-NF40 Push-in Spring Terminals | CA4-13NK Hilfsschalterblock 4-polig 1S+3Ö | CA4-13NK Auxiliary Contact Block |  | 5.14
1SBN010146R1222 | CA4-22NK | Active | 3471523131347 | 20.4 | 1 | 1 | stuk | Contactor AF | BE31220 | SP (Control general) | stuk | CA4-22NK Push-in Springtech. | Monté à l'avant Contact auxiliaire 2NO + 2NF contact Pour: NF22-NF40 Push-in Spring Terminals | CA4-22NK Hilfsschalterblock 4-polig 2S+2Ö | CA4-22NK Auxiliary Contact Block |  | 5.14
1SBN010146R1231 | CA4-31NK | Active | 3471523131354 | 20.4 | 1 | 1 | stuk | Contactor AF | BE31220 | SP (Control general) | stuk | CA4-31NK Push-in Springtech. | Monté à l'avant Contact auxiliaire 3NO + 1NF contact Pour: NF22-NF40 Push-in Spring Terminals | CA4-31NK Hilfsschalterblock 4-polig 3S+1Ö | CA4-31NK Auxiliary Contact Block |  | 5.14
1SBN010146R1240 | CA4-40NK | Active | 3471523131361 | 20.4 | 1 | 1 | stuk | Contactor AF | BE31220 | SP (Control general) | stuk | CA4-40NK Push-in Springtech. | Monté à l'avant Contact auxiliaire 4NO contact Pour: NF22-NF40 Push-in Spring Terminals | CA4-40NK Hilfsschalterblock 4-polig 4S | CA4-40NK Auxiliary Contact Block |  | 5.14
1SBN010151R1011 | CAT4-11E | Active | 3471523130067 | 10.98 | 1 | 1 | stuk | Contactor AF | BE31220 | SP (Control general) | stuk | Hulpcontact CAT CAT 4-11 E montage | Contact auxiliaire Série AF 1NO/1NC, borne bobine, montage frontal | CAT4-11E Hilfsschalter/Spulenblock 2-polig 1S+1Ö | CAT4-11E Auxiliary Contact / Coil Terminal Block |  | 5.14
1SBN010151R1111 | CAT4-11M | Active | 3471523130074 | 10.98 | 1 | 1 | stuk | Contactor AF | BE31220 | SP (Control general) | stuk | Hulpcontact CAT CAT 4-11 M montage | Contact auxiliaire Série AF 1NO/1NC, borne bobineg, montage frontal | CAT4-11M Hilfsschalter/Spulenblock 2-polig 1S+1Ö | CAT4-11M Auxiliary Contact / Coil Terminal Block |  | 5.14
1SBN010151R1311 | CAT4-11U | Active | 3471523130081 | 10.98 | 1 | 1 | stuk | Contactor AF | BE31220 | SP (Control general) | stuk | Hulpcontact CAT CAT 4-11 U montage | Contact auxiliaire Série AF 1NO/1NC, borne bobine, montage frontal | CAT4-11U Hilfsschalter/Spulenblock 2-polig 1S+1Ö | CAT4-11U Auxiliary Contact / Coil Terminal Block |  | 5.14
1SBN010155R1011 | CA4-11ERT | Active | 3471523130555 | 11.63 | 1 | 1 | stuk | Contactor AF | BE31220 | SP (Control general) | stuk | Hulpcontact CA4 CA4-11ERT | CA4-11ERT Bloc contact auxiliaire | CA4-11ERT Auxiliary Contact Block | CA4-11ERT Auxiliary Contact Block |  | 5.14
1SBN010155R1111 | CA4-11MRT | Active | 3471523130562 | 11.63 | 1 | 1 | stuk | Contactor AF | BE31220 | SP (Control general) | stuk | CA 4-11MRT | CA4-11MRT Bloc contact auxiliaire | Aux contact 1NO + 1NC | CA4-11MRT Auxiliary Contact Block |  | 5.14
1SBN010160R1001 | CA4-01K | Active | 3471523131248 | 6.91 | 1 | 1 | stuk | Contactor AF | BE31220 | SP (Control general) | stuk | CA4-01K Push-in Springtech. | Monté à l'avant Contact auxiliaire 1NF contact Pour: AF09- AF38 & NF22-NF40 Push-in Spring Terminals | CA4-01K Hilfsschalterblock 1-polig / 1Ö / Push - In | CA4-01K Auxiliary Contact Block |  | 5.14
1SBN010160R1010 | CA4-10K | Active | 3471523131224 | 6.91 | 1 | 1 | stuk | Contactor AF | BE31220 | SP (Control general) | stuk | CA4-10K Push-in Springtech. | Monté à l'avant Contact auxiliaire 1NO contact Pour: AF09- AF38 & NF22-NF40 Push-in Spring Terminals | CA4-10K Hilfsschalterblock 1-polig / 1S / Push - In | CA4-10K Auxiliary Contact Block |  | 5.14
1SBN011010T1001 | CA3-01 | Active | 3471523095038 | 5.2 | 1 | 10 | stuk | Contactor AS | BE31220 | SP (Control general) | stuk | CA3-01 Auxiliary Contact Bl. | Contact auxiliaire Série AS 1NC | CA3-01Hilfsschalter 1-polig 1Ö | CA3-01 Auxiliary Contact Block |  | 5.14
1SBN011010T1010 | CA3-10 | Active | 3471523095007 | 5.2 | 1 | 10 | stuk | Contactor AS | BE31220 | SP (Control general) | stuk | CA3-10 Auxiliary Contact Bl. | Contact auxiliaire Série AS 1NO | CA3-10Hilfsschalter 1-polig 1S | CA3-10 Auxiliary Contact Block |  | 5.14
1SBN011019T1010 | CA3-10S | Active | 3471523095021 | 6.38 | 1 | 10 | stuk | Contactor AS | BE31220 | SP (Control general) | stuk | AS 1NO veer | Contact auxiliaire Série AS 1NO, ressort | CA3-10S Hilfsschalter 1-polig 1S | CA3-10S Auxiliary Contact Block |  | 5.14
1SBN020112R1000 | TEF4-ON | Active | 3471523130630 | 111.73 | 1 | 1 | stuk | Contactor AF | BE31220 | SP (Control general) | stuk | Elektronisch TEF TEF4-ON | Relais temporisé gamme AF09-AF38 & NF 0,1-1s, 1-10s, 10-100s 24-240VAC-DC | Elektronik Timer TEF4-ON passend für AF09 - AF96 | TEF4-ON Frontal Electronic Timer |  | 5.14
1SBN020113R1000 | TEF4S-ON | Active | 3471523130647 | 123.6 | 1 | 1 | stuk | Contactor AF | BE31220 | SP (Control general) | stuk | Elektronisch TEF TEF4S-ON | Minuterie électronique frontale en retard | TEF4S-ON elektronisches Zeitrelais passend für AF09 - AF96 | TEF4S-ON Frontal Electronic Timer |  | 5.14
1SBN020114R1000 | TEF4-OFF | Active | 3471523130654 | 114.96 | 1 | 1 | stuk | Contactor AF | BE31220 | SP (Control general) | stuk | Elektronisch TEF TEF4-OFF | Relais temporisé gamme AF09-AF38 & NF 0,1-1s, 1-10s, 10-100s 24-240VAC-DC | Elektronik Timer TEF4-OFF passend für AF09 - AF96 | TEF4-OFF Frontal Electronic Timer |  | 5.14
1SBN020115R1000 | TEF4S-OFF | Active | 3471523130661 | 127.21 | 1 | 1 | stuk | Contactor AF | BE31220 | SP (Control general) | stuk | Elektronisch TEF TEF4S-OFF | Minuterie électronique frontale hors délais | TEF4S-OFF elektronisches Zeitrelais passend für AF09 - AF96 | TEF4S-OFF Frontal Electronic Timer |  | 5.14
1SBN020312R1000 | TEF5-ON | Active | 3471522387103 | 114.98 | 1 | 1 | stuk | Contactor A-Line | BE31220 | SP (Control general) | stuk | Elektronisch TEF TEF5-ON | Relais temporisé gamme A(L)40, AE45-AE75, AF45-AF75 0,1-1s, 1-10s, 10-100s 24-240VAC-DC | Elektronik Timer TEF5-ON passend für A9 - A/AF95 | TEF5-ON Frontal Electronic Timer |  | 5.14
1SBN020314R1000 | TEF5-OFF | Active | 3471522387110 | 118.32 | 1 | 1 | stuk | Contactor A-Line | BE31220 | SP (Control general) | stuk | Elektronisch TEF TEF5-OFF | Relais temporisé gamme A(L)40, AE45-AE75, AF45-AF75 0,1-1s, 1-10s, 10-100s 24-240VAC-DC | Elektronik Timer TEF5-OFF passend für A9 - A/AF95 | TEF5-OFF Frontal Electronic Timer |  | 5.14
1SBN030100R1000 | VM5-1 | Active | 3471522121363 | 20.09 | 1 | 1 | stuk | Contactor A-Line | BE31220 | SP (Control general) | stuk | Mechanische Vergr.VM VM 5-1 | VM5-1 Mechanical Interlock Unit | VM5-1 Mechanische Verriegelung passend für A/AL9 -A/AL40 | VM5-1 Mechanical Interlock Unit
1SBN030105T1000 | VM4 | Active | 3471523130609 | 9.53 | 1 | 10 | stuk | Contactor AF | BE31220 | SP (Control general) | stuk | Mechanische Vergr.VM VM 4 | Verrouillage Série AF mécanique | VM4 Mechanische Verriegelung passend für AF09 -AF38 | VM4 Mechanical Interlock Unit
1SBN030110R1000 | VE5-1 | Active | 3471522121370 | 29.53 | 1 | 1 | stuk | Contactor A-Line | BE31220 | SP (Control general) | stuk | Mechanische,tussenVergr.VE VE 5-1 | VE5-1 Mechanical and Electrical Interlock Unit | VE5-1 Mech/El.Verriegelung passend für A/AL9 -A/AL40 | VE5-1 Mechanical and Electrical Interlock Unit
1SBN030111R1000 | VEM4 | Active | 3471523130616 | 20.6 | 1 | 1 | stuk | Contactor AF | BE31220 | SP (Control general) | stuk | Mechanische,tussenVergr.VEM VEM 4 | Verrouillage Série AF mécanique + électrique | VEM4 Mech./Elektr.-Verriegelungsset passend für AF09 -AF38 | VEM4 Mechanical and Electrical Interlock Unit
1SBN030113R1000 | VEM4K | Active | 3471523131392 | 21.37 | 1 | 1 | stuk | Contactor AF | BE31220 | SP (Control general) | stuk | Mechanische,tussenVergr.VEM VEM4K | VEM4K Mechanical and Electrical Interlock Unit | VEM4K | VEM4K Mechanical and Electrical Interlock Unit
1SBN030210R1000 | VE5-2 | Active | 3471522121387 | 31.48 | 1 | 1 | stuk | Contactor A-Line | BE31220 | SP (Control general) | stuk | Mechanische,tussenVergr.VE VE 5-2 | VE5-2 Mechanical and Electrical Interlock Unit | VE5-2 Mech/El.Verriegelung passend für A30 -AF110 | VE5-2 Mechanical and Electrical Interlock Unit
1SBN031005T1000 | VM3 | Active | 3471523095069 | 10.07 | 1 | 10 | stuk | Contactor AS | BE31220 | SP (Control general) | stuk | Mechanische Vergr.VM VM 3 | Verrouillage Série AS mécanique | VM3 Mech. Verriegelung passend für ASL09 -ASL16 | VM3 Mechanical Interlock Unit
1SBN033405T1000 | VM96-4 | Active | 3471523130937 | 11.83 | 1 | 10 | stuk | Contactor AF | BE31220 | SP (Control general) | stuk | VM96-4Mechanical Interlock Unit | Verrouillage Série AF méc de 2 contacteur juxtaposé AF40-AF96 | VM96-4 Mechanische Verriegelung passend für AF40 -AF96 | VM96-4 Mechanical Interlock Unit |  | 5.14
1SBN040100R1011 | WA4-11 | Active | 3471523131064 | 94.68 | 1 | 1 | stuk | Contactor AF | BE31220 | SP (Control general) | stuk | Mechanische ontgrend. WA WA 4-11 | WA4-11 24-60V50/60HZ-DC Mechanical Latching Unit | WA4-11 24-60V50/60HZ-DC Mechanical Latching Unit | WA4-11 24-60V50/60HZ-DC Mechanical Latching Unit |  | 5.14
1SBN040100R1013 | WA4-13 | Active | 3471523131088 | 85.09 | 1 | 1 | stuk | Contactor AF | BE31220 | SP (Control general) | stuk | Mechanische ontgrend. WA WA4-13 | WA4-13 100-250V50/60HZ-DC Mechanical Latching Unit | WA4-13 Mechanical Latching Unit | WA4-13 100-250V50/60HZ-DC Mechanical Latching Unit
1SBN040200R1011 | WA4-96-11 | Active | 3471523131101 | 85.09 | 1 | 1 | stuk | Contactor AF | BE31220 | SP (Control general) | stuk | Mechanische ontgrend. WA WA4-96-11 | WA4-96-11 24-60V50/60HZ-DC Mechanical Latching Unit | WA4-96-11 | WA4-96-11 24-60V50/60HZ-DC Mechanical Latching Unit
1SBN050010R1000 | RV5/50 | Active | 3471522121325 | 24.26 | 1 | 2 | stuk | Contactor A-Line | BE31220 | SP (Control general) | stuk | Overspanningsbegrenzer RV RV 5/50 | limiteur de surtension | RV5/50 Löschglied 12-32V DC Transildiode | RV5/50 Surge Suppressor |  | 5.14
1SBN050010R1001 | RV5/133 | Active | 3471522121332 | 24.26 | 1 | 2 | stuk | Contactor A-Line | BE31220 | SP (Control general) | stuk | Overspanningsbegrenzer RV RV 5/133 | limiteur de surtension | RV5/133 Löschglied 50-133V 50/60Hz / DC Varistor | RV5/133 Surge Suppressor |  | 5.14
1SBN050010R1002 | RV5/250 | Active | 3471522121349 | 24.26 | 1 | 2 | stuk | Contactor A-Line | BE31220 | SP (Control general) | stuk | Overspanningsbegrenzer RV RV 5/250 | limiteur de surtension | RV5/250 Löschglied 110-250V 50/60Hz / DC Varistor | RV5/250 Surge Suppressor |  | 5.14
1SBN050010R1003 | RV5/440 | Active | 3471522121356 | 24.26 | 1 | 2 | stuk | Contactor A-Line | BE31220 | SP (Control general) | stuk | Overspanningsbegrenzer RV RV5/440 | Bloc limiteurs de surtension gamme A 250-440V ac/dc | RV5/440 Löschglied 250-440V 50/60Hz / DC Varistor | RV5/440 Surge Suppressor |  | 5.14
1SBN050020R1000 | RT5/32 | Active | 3471522121608 | 34.47 | 1 | 2 | stuk | Contactor A-Line | BE31220 | SP (Control general) | stuk | Overspanningsbegrenzer RT RT 5/32 | BLOC LIMITEUR DE SURTENSION POUR BOBINE DE CONTACTEUR AE RT5/32 12-32 V DC | RT5/32 Löschglied 12-32V DC Transildiode | RT5/32 Surge Suppressor |  | 5.14
1SBN050020R1001 | RT5/65 | Active | 3471522121615 | 34.47 | 1 | 2 | stuk | Contactor A-Line | BE31220 | SP (Control general) | stuk | Overspanningsbegrenzer RT RT 5/65 | Bloc limiteurs de surtension gamme A 25-65Vdc | RT5/65 Löschglied 25-65V DC Transildiode | RT5/65 Surge Suppressor |  | 5.14
1SBN050020R1002 | RT5/90 | Active | 3471522121622 | 34.47 | 1 | 2 | stuk | Contactor A-Line | BE31220 | SP (Control general) | stuk | Overspanningsbegrenzer RT RT 5/90 | Bloc limiteurs de surtention RT5/90 50-90Vdc | RT5/90 Löschglied 50-60V DC Transildiode | RT5/90 Surge Suppressor |  | 5.14
1SBN050020R1003 | RT5/150 | Active | 3471522121639 | 34.47 | 1 | 2 | stuk | Contactor A-Line | BE31220 | SP (Control general) | stuk | Overspanningsbegrenzer RT RT 5/150 | limiteur de surtension | RT5/150 Löschglied 77-150V DC Transildiode | RT5/150 Surge Suppressor |  | 5.14
1SBN050020R1004 | RT5/264 | Active | 3471522121646 | 34.47 | 1 | 2 | stuk | Contactor A-Line | BE31220 | SP (Control general) | stuk | Overspanningsbegrenzer RT RT 5/264 | Bloc limiteurs de surtension gamme A 150-264Vdc | RT5/264 Löschglied 150-264V DC Transildiode | RT5/264 Surge Suppressor |  | 5.14
1SBN050100R1000 | RC5-1/50 | Active | 3471522121240 | 24.26 | 1 | 2 | stuk | Contactor A-Line | BE31220 | SP (Control general) | stuk | Overspanningsbegrenzer RC RC 5-1/50 | limiteur de surtension | RC5-1/50 Löschglied 24-50V 50/60Hz RC-Typ | RC5-1/50 Surge Suppressor |  | 5.14
1SBN050100R1001 | RC5-1/133 | Active | 3471522121257 | 24.26 | 1 | 2 | stuk | Contactor A-Line | BE31220 | SP (Control general) | stuk | Overspanningsbegrenzer RC RC 5-1/133 | Bloc limiteurs de surtension gamme A 50-133V AC | RC5-1/133 Löschglied 50-133V 50/60Hz RC-Typ | RC5-1/133 Surge Suppressor |  | 5.14
1SBN050100R1002 | RC5-1/250 | Active | 3471522121264 | 24.26 | 1 | 2 | stuk | Contactor A-Line | BE31220 | SP (Control general) | stuk | Overspanningsbegrenzer RC RC 5-1/250 | limiteur de surtension | RC5-1/250 Löschglied 110-250V 50/60Hz RC-Typ | RC5-1/250 Surge Suppressor |  | 5.14
1SBN050100R1003 | RC5-1/440 | Active | 3471522121271 | 24.26 | 1 | 2 | stuk | Contactor A-Line | BE31220 | SP (Control general) | stuk | Overspanningsbegrenzer RC RC 5-1/440 | Bloc limiteurs de surtension gamme A 250-440V AC | RC5-1/440 Löschglied 250-440V 50/60Hz RC-Typ | RC5-1/440 Surge Suppressor |  | 5.14
1SBN050200R1000 | RC5-2/50 | Active | 3471522121288 | 24.26 | 1 | 2 | stuk | Contactor A-Line | BE31220 | SP (Control general) | stuk | Overspanningsbegrenzer RC RC 5-2/50 | Bloc limiteur de surtension gamme A 24-50V AC | RC5-2/50 Löschglied 24-50V 50/60Hz RC-Typ | RC5-2/50 Surge Suppressor |  | 5.14
1SBN050200R1001 | RC5-2/133 | Active | 3471522121295 | 24.26 | 1 | 2 | stuk | Contactor A-Line | BE31220 | SP (Control general) | stuk | Overspanningsbegrenzer RC RC 5-2/133 | Bloc limiteurs de surtension gamme A 50-133V AC | RC5-2/133 Löschglied 50-133V 50/60Hz RC-Typ | RC5-2/133 Surge Suppressor |  | 5.14
1SBN050200R1002 | RC5-2/250 | Active | 3471522121301 | 24.26 | 1 | 2 | stuk | Contactor A-Line | BE31220 | SP (Control general) | stuk | Overspanningsbegrenzer SUR RC52/250 | limiteur de surtension | RC5-2/250 Löschglied 110-250V 50/60Hz RC-Typ | RC5-2/250 Surge Suppressor |  | 5.14
1SBN050200R1003 | RC5-2/440 | Active | 3471522121318 | 24.26 | 1 | 2 | stuk | Contactor A-Line | BE31220 | SP (Control general) | stuk | Overspanningsbegrenzer RC RC 5-2/440 | BLOC LIMITEUR DE SURTENSION POUR BOBINE CONTACTEUR-A RC5-2/440 250-440V AC | RC5-2/440 Löschglied 250-440V 50/60Hz RC-Typ | RC5-2/440 Surge Suppressor |  | 5.14
1SBN060100R1000 | RA4 | Active | 3471523131149 | 74.63 | 1 | 1 | stuk | Contactor AF | BE31220 | SP (Control general) | stuk | RA4 RA4 | Relais interface gamme A RA4 interface relais | RA4 Interface Relais 24-250V 50/60Hz / 24VDC | RA4 Interface Relay |  | 5.14
1SBN060300R1000 | RA5-1 | Active | 3471522364852 | 70.77 | 1 | 1 | stuk | Contactor A-Line | BE31220 | SP (Control general) | stuk | RA5 RA5-1 | RA5-1 Interface Relay | RA5-1 Interface Relais 24-250V 50/60Hz / 24VDC | RA5-1 Interface Relay |  | 5.14
1SBN060300T1000 | RA5-1 (EMB x 10) | Active | 3471522364869 | 75.71 | 1 | 10 | stuk | Contactor A-Line | BE31220 | SP (Control general) | stuk | RA5 RA5-1 | Relais interface pour PLC gamme A 24Vdc | RA5-1 Interface Relais VPE = 10 Stück | RA5-1 (EMB x 10) Interface Relay
1SBN070156T1000 | LDC4 | Active | 3471523130678 | 2.41 | 1 | 10 | stuk | Contactor AF | BE31220 | SP (Control general) | stuk | Spoel Aansl.LDC LDC 4 | Borne pour bobine Série AF | LDC4 Spulenanschlussklemme für AF09-AF96 | LDC4 Additional Coil Terminal Block |  | 5.14
1SBN070159T1000 | LDC4K | Active | 3471523131460 | 4.28 | 1 | 10 | stuk | Contactor AF | BE31220 | SP (Control general) | stuk | Spoel Aansl.LDC LDC4K | Terminal à bobines supplémentaire Pour: AF09- AF38 & NF22-NF80 Push-in Spring Terminals | LDC4K Spulenanschlußklemme für AF09-AF96 / NF | LDC4K Additional Coil Terminal Block |  | 5.14
1SBN071303T1000 | LY16-4 | Active | 3471523130845 | 11.34 | 1 | 10 | stuk | Contactor AF | BE31220 | SP (Control general) | stuk | klemstrook LY1 LY16-4 | Barrettes de couplage de borne Série AF AF09-AF16 | LY16-4 Sternbrücke 3polig, teilbar für AF09-AF16 | LY16-4 Connecting Strip |  | 5.14
1SBN071306R1000 | LG16-4 | Active | 3471523130913 | 14.63 | 1 | 2 | stuk | Contactor AF | BE31220 | SP (Control general) | stuk | klemstrook LG1 LG16-4 | LG16-4 Bande de connexion | LG16-4 Parallelverbinder 4polig für AF09-AF16 | LG16-4 Connecting Strip |  | 5.14
1SBN072303T1000 | LY38-4 | Active | 3471523130852 | 9.96 | 1 | 10 | stuk | Contactor AF | BE31220 | SP (Control general) | stuk | klemstrook LY3 LY38-4 | LY38-4 CONNEXION ETOILE POUR CONTACTEURS AF26 À 38 | LY38-4 Sternbrücke 3polig, teilbar für AF26-AF38 | LY38-4 Connecting Strip
1SBN072305R1000 | LF38-4 | Active | 3471523130906 | 21.96 | 1 | 2 | stuk | Contactor AF | BE31220 | SP (Control general) | stuk | klemstrook LF3 LF38-4 | LF38-4 Bande de connexion | LF38-4 Parallelverbinder 3polig für AF26-AF38 | LF38-4 Connecting Strip
1SBN072308R1000 | LD38-4 | Active | 3471523130838 | 12.76 | 1 | 2 | stuk | Contactor AF | BE31220 | SP (Control general) | stuk | klemstrook LD3 LD38-4 | LD38-4 Additional Terminal Block | LD38-4 Klemmenblock Anschlußerweiterung für AF26-AF38 | LD38-4 Additional Terminal Block
1SBN072808R1000 | LD40 | Active | 3471522199577 | 17.92 | 1 | 1 | stuk | Contactor A-Line | BE31220 | SP (Control general) | stuk | klemstrook LD LD 40 | Bornier supplémentaire LD40 | LD40 Klemmenblock Anschlußerweiterung für A/AL30 / A/AL40 | LD40 Additional Terminal Block |  | 5.14
1SBN073205R1000 | LF40 | Active | 3471522199812 | 26.17 | 1 | 2 | stuk | Contactor A-Line | BE31220 | SP (Control general) | stuk | klemstrook LF LF 40 | Barettes de couplage de borne A-series | LF40 Parallelverbinder 3-polig für A/AL 30, 40 Schütz | LF40 Connecting Strip |  | 5.14
1SBN073508R1000 | LD75 | Active | 3471522199041 | 21.42 | 1 | 1 | stuk | Contactor A-Line | BE31220 | SP (Control general) | stuk | klemstrook LD LD 75 | Bornier supplémentaire gamme A | LD75 Klemmenblock Anschlußerweiterung für A/AE50-A/AE75 | LD75 Additional Terminal Block |  | 5.14
1SBN073552R1002 | LK75-F | Active | 3471522199249 | 9.39 | 1 | 2 | stuk | Contactor A-Line | BE31220 | SP (Control general) | stuk | aansluitklem LK ctrle draad | Bornes gamme A pour prises fil fin | LK75-F Steuerleitungsklemme frontseitiger Anschluß | LK75-F Terminals for Control Lead Connections |  | 5.14
1SBN080906R1002 | BEA7/132 | Active | 3471522364975 | 10.12 | 1 | 10 | stuk | Contactor A-Line | BE31220 | SP (Control general) | stuk | SetMSMS 1XX-BEA 7-132 | Connexion pour mini contacteur et MS132 | BEA7/132 Direktadapter für MS116 / MS132 + VB6 / VB7 | BEA7/132 Connecting Link
1SBN081006T1000 | BEA16-3 | Active | 3471523095113 | 11.67 | 1 | 10 | stuk | Contactor AS | BE31220 | SP (Control general) | stuk | Aansluitset BEA BEA 16-3 | Kit de connexion Série AS pour MS116/MS132 | BEA16-3 Direktadapter für MS116 / MS132 + ASL09 - ASL16 | BEA16-3 Connecting Link with Manual Motor Starter
1SBN081306T1000 | BEA16-4 | Active | 3471523130739 | 8.99 | 1 | 10 | stuk | Contactor AF | BE31220 | SP (Control general) | stuk | SetMSMS 1XX BEA 16-4 | Jeu de connexion Série AF MS1.. avec AF09 jusqu'à AF16 | BEA16-4 Direktadapter für MS116/132 - AF09/12/16 | BEA16-4 Connecting Link with Manual Motor Starter
1SBN081311R1000 | BER16-4 | Active | 3471523130777 | 17.41 | 1 | 1 | stuk | Contactor AF | BE31220 | SP (Control general) | stuk | Set BER BER 16-4 | BER16-4 CONNEXION INVERSEUR POUR CONTACTEUR AF09 À 16 | BER16-4 Wendeverbindersatz für AF09 - AF16 | BER16-4 Connection Set for Reversing Contactors
1SBN081313R2000 | BEY16-4 | Active | 3471523130791 | 23.22 | 1 | 1 | stuk | Contactor AF | BE31220 | SP (Control general) | stuk | Set BEY BEY 16-4 AF16 | Jeu de connexion Série AF étoille-triangle de AF09 jusqu'à AF16 | BEY16-4 Stern-Dreieck-Verbindersatz für AF09 - AF16 | BEY16-4 Connection Set for Star-Delta Starter
1SBN081322R1000 | 1SBN081322R1000 | Active | 3471523131422 | 18.15 | 1 | 1 | stuk | AF | BE31220 | SP (Control general) | stuk | Koppelstuk AF series BEA16-4K voor AF09..K..AF16..K | Connexion Gamme AF BEA16-4K pour AF09..K..AF16..K | Connecting link AF range BEA16-4K for AF09..K..AF16..K | Connecting link AF range BEA16-4K for AF09..K..AF16..K
1SBN081324T1000 | BEA16-4K1 | Active | 3471523013575 | 17.71 | 1 | 10 | stuk | Contactor AF | BE31220 | SP (Control general) | stuk | Aansluitset BEA BEA16-4K1 | BEA16-4K1 Connecting Link with Manual Motor Starter | BEA16-4K1 Direktadapter für MS132 / MS116 + AF09..K - AF16..K | BEA16-4K1 Connecting Link with Manual Motor Starter
1SBN081406R1000 | BEA16/116 | Active | 3471522199324 | 9.75 | 1 | 10 | stuk | Contactor A-Line | BE31220 | SP (Control general) | stuk | SetMSMS 116-BEA 16/116 | MS116 adaptateur pr.contacteur A9/A12/A16 | BEA16/116 Direktadapter für MS116 + A9-A16 | BEA16/116 Connecting Link
1SBN081406R1003 | BEA16/116AL | Active | 3471522364685 | 11.42 | 1 | 5 | stuk | Contactor A-Line | BE31220 | SP (Control general) | stuk | aanslstuk BEA BEA 16/116AL | Piece de connection gamme A BEA 16/116AL | BEA16/116AL Direktadapter für MS116 + AL9-AL16 | BEA16/116AL Connecting Link
1SBN081411R1000 | BER 16V | Active | 3471522364722 | 20.8 | 1 | 1 | stuk | Contactor A-Line | BE31220 | SP (Control general) | stuk | BER 16V Connection Set | Set de connection A-series | BER16V Wendeverbinder für A/AL9-A/AL16 ohne verw. VE/VM5-1 | BER 16V Connection Set
1SBN082306T1000 | BEA26-4 | Active | 3471523130746 | 10.68 | 1 | 10 | stuk | Contactor AF | BE31220 | SP (Control general) | stuk | Aansluitset BEA BEA26-4 | Jeu de connexion Série AF MS1.. avec AF26 jusqu'à AF38 | BEA26-4 Direktadapter MS116/MS132 - AF26-AF38 | BEA26-4 Connecting Link with Manual Motor Starter
1SBN082306T2000 | BEA38-4 | Active | 3471523130753 | 10.68 | 1 | 10 | stuk | Contactor AF | BE31220 | SP (Control general) | stuk | SetMSMS 1XX BEA 38-4 | Jeu de connexion Série AF MS1.. avec AF26 jusqu'à AF38 | BEA38-4 Direktad. MS116/132 - AF26/30/38 MS116/MS132 - AF26-AF38 | BEA38-4 Connecting Link with Manual Motor Starter
1SBN082311R1000 | BER38-4 | Active | 3471523130784 | 24.49 | 1 | 1 | stuk | Contactor AF | BE31220 | SP (Control general) | stuk | Set BER BER 38-4 | Jeu de connexion Série AF inverseur de AF26 jusqu'à AF38 | BER38-4 Verbindersatz passend für Schütze AF26 ... AF38 | BER38-4 Connection Set for Reversing Contactors
1SBN082324T1000 | BEA38-4K1 | Active | 3471523013643 | 20.91 | 1 | 10 | stuk | Contactor AF | BE31220 | SP (Control general) | stuk | Aansluitset BEA BEA38-4K1 | BEA38-4K1 Connecting Link with Manual Motor Starter | BEA38-4K1 Adapter für MS132/MS116 Adapter für Direktstarter | BEA38-4K1 Connecting Link with Manual Motor Starter
1SBN082406R1000 | BEA26/116 | Active | 3471522199331 | 12.72 | 1 | 10 | stuk | Contactor A-Line | BE31220 | SP (Control general) | stuk | SetMSMS 116-BEA 26/116 | CONNECTEUR POUR CONTACTEUR A26 ET MS116 BEA26/116 | BEA26/116 Direkt Adapter passend für MS116 - A26 | BEA26/116 Connecting Link
1SBN082406R1001 | BEA26/325 | Active | 3471522199362 | 22.43 | 1 | 10 | stuk | Contactor A-Line | BE31220 | SP (Control general) | stuk | SetMSMS 325-BEA 26/325 | Connexion pour contacteur A26 et disjoncteur-moteurs MS325 BEA26/325 | BEA26/325 Direktadapter passend für MS325 - A26 | BEA26/325 Connecting Link
1SBN082411R1000 | BER 40V | Active | 3471522364746 | 24.32 | 1 | 1 | stuk | Contactor A-Line | BE31220 | SP (Control general) | stuk | Koppelingsset A omkeer cont.oren | Connexion, gamme-A, pour inverseur de sens de marche | BER40V Wende-Verbindersatz passend für Schütze A/AL26...40 | BER 40V Connection Set
1SBN082713R2000 | BEY38-4 | Active | 3471523130814 | 38.28 | 1 | 1 | stuk | Contactor AF | BE31220 | SP (Control general) | stuk | Set BEY BEY 38-4 AF38 | Jeu de connexion Série AF étoille-triangle de AF26 jusqu'à AF38 | BEY38-4 Stern-Dreieck-Verbindersatz passend für Schütze AF26 ... AF38 | BEY38-4 Connection Set for Star-Delta Starter
1SBN083406R1000 | BEA65-4 | Active | 3471523131156 | 46.58 | 1 | 1 | stuk | Contactor AF | BE31220 | SP (Control general) | stuk | SetMSMS 165-BEA 65/4 | Connexion Série AF Pour contacteurs AF40-AF65 | BEA65-4 Direktadapter für MS165 - AF40/52/65 | BEA65-4 Connecting Link with Manual Motor Starter
1SBN083411R1000 | BER65-4 | Active | 3471523130944 | 30.22 | 1 | 1 | stuk | Contactor AF | BE31220 | SP (Control general) | stuk | Set BER BER 65-4 | Jeu de connexion Série AF inverseur de AF40 jusqu'à AF65 | BER65-4 Wende-Verbindersatz passend für Schütze AF40 ... AF65 | BER65-4 Connection Set for Reversing Contactors
1SBN083413R2000 | BEY65-4 | Active | 3471523130968 | 49.93 | 1 | 1 | stuk | Contactor AF | BE31220 | SP (Control general) | stuk | Set BEY BEY 65-4 | Jeu de connexion Série AF BEY65-4 étoile triangle | BEY65-4 Stern-Dreieck-Verbindersatz passend für Schütze AF40 ... AF65 | BEY65-4 Connection Set for Star-Delta Starter
1SBN083501R1000 | BEM75-30 | Active | 3471522121752 | 60.75 | 1 | 1 | stuk | Contactor A-Line | BE31220 | SP (Control general) | stuk | Set BEM BEM 75-30 | Connexion gamme A pour inverseurs de sens de marche | BEM75-30 Wende-Verbindersatz passend für Schütze A50...A75 | BEM75-30 Connection Set
1SBN083503R1000 | BED50 | Active | 3471522121783 | 135.61 | 1 | 1 | stuk | Contactor A-Line | BE31220 | SP (Control general) | stuk | Aansluitset BED BED 50 | Connexion gamme A pour démarreurs étoile-triangle | BED50 Stern-Dreieck-Verbindersatz passend für Schütze A30...A63 | BED50 Connection Set
1SBN083504R1000 | BES75-30 | Active | 3471522199010 | 38.04 | 1 | 1 | stuk | Contactor A-Line | BE31220 | SP (Control general) | stuk | Set BES BES 75-30 | Connexion gamme A 3p phase-phase | BES75-30 Wechsler-Verbindersatz passend für Schütze A50...A75 | BES75-30 Connection Set
1SBN083911R1000 | BER96-4 | Active | 3471523130951 | 50.63 | 1 | 1 | stuk | Contactor AF | BE31220 | SP (Control general) | stuk | Set BER BER 96-4 | Jeu de connexion Série AF set connection pour contacteurs invers. | BER96-4 Wende-Verbindersatz passend für Schütze AF80, AF96 | BER96-4 Connection Set for Reversing Contactors
1SBN083913R2000 | BEY96-4 | Active | 3471523130975 | 63.25 | 1 | 1 | stuk | Contactor AF | BE31220 | SP (Control general) | stuk | Set BEY BEY 96-4 | Jeu de connexion Série AF BEY96-4 étoile triangle | BEY96-4 Stern-Dreieck-Verbindersatz passend für Schütze AF80, AF96 | BEY96-4 Connection Set for Star-Delta Starter
1SBN084103R1000 | BED75 | Active | 3471522121790 | 139.3 | 1 | 1 | stuk | Contactor A-Line | BE31220 | SP (Control general) | stuk | Aansluitset BED BED 75 | Connexion gamme A pour démarreurs étoile-triangle | BED75 Stern-Dreieck-Verbindersatz passend für Schütze A50...A75 | BED75 Connection Set
1SBN101337R1000 | FR16AF-12 | Active | 3471522149909 | 53.04 | 1 | 1 | stuk | Contactor AF | BE31220 | SP (Control general) | stuk | FR1 FR16AF-12 | FR16AF-12 Boîtier vide | FR16AF-12 Empty enclosure for enclosed Direct-On-Line starter with AF contactor | FR16AF-12 Enclosure
1SBN110000R1000 | BA5-50 | Active | 3471522121424 | 39.63 | 1 | 1 | stuk | Contactor A-Line | BE31220 | SP (Control general) | stuk | BA5-50 fnctMarker | CODERINGSSCHILDJES MAGNEETSCHAKELAARS+ TOEB | BA5-50 Gerätebezeichnung 1Box=50 St | BA5-50 Function Marker
1SBN110108T1000 | BX4 | Active | 3471523130708 | 2.59 | 1 | 10 | stuk | Contactor AF | BE31220 | SP (Control general) | stuk | Bescherm BX BX 4 | Couvercle Série AF pour contacteur | BX4 Schutzabdeckung für AF09...AF96 und NF mit 1-Etage | BX4 Protective Cover
1SBN110109W1000 | BX4-CA | Active | 3471523130715 | 1.07 | 1 | 50 | stuk | Contactor AF | BE31220 | SP (Control general) | stuk | Bescherm BX BX 4-CA | Couvercle Série AF pour contact aux. | BX4-CA Schutzabdeckung für Hilfskontakte CA4 und CAT4 | BX4-CA Protective Cover
1SBN110120W1000 | BB4 | Active | 3471523130722 | 1.15 | 1 | 50 | stuk | Contactor AF | BE31220 | SP (Control general) | stuk | Mont.clip BB BB 4 | Jeu de montage Série AF pour 2 contacteurs | BB4 Befestigungs-Clip passend für AF09...AF96 | BB4 Fixing Clip
1SBN110122T1000 | BDT4 | Active | 3471523131026 | 8.45 | 1 | 10 | stuk | Contactor AF | BE31220 | SP (Control general) | stuk | Test blok BDT BDT4 | BDT4 BLOC TEST HORS TENSION CONTACTEUR AF09 À AF96 | BDT4 Testblock Dauerbetätiger passend für AF09...AF96, NF | BDT4 Test Block
1SBN113403T1000 | BP65-4 | Active | 3471523130982 | 4.08 | 1 | 10 | stuk | Contactor AF | BE31220 | SP (Control general) | stuk | Set BP BP 65-4 | EXTENSION DE FIXATION BP65-4 EXTENSION DE FIXATION BP65-4-AF40 A AF65 | Mounting Piece | BP65-4 Mounting Piece
1SBN113903T1000 | BP96-4 | Active | 3471523130999 | 4.08 | 1 | 10 | stuk | Contactor AF | BE31220 | SP (Control general) | stuk | Set BP BP 96-4 | EXTENSION DE FIXATION BP96-4 EXTENSION DE FIXATION BP96-4-AF80 A AF96 | Mounting Piece | BP96-4 Mounting Piece
1SBN123401R1000 | LT65-30 | Active | 3471523131187 | 3.48 | 1 | 1 | stuk | Contactor AF | BE31220 | SP (Control general) | stuk | Terminal Shroud LT LT 65-30 | LT65-30 CACHE BORNE POUR AF40 A AF65 3 POLES | LT65-30 Klemmenabdeckung für 3-polige AF40..AF65 | LT65-30 Terminal Shroud
1SBN123402R1000 | LT52-40 | Active | 3471523131200 | 4.08 | 1 | 1 | stuk | Contactor AF | BE31220 | SP (Control general) | stuk | Terminal Shroud LT LT 52-40 | LT52-40 CACHE BORNE POUR AF40 A AF52 4 POLES | LT52-40 Klemmenabdeckung für 4-polige AF40 u. AF52 | LT52-40 Terminal Shroud
1SBN123901R1000 | LT96-30 | Active | 3471523131194 | 3.77 | 1 | 1 | stuk | Contactor AF | BE31220 | SP (Control general) | stuk | Terminal Shroud LT LT 96-30 | LT96-30 CACHE BORNE POUR AF80 A AF96 3 POLES | LT96-30 Klemmenabdeckung für 3-polige AF80, AF96 | LT96-30 Terminal Shroud
1SBN123902R1000 | LT80-40 | Active | 3471523131217 | 4.37 | 1 | 1 | stuk | Contactor AF | BE31220 | SP (Control general) | stuk | Terminal Shroud LT LT 80-40 | LT80-40 CACHE BORNE POUR AF80 4 POLES | LT80-40 Klemmenabdeckung für 4-polige AF80 | LT80-40 Terminal Shroud
1SBN153510R8006 | ZA75 220-230V 50Hz / 230-240V 60Hz | Active | 3471522118806 | 58.88 | 1 | 1 | stuk | Contactor A-Line | BE31220 | SP (Control general) | stuk | Spoel ZA ZA 75 220/230 | ZA75 220-230V 50Hz / 230-240V 60Hz Coil | ZA75 Spule 220-230V 50Hz / 230-240V 60Hz | ZA75 220-230V 50Hz / 230-240V 60Hz Coil
1SBN153510R8106 | ZA75 24V 50Hz / 24V 60Hz | Active | 3471522118813 | 58.88 | 1 | 1 | stuk | Contactor A-Line | BE31220 | SP (Control general) | stuk | Spoel ZA ZA 75 24/50 | ZA75 24V 50Hz / 24V 60Hz Coil | ZA75 Spule 24V 50/60Hz | ZA75 24V 50Hz / 24V 60Hz Coil
1SBN153510R8306 | ZA75 48V 50Hz / 48V 60Hz | Active | 3471522118837 | 58.88 | 1 | 1 | stuk | Contactor A-Line | BE31220 | SP (Control general) | stuk | Spoel ZA ZA 75 48/50 | Bobine gamme A a.c. pour A45-A75 48V 50/60Hz | ZA75 Spule 48V 50/60Hz | ZA75 48V 50Hz / 48V 60Hz Coil
1SBN153510R8406 | ZA75 110V 50Hz / 110-120V 60Hz | Active | 3471522118844 | 58.88 | 1 | 1 | stuk | Contactor A-Line | BE31220 | SP (Control general) | stuk | Spoel ZA ZA 75 110/50 | ZA75 110V 50Hz / 110-120V 60Hz Coil | ZA75 Spule 110V 50Hz / 110-120V 60Hz | ZA75 110V 50Hz / 110-120V 60Hz Coil
1SBN153510R8506 | ZA75 380-400V 50Hz / 400-415V 60Hz | Active | 3471522118851 | 58.88 | 1 | 1 | stuk | Contactor A-Line | BE31220 | SP (Control general) | stuk | Spoel ZA ZA 75 400/50 | Spoel 380-400V/50Hz | ZA75 Spule 380-400V 50Hz / 400-415V 60Hz | ZA75 380-400V 50Hz / 400-415V 60Hz Coil
1SBN153510R8606 | ZA75 400-415V 50Hz / 415-440V 60Hz | Active | 3471522118868 | 58.88 | 1 | 1 | stuk | Contactor A-Line | BE31220 | SP (Control general) | stuk | Spoel ZA ZA 75 415/50 | Spoel 400-410V/50Hz | ZA75 Spule 400-415V 50Hz / 415-460V 60Hz | ZA75 400-415V 50Hz / 415-440V 60Hz Coil
1SBN153510R8806 | ZA75 230-240V 50Hz / 240-260V 60Hz | Active | 3471522118882 | 59.31 | 1 | 1 | stuk | Contactor A-Line | BE31220 | SP (Control general) | stuk | Spoel ZA ZA 75 240/50 | ZA75 230-240V 50Hz / 240-260V 60Hz Coil | ZA75 Spule 230-240V 50Hz / 240-260V 60Hz | ZA75 230-240V 50Hz / 240-260V 60Hz Coil
1SBN153510R8906 | ZA75 110-115V 50Hz / 115-127V 60Hz | Active | 3471522118899 | 58.88 | 1 | 1 | stuk | Contactor A-Line | BE31220 | SP (Control general) | stuk | Spoel ZA ZA 75 127/60 | Bobine gamme A a.c. for A45-A75 110-115V 50Hz | ZA75 Spule 110-115V 50Hz / 115-127V 60Hz | ZA75 110-115V 50Hz / 115-127V 60Hz Coil
1SBN153570R6906 | ZAF75 48-130V 50Hz / 48-130V 60Hz / 48-130V DC | Active | 3471522115997 | 322.76 | 1 | 1 | stuk | Contactor A-Line | BE31220 | SP (Control general) | stuk | Spoel ZAF ZAF 075/48-130 VAC/DC | BOBINE POUR AF75 48-130 V AC/DC | ZAF75-69 Spule 48-130V AC/DC 48-130V 50/60Hz / DC | ZAF75 48-130V 50Hz / 48-130V 60Hz / 48-130V DC Coil
1SBN153570R7006 | ZAF75 100-250V 50Hz / 100-250V 60Hz/ 100-250V DC | Active | 3471522115904 | 322.76 | 1 | 1 | stuk | Contactor A-Line | BE31220 | SP (Control general) | stuk | Spoel ZAF ZAF 75 100-250VAC/DC | BOBINE POUR AF75 100-250 V AC/DC | ZAF75-70 Spule 100-250V 50/60Hz / DC | ZAF75 100-250V 50Hz / 100-250V 60Hz/ 100-250V DC Coil
1SBN153570R7206 | ZAF75 20-60V DC | Active | 3471522115928 | 322.76 | 1 | 1 | stuk | Contactor A-Line | BE31220 | SP (Control general) | stuk | Spoel ZAF ZAF 75 | Bobine gamme A a.c./d.c. for A45-A75 20-60Vdc | ZAF75-72 Spule 20-60V DC | ZAF75 20-60V DC Coil
1SBN153590R5106 | ZAE75 17-32V DC | Active | 3471522119513 | 70.76 | 1 | 1 | stuk | Contactor A-Line | BE31220 | SP (Control general) | stuk | Spoel ZAE ZAE 75/17-32V DC | BOBINE 17-32V DC/TAE75 | ZAE75 Ersatzspule 17-32V DC | ZAE75 17-32V DC Coil
1SBN153590R6206 | ZAE75 77-143V DC | Active | 3471522119629 | 70.76 | 1 | 1 | stuk | Contactor A-Line | BE31220 | SP (Control general) | stuk | Spoel ZAE ZAE75 | BOBINE ZAE75 77-143V DC | ZAE75 Ersatzspule 77-143V DC | ZAE75 77-143V DC Coil
1SBN153590R8106 | ZAE75 24V DC | Active | 3471522119810 | 70.76 | 1 | 1 | stuk | Contactor A-Line | BE31220 | SP (Control general) | stuk | Spoel ZAE ZAE 75 24VDC | BOBINE POUR AE4..AE75 24VDC | ZAE75 Ersatzspule 24V DC | ZAE75 24V DC Coil
1SBN153590R8606 | ZAE75 110V DC | Active | 3471522119865 | 70.76 | 1 | 1 | stuk | Contactor A-Line | BE31220 | SP (Control general) | stuk | Spoel ZAE ZAE 75 110VDC | Bobine gamme A d.c. for A45-A75 110Vdc | ZAE75 Ersatzspule 110V DC | ZAE75 110V DC Coil
1SBN153590R8706 | ZAE75 125V DC | Active | 3471522119872 | 70.76 | 1 | 1 | stuk | Contactor A-Line | BE31220 | SP (Control general) | stuk | Spoel ZAE ZAE 75 125VDC | Bobine gamme A d.c. for A45-A75 125Vdc | ZAE75 Ersatzspule 125V DC | ZAE75 125V DC Coil
1SBN153590R8806 | ZAE75 220V DC | Active | 3471522119889 | 70.76 | 1 | 1 | stuk | Contactor A-Line | BE31220 | SP (Control general) | stuk | Spoel ZAE ZAE 75 220VDC | Bobine gamme A d.c. for A45-A75 220Vdc | ZAE75 Ersatzspule 220V DC | ZAE75 220V DC Coil
1SBN163502R1000 | ZLU50 | Active | 3471522121462 | 133.34 | 1 | 1 | stuk | Contactor A-Line | BE31220 | SP (Control general) | stuk | Set hoofdcont.A 3p UA50 | ZLU50 Contact Set | ZLU50 Hauptkontaktsatz passend für 3-polige UA50 Schütze | ZLU50 Contact Set
1SBN163503R1000 | ZL50 | Active | 3471522121431 | 126.7 | 1 | 1 | stuk | Contactor A-Line | BE31220 | SP (Control general) | stuk | Set hoofdcont.A 3p A/AF/AE/TAE50-30 | jeu de contacts principaux | ZL50 Hauptschaltstücke Satz passend für 3-polige A63 u AF63 Schütze | ZL50 Contact Set
1SBN163702R1000 | ZLU63 | Active | 3471522121479 | 139 | 1 | 1 | stuk | Contactor A-Line | BE31220 | SP (Control general) | stuk | Set hoofdcont.A 3p UA63 | Jeux de contacts principaux gamme A 3p, for UA63 | ZLU63 Hauptkontaktsatz passend für 3-polige UA63 Schütze | ZLU63 Contact Set
1SBN163703R1000 | ZL63 | Active | 3471522121448 | 132.63 | 1 | 1 | stuk | Contactor A-Line | BE31220 | SP (Control general) | stuk | Set hoofdcont.A 3p A/AF/AE/TAE63-30 | JEU DE CONTACTS PRINCIPAUX ZL63 | ZL63 Hauptschaltstücke Satz passend für 3-polige A63 u AF63 Schütze | ZL63 Contact Set
1SBN164102R1000 | ZLU75 | Active | 3471522121486 | 171.29 | 1 | 1 | stuk | Contactor A-Line | BE31220 | SP (Control general) | stuk | Set hoofdcont.A 3p UA75 | jeu de contacts principaux | ZLU75 Hauptkontaktsatz passend für 3-polige UA75 Schütze | ZLU75 Contact Set
1SBN164103R1000 | ZL75 | Active | 3471522121455 | 164.2 | 1 | 1 | stuk | Contactor A-Line | BE31220 | SP (Control general) | stuk | Set hoofdcont.A 3p A/AF/AE/TAE75-30 | jeu de contacts principaux | ZL75 Hauptschaltstücke Satz passend für 3-polige A75 u AF75 Schütze | ZL75 Contact Set
1SBV010311R1211 | LS32P11B11 | Active | 3471522000378 | 20.28 | 1 | 1 | stuk | Limit Switches | BE31220 | SP (Control general) | stuk | Eindeloopschak.LS30 LS32P11B11 | Interupteur fin de course Série LS30 30mm boîte plastique, ISO 16, poussoir, | LS32P11B11 Standard-Positionsschalter Kunststoff-Gehäuse grau IP65 | LS32P11B11 Limit Switch
1SBV010313R1211 | LS32P13B11 | Active | 3471522000392 | 27.12 | 1 | 1 | stuk | Limit Switches | BE31220 | SP (Control general) | stuk | Eindeloopschak.LS30 LS32P13B11 | Limit Switches LS32P13B11 | LS32P13B11 Standard-Positionsschalter Kunststoff-Gehäuse grau IP65 | LS32P13B11 Limit Switch
1SBV010332R1211 | LS32P32B11 | Active | 3471522003553 | 21.82 | 1 | 1 | stuk | LS30 | BE31220 | SP (Control general) | stuk | Eindeloopschakelaar LS30 serie 30mm kunststof beh., ISO 16, rol hefboom verti., 1NO/1NC plotse actie | Interupteur fin de course Série LS30 30mm boîte plastique, ISO 16, levier à galet verti., 1NO/1NC action brus | Limit switch LS30 range 30mm plastic casing, ISO 16, roller lever verti., 1NO/1NC snap action | Limit switch LS30 range 30mm plastic casing, ISO 16, roller lever verti., 1NO/1NC snap action
1SBV010341R1211 | LS32P41B11 | Active | 3471522000439 | 29.4 | 1 | 1 | stuk | Limit Switches | BE31220 | SP (Control general) | stuk | Eindeloopschak.LS30 LS32P41B11 | Interupteur fin de course Série LS30 30mm boîte plastique, ISO 16, levier à g | LS32P41B11 Standard-Positionsschalter Kunststoff-Gehäuse grau IP65 | LS32P41B11 Limit Switch
1SBV010342R1211 | 1SBV010342R1211 | Active | 3471522614834 | 31.29 | 1 | 1 | stuk | LS30 | BE31220 | SP (Control general) | stuk | Eindeloopschakelaar LS30 serie 30mm kunststof beh., ISO 16, rol hefboom, 1NO/1NC plotse actie | Interupteur fin de course Série LS30 30mm boîte plastique, ISO 16, levier à galet, 1NO/1NC action brusque | Limit switch LS30 range 30mm plastic casing, ISO 16, roller lever, 1NO/1NC snap action | Limit switch LS30 range 30mm plastic casing, ISO 16, roller lever, 1NO/1NC snap action
1SBV010711R1211 | LS43P11B11 | Active | 3471522003133 | 41.05 | 1 | 1 | stuk | Limit Switches | BE31220 | SP (Control general) | stuk | Eindeloopschak.LS40 LS43P11B11 | Fin de course LS43p11B11 | LS43P11B11 Standard-Positionsschalter Kunststoff-Gehäuse grau IP65 | LS43P11B11 Limit Switch
1SBV010751R1211 | LS43P51B11 | Active | 3471522003232 | 54.24 | 1 | 1 | stuk | Limit Switches | BE31220 | SP (Control general) | stuk | Eindeloopschak.LS40 LS43P51B11 | Fin de course LS43P51B11 | LS43P51B11 Standard-Positionsschalter Kunststoff-Gehäuse grau IP65 | LS43P51B11 Limit Switch
1SBV011613R1211 | LS43M13B11 | Active | 3471522002792 | 63.71 | 1 | 1 | stuk | Limit Switches | BE31220 | SP (Control general) | stuk | Eindeloopschak.LS40 LS43M13B11 | Fin de course LS43M13B11 | LS43M13B11 Standard-Positionsschalter Metall-Gehäuse IP66 | LS43M13B11 Limit Switch
1SBV011651R1211 | LS43M51B11 | Active | 3471522002877 | 74.88 | 1 | 1 | stuk | Limit Switches | BE31220 | SP (Control general) | stuk | Eindeloopschak.LS40 LS43M51B11 | LS43M51B11 Limit Switch | LS43M51B11 Standard-Positionsschalter Metall-Gehäuse IP66 | LS43M51B11 Limit Switch
1SBV011672R1211 | LS43M72B11 | Active | 3471522002914 | 68.05 | 1 | 1 | stuk | Limit Switches | BE31220 | SP (Control general) | stuk | Eindeloopschak.LS40 LS43M72B11 | Fin de course LS43M72B11 | LS43M72B11 Standard-Positionsschalter Metall-Gehäuse IP66 | LS43M72B11 Limit Switch
1SBV011911R1211 | LS32M11B11 | Active | 3471522621009 | 33.38 | 1 | 1 | stuk | Limit Switches | BE31220 | SP (Control general) | stuk | Eindeloopschak.LS30 LS32M11B11 | Interupteur fin de course Série LS30 30mm boîte métal, ISO 16, poussoir, 1NO/ | LS32M11B11 Standard-Positionsschalter Metall-Gehäuse IP66 | LS32M11B11 Limit Switch
1SBV011913R1211 | LS32M13B11 | Active | 3471522621122 | 36.12 | 1 | 1 | stuk | Limit Switches | BE31220 | SP (Control general) | stuk | Eindeloopschak.LS30 LS32M13B11 | Interupteur fin de course Série LS30 30mm boîte métal, ISO 16, poussoir à gal | LS32M13B11 Standard-Positionsschalter Metall-Gehäuse IP66 | LS32M13B11 Limit Switch
1SBV011931R1211 | LS32M31B11 | Active | 3471522621252 | 37.08 | 1 | 1 | stuk | Limit Switches | BE31220 | SP (Control general) | stuk | Eindeloopschak.LS30 LS32M31B11 | Interupteur fin de course Série LS30 30mm boîte métal, ISO 16, levier à galet | LS32M31B11 Standard-Positionsschalter Metall-Gehäuse IP66 | LS32M31B11 Limit Switch
1SBV011952R1211 | LS32M52B11 | Active | 3471522621801 | 48.13 | 1 | 1 | stuk | Limit Switches | BE31220 | SP (Control general) | stuk | Eindeloopschak.LS30 LS32M52B11 | Interupteur fin de course Série LS30 30mm boîte métal, ISO 16, levier à galet | LS32M52B11 Standard-Positionsschalter Metall-Gehäuse IP66 | LS32M52B11 Limit Switch
1SBV012211R1211 | LS33P11B11 | Active | 3471522006912 | 23.52 | 1 | 1 | stuk | Limit Switches | BE31220 | SP (Control general) | stuk | Eindeloopschak.LS30 LS33P11B11 | Interupteur fin de course Série LS LS33P11B11 | LS33P11B11 Standard-Positionsschalter Kunststoff-Gehäuse grau IP65 | LS33P11B11 Limit Switch
1SBV012232R1211 | LS33P32B11 | Active | 3471522003577 | 26.52 | 1 | 1 | stuk | Limit Switches | BE31220 | SP (Control general) | stuk | Eindeloopschak.LS30 LS33P32B11 | Interupteur fin de course Série LS30 30mm boîte plastique, ISO 20, levier à g | LS33P32B11 Standard-Positionsschalter Kunststoff-Gehäuse grau IP65 | LS33P32B11 Limit Switch
1SBV012241R1211 | LS33P41B11 | Active | 3471522006974 | 29.29 | 1 | 1 | stuk | Limit Switches | BE31220 | SP (Control general) | stuk | Eindeloopschak.LS30 LS33P41B11 | Interupteur fin de course Série LS LS33P41B11 | LS33P41B11 Standard-Positionsschalter Kunststoff-Gehäuse grau IP65 | LS33P41B11 Limit Switch
1SBV012291R1211 | LS33P91B11 | Active | 3471522003515 | 28.43 | 1 | 1 | stuk | Limit Switches | BE31220 | SP (Control general) | stuk | Eindeloopschak.LS30 LS33P91B11 | Interupteur fin de course Série LS LS33P91B11 | LS33P91B11 Standard-Positionsschalter Kunststoff-Gehäuse grau IP65 | LS33P91B11 Limit Switch
1SBV012451R1211 | LS45P51B11 | Active | 3471522611932 | 51.84 | 1 | 1 | stuk | Limit Switches | BE31220 | SP (Control general) | stuk | Eindeloopschak.LS40 LS45P51B11 | Interrupteur fin de course Série LS45 LS45P51B11 | Limit switch LS45 range LS45P51B11 | LS45P51B11 Limit Switch
1SBV013871R1211 | LS33M71B11 | Active | 3471522623409 | 46.45 | 1 | 1 | stuk | Limit Switches | BE31220 | SP (Control general) | stuk | Eindeloopschak.LS30 LS33M71B11 | Fin de course LS33M71B11 | LS33M71B11 Standard-Positionsschalter Metall-Gehäuse IP66 | LS33M71B11 Limit Switch
1SBV015912R3801 | 1SBV015912R3801 | Active | 3471522640437 | 53.16 | 1 | 1 | stuk | LS20 | BE31220 | SP (Control general) | stuk | Eindeloopschakelaar LS-series LS20P12B11-U01 | Interupteur fin de course gamme LS LS20P12B11-U01 | Limit switch LS-range LS20P12B11-U01 | Limit switch LS-range LS20P12B11-U01
1SBV016022R3801 | LS21P22B11-U01 | Active | 3471522641472 | 58.32 | 1 | 1 | stuk | Limit Switches | BE31220 | SP (Control general) | stuk | Eindeloopschak.LS20 LS21P22B11-U01 | Fin de course LS21P22B11-U01 | LS21P22B11-U01 Kompakt-Pos.schalter Kunststoff-Gehäuse grau IP67 | LS21P22B11-U01 Limit Switch
1SFA170190R8000 | 080CPN | Active | 7320500520642 | 4.03 | 1 | 10 | stuk | P9A | BE31220 | SP (Control general) | stuk | Afscherm 080CP rubber Rood | Couverture en caoutchouc Rouge | Rubber protective caps Red | ACCESSORY 080CPN
1SFA170191R8000 | 080CPR | Active | 7320500520659 | 4.03 | 1 | 10 | stuk | P9A | BE31220 | SP (Control general) | stuk | Afscherm 080CP rubber Helder | Couverture en caoutchouc Clair | Rubber protective caps Clear | ACCESSORY 080CPR
1SFA170192R8000 | 080CPV | Active | 7320500520666 | 4.03 | 1 | 10 | stuk | P9A | BE31220 | SP (Control general) | stuk | Afscherm 080CP rubber zw | Couverture en caoutchouc Noir | Rubber protective caps Black | ACCESSORY 080CPV
1SFA170198R8000 | 080CPT | Active | 7320500520673 | 4.03 | 1 | 10 | stuk | P9A | BE31220 | SP (Control general) | stuk | Afscherm 080CP rubber Groen | Couverture en caoutchouc Vert | Rubber protective caps Green | ACCESSORY 080CPT
1SFA170801R1001 | 080SP1 | Active | 7320500518809 | 52.25 | 1 | 1 | stuk | Pilot devices | BE31220 | SP (Control general) | stuk | 080SP 1 gat kabelwartel | Boîtier 1 pli Trou pour presse-étoupe | Enclosure 1 seat With hole for cable gland | ENCLOSURE 080SP1
1SFA170802R1002 | 080SP2 | Active | 7320500518854 | 54.42 | 1 | 1 | stuk | Pilot devices | BE31220 | SP (Control general) | stuk | 080SP 2 gat kabelwartel | Boîtier 2 pli Trou pour presse-étoupe | Enclosure 2 seat With hole for cable gland | ENCLOSURE 080SP2
1SFA170803R1003 | 080SP3 | Active | 7320500520321 | 72.23 | 1 | 1 | stuk | Pilot devices | BE31220 | SP (Control general) | stuk | 080SP 3 gat kabelwartel | Boîtier 3 pli Trou pour presse-étoupe | Enclosure 3seat With hole for cable gland | ENCLOSURE 080SP3
1SFA170804R1004 | 080SP4 | Active | 7320500520314 | 79.75 | 1 | 1 | stuk | Pilot devices | BE31220 | SP (Control general) | stuk | 080SP 4 gat kabelwartel | Boîtier 4 pli Trou pour presse-étoupe | Enclosure 4 seat With hole for cable gland | ENCLOSURE 080SP4
1SFA170806R1006 | 080SP6 | Active | 7320500520307 | 103.93 | 1 | 1 | stuk | Pilot devices | BE31220 | SP (Control general) | stuk | 080SP 6 gat kabelwartel | Boîtier 6 pli Trou pour presse-étoupe | Enclosure 6 seat With hole for cable gland | ENCLOSURE 080SP6
1SFA170807R1008 | 080SP8 | Active | 7320500520291 | 155.9 | 1 | 1 | stuk | Pilot devices | BE31220 | SP (Control general) | stuk | 080SP 8 gat kabelwartel | Boîtier 8 pli Trou pour presse-étoupe | Enclosure 8seat With hole for cable gland | ENCLOSURE 080SP8
1SFA170808R1012 | 080SP12 | Active | 7320500518861 | 187.09 | 1 | 1 | stuk | Pilot devices | BE31220 | SP (Control general) | stuk | 080SP 12 gat kabelwartel | Boîtier 12 pli Trou pour presse-étoupe | Enclosure 12 seat With hole for cable gland | ENCLOSURE 080SP12
1SFA170809R1018 | 080SP18 | Active | 7320500518748 | 415.76 | 1 | 1 | stuk | Pilot devices | BE31220 | SP (Control general) | stuk | 080SP 18 gat kabelwartel | Boîtier 18 pli Trou pour presse-étoupe | Enclosure 18 seat With hole for cable gland | ENCLOSURE 080SP18
1SFA170810R1024 | 080SP24 | Active | 7320500518793 | 519.69 | 1 | 1 | stuk | Pilot devices | BE31220 | SP (Control general) | stuk | 080SP 24 gat kabelwartel | Boîtier 24 pli Trou pour presse-étoupe | Enclosure 24 seat With hole for cable gland | ENCLOSURE 080SP24
1SFA170831R1001 | 080SP1M | Active | 7320500518762 | 65.3 | 1 | 1 | stuk | Pilot devices | BE31220 | SP (Control general) | stuk | 1M gat kabelwartel,diepe sokkel | Boîtier 1M pli Trou pour presse-étoupe et socle profond | Enclosure 1M seat hole for cable gland and deep socle | ENCLOSURE 080SP1M
1SFA170832R1002 | 080SP2M | Active | 7320500518885 | 68.05 | 1 | 1 | stuk | Pilot devices | BE31220 | SP (Control general) | stuk | 2M gat kabelwartel,diepe sokkel | Boîtier 2M pli Trou pour presse-étoupe et socle profond | Enclosure 2M seat hole for cable gland and deep socle | ENCLOSURE 080SP2M
1SFA170834R1004 | 080SP4M | Active | 7320500520284 | 103.69 | 1 | 1 | stuk | Pilot devices | BE31220 | SP (Control general) | stuk | 4M gat kabelwartel,diepe sokkel | Boîtier 4M pli Trou pour presse-étoupe et socle profond | Enclosure 4M seat hole for cable gland and deep socle | ENCLOSURE 080SP4M
1SFA170835R2000 | 080SP1SFC | Active | 7320500518823 | 65.3 | 1 | 1 | stuk | Pilot devices | BE31220 | SP (Control general) | stuk | 080SP zonderMont.gaten | Boîtier sans trous Sans trou pour presse-étoupe | Enclosure without holes Without hole for cable gland | ENCLOSURE 080SP1SFC
1SFA170836R3001 | 080SP1SFE | Active | 7320500518731 | 65.3 | 1 | 1 | stuk | Pilot devices | BE31220 | SP (Control general) | stuk | 080SP 1 Zoder gat kabelwartel | Boîtier 1 pli Sans trou pour presse-étoupe | Enclosure 1 seat Without hole for cable gland | ENCLOSURE 080SP1SFE
1SFA170837R4000 | 080SP1SF | Active | 7320500518717 | 65.3 | 1 | 1 | stuk | Pilot devices | BE31220 | SP (Control general) | stuk | 080SP 1 Zoder gat kabelwartel | Boîtier 1 pli Sans trou pour presse-étoupe | Enclosure 1 seat Without hole for cable gland | ENCLOSURE 080SP1SF
1SFA170838R2000 | 080SP1MSFC | Active | 7320500518786 | 65.3 | 1 | 1 | stuk | Pilot devices | BE31220 | SP (Control general) | stuk | 080SP1MSFC | Boîtier sans trous (1M) Ttrou pour presse-étoupe et socle profond | Enclosure without holes (1M) hole for cable gland and deep socle | ENCLOSURE 080SP1MSFC
1SFA170839R3001 | 080SP1MSFE | Active | 7320500518724 | 65.3 | 1 | 1 | stuk | Pilot devices | BE31220 | SP (Control general) | stuk | 080SP1MSFE | Boîtier 1 pli Sans trou pour presse-étoupe et socle profond | Enclosure 1 seat Without hole for cable gland and deep socle | ENCLOSURE 080SP1MSFE
1SFA170840R4000 | 080SP1MSF | Active | 7320500518830 | 65.3 | 1 | 1 | stuk | Pilot devices | BE31220 | SP (Control general) | stuk | 080SP1MSF | Boîtier sans trous (1M) Sans trou pour presse-étoupe et socle profond | Enclosure without holes (1M) without hole for cable gland and deep socle | ENCLOSURE 080SP1MSF
1SFA170841R2000 | 080SP2SFC | Active | 7320500520277 | 68.05 | 1 | 1 | stuk | Pilot devices | BE31220 | SP (Control general) | stuk | 080SP zonderMont.gaten | Boîtier sans trous Sans trou pour presse-étoupe | Enclosure without holes Without hole for cable gland | ENCLOSURE 080SP2SFC
1SFA170842R3002 | 080SP2SFE | Active | 7320500520260 | 68.05 | 1 | 1 | stuk | Pilot devices | BE31220 | SP (Control general) | stuk | 080SP 2 Zoder gat kabelwartel | Boîtier 2 pli Sans trou pour presse-étoupe | Enclosure 2 seat Without hole for cable gland | ENCLOSURE 080SP2SFE
1SFA170843R4000 | 080SP2SF | Active | 7320500520253 | 68.05 | 1 | 1 | stuk | Pilot devices | BE31220 | SP (Control general) | stuk | 080SP 2 Zoder gat kabelwartel | Boîtier 2 pli Sans trou pour presse-étoupe | Enclosure 2 seat Without hole for cable gland | ENCLOSURE 080SP2SF
1SFA170844R2000 | 080SP2MSFC | Active | 7320500520246 | 68.05 | 1 | 1 | stuk | Pilot devices | BE31220 | SP (Control general) | stuk | 080SP2MSFC | Boîtier sans trous (2M) Ttrou pour presse-étoupe et socle profond | Enclosure without holes (2M) hole for cable gland and deep socle | ENCLOSURE 080SP2MSFC
1SFA170846R4000 | 080SP2MSF | Active | 7320500520239 | 68.05 | 1 | 1 | stuk | Pilot devices | BE31220 | SP (Control general) | stuk | 080SP2MSF | Boîtier sans trous (2M) Sans trou pour presse-étoupe et socle profond | Enclosure without holes (2M) without hole for cable gland and deep socle | ENCLOSURE 080SP2MSF
1SFA170847R2000 | 080SP3SFC | Active | 7320500520222 | 90.29 | 1 | 1 | stuk | Pilot devices | BE31220 | SP (Control general) | stuk | 080SP zonderMont.gaten | Boîtier sans trous Sans trou pour presse-étoupe | Enclosure without holes Without hole for cable gland | ENCLOSURE 080SP3SFC
1SFA170848R3003 | 080SP3SFE | Active | 7320500520215 | 90.29 | 1 | 1 | stuk | Pilot devices | BE31220 | SP (Control general) | stuk | 080SP 3 Zoder gat kabelwartel | Boîtier 3 pli Sans trou pour presse-étoupe | Enclosure 3 seat Without hole for cable gland | ENCLOSURE 080SP3SFE
1SFA170849R4000 | 080SP3SF | Active | 7320500520208 | 90.29 | 1 | 1 | stuk | Pilot devices | BE31220 | SP (Control general) | stuk | 080SP 3 Zoder gat kabelwartel | Boîtier 3 pli Sans trou pour presse-étoupe | Enclosure 3 seat Without hole for cable gland | ENCLOSURE 080SP3SF
1SFA170850R3004 | 080SP4SFE | Active | 7320500520192 | 103.69 | 1 | 1 | stuk | Pilot devices | BE31220 | SP (Control general) | stuk | 080SP 4 Zoder gat kabelwartel | Boîtier 4 pli Sans trou pour presse-étoupe | Enclosure 4 seat Without hole for cable gland | ENCLOSURE 080SP4SFE
1SFA170852R3006 | 080SP6SFE | Active | 7320500520185 | 135.11 | 1 | 1 | stuk | Pilot devices | BE31220 | SP (Control general) | stuk | 080SP 6 Zoder gat kabelwartel | Boîtier 6 pli Sans trou pour presse-étoupe | Enclosure 6 seat Without hole for cable gland | ENCLOSURE 080SP6SFE
1SFA170853R2000 | 080SP8SFC | Active | 7320500520178 | 166.29 | 1 | 1 | stuk | Pilot devices | BE31220 | SP (Control general) | stuk | 080SP zonderMont.gaten | Boîtier sans trous Sans trou pour presse-étoupe | Enclosure without holes Without hole for cable gland | ENCLOSURE 080SP8SFC
1SFA170854R3008 | 080SP8SFE | Active | 7320500520161 | 166.29 | 1 | 1 | stuk | Pilot devices | BE31220 | SP (Control general) | stuk | 080SP 8 Zoder gat kabelwartel | Boîtier 8 pli Sans trou pour presse-étoupe | Enclosure 8 seat Without hole for cable gland | ENCLOSURE 080SP8SFE
1SFA170855R4000 | 080SP8SF | Active | 7320500520154 | 166.29 | 1 | 1 | stuk | Pilot devices | BE31220 | SP (Control general) | stuk | 080SP 8 Zoder gat kabelwartel | Boîtier 8 pli Sans trou pour presse-étoupe | Enclosure 8 seat Without hole for cable gland | ENCLOSURE 080SP8SF
1SFA170856R2000 | 080SP12SFC | Active | 7320500518847 | 197.49 | 1 | 1 | stuk | Pilot devices | BE31220 | SP (Control general) | stuk | 080SP zonderMont.gaten | Boîtier sans trous Sans trou pour presse-étoupe | Enclosure without holes Without hole for cable gland | ENCLOSURE 080SP12SFC
1SFA170857R3012 | 080SP12SFE | Active | 7320500518816 | 197.49 | 1 | 1 | stuk | Pilot devices | BE31220 | SP (Control general) | stuk | 080SP 12 Zoder gat kabelwartel | Boîtier 12 pli Sans trou pour presse-étoupe | Enclosure 12 seat Without hole for cable gland | ENCLOSURE 080SP12SFE
1SFA170858R4000 | 080SP12SF | Active | 7320500518779 | 197.49 | 1 | 1 | stuk | Pilot devices | BE31220 | SP (Control general) | stuk | 080SP 12 Zoder gat kabelwartel | Boîtier 12 pli Sans trou pour presse-étoupe | Enclosure 12 seat Without hole for cable gland | ENCLOSURE 080SP12SF
1SFA170859R2000 | 080SP18SFC | Active | 7320500518878 | 426.16 | 1 | 1 | stuk | Pilot devices | BE31220 | SP (Control general) | stuk | 080SP zonderMont.gaten | Boîtier sans trous Sans trou pour presse-étoupe | Enclosure without holes Without hole for cable gland | ENCLOSURE 080SP18SFC
1SFA170861R4000 | 080SP18SF | Active | 7320500518755 | 426.16 | 1 | 1 | stuk | Pilot devices | BE31220 | SP (Control general) | stuk | 080SP 18 Zoder gat kabelwartel | Boîtier 18 pli Sans trou pour presse-étoupe | Enclosure 18 seat Without hole for cable gland | ENCLOSURE 080SP18SF
1SFA184000R9006 | P9MPNNG | Active | 7320500521052 | 10.46 | 1 | 10 | stuk | P9MP | BE31220 | SP (Control general) | stuk | PUSHBUTTON P9MPNNG | Bouton poussoir Momentanée | Pushbutton Momentary | PUSHBUTTON P9MPNNG
1SFA184001R9001 | P9MPNRG | Active | 7320500521069 | 12.42 | 1 | 10 | stuk | P9MP | BE31220 | SP (Control general) | stuk | P9MP terugveer rood | Bouton poussoir Momentanée rouge | Pushbutton Momentary red | PUSHBUTTON P9MPNRG
1SFA184002R9002 | P9MPNVG | Active | 7320500521076 | 12.42 | 1 | 10 | stuk | P9MP | BE31220 | SP (Control general) | stuk | P9MP terugveer groen | Bouton poussoir Momentanée vert | Pushbutton Momentary green | PUSHBUTTON P9MPNVG
1SFA184003R9003 | P9MPNGG | Active | 7320500521083 | 10.46 | 1 | 10 | stuk | P9MP | BE31220 | SP (Control general) | stuk | P9MP terugveer geel | Bouton poussoir Momentanée jaune | Pushbutton Momentary yellow | PUSHBUTTON P9MPNGG
1SFA184006R9004 | P9MPNLG | Active | 7320500521090 | 10.46 | 1 | 10 | stuk | P9MP | BE31220 | SP (Control general) | stuk | P9MP terugveer rood | Bouton poussoir Momentanée rouge | Pushbutton Momentary red | PUSHBUTTON P9MPNLG
1SFA184007R9005 | P9MPNBG | Active | 7320500521106 | 12.42 | 1 | 10 | stuk | P9MP | BE31220 | SP (Control general) | stuk | P9MP terugveer wit | Bouton poussoir Momentanée blanche | Pushbutton Momentary white | PUSHBUTTON P9MPNBG
1SFA184008R9007 | P9MPNHG | Active | 7320500521113 | 10.46 | 1 | 10 | stuk | P9MP | BE31220 | SP (Control general) | stuk | P9MP terugveer grijs | Bouton poussoir Momentanée gris | Pushbutton Momentary grey | PUSHBUTTON P9MPNHG
1SFA184010R9006 | P9MPNNS | Active | 7320500521120 | 12.42 | 1 | 10 | stuk | P9MP | BE31220 | SP (Control general) | stuk | P9MP Verhoogde terugveer | Bouton poussoir saillant Momentanée | Extended pushbutton Momentary | PUSHBUTTON P9MPNNS
1SFA184011R9001 | P9MPNRS | Active | 7320500521137 | 12.42 | 1 | 10 | stuk | P9MP | BE31220 | SP (Control general) | stuk | P9MP Verhoogde terugveer rood | Bouton poussoir saillant Momentanée rouge | Extended pushbutton Momentary red | PUSHBUTTON P9MPNRS
1SFA184012R9002 | P9MPNVS | Active | 7320500521144 | 12.42 | 1 | 10 | stuk | P9MP | BE31220 | SP (Control general) | stuk | P9MP Verhoogde terugveer groen | Bouton poussoir saillant Momentanée vert | Extended pushbutton Momentary green | PUSHBUTTON P9MPNVS
1SFA184016R9004 | P9MPNLS | Active | 7320500521151 | 10.46 | 1 | 10 | stuk | P9MP | BE31220 | SP (Control general) | stuk | P9MP Verhoogde terugveer blauw | Bouton poussoir saillant Momentanée bleue | Extended pushbutton Momentary Bleu | PUSHBUTTON P9MPNLS
1SFA184017R9005 | P9MPNBS | Active | 7320500521168 | 10.46 | 1 | 10 | stuk | P9MP | BE31220 | SP (Control general) | stuk | P9MP Verhoogde terugveer wit | Bouton poussoir saillant Momentanée blanche | Extended pushbutton Momentary white | PUSHBUTTON P9MPNBS
1SFA184030R9006 | P9MEM3NN | Active | 7320500521175 | 13.93 | 1 | 10 | stuk | P9ME | BE31220 | SP (Control general) | stuk | P9ME Paddestoel Ø28mm terugveer | Bouton poussoir coup de poing Ø28mm momentanée | Mushroom pushbuttons Ø28mm momentary | MUSHROOM PUSHB P9MEM3NN
1SFA184031R9001 | P9MEM3RN | Active | 7320500521182 | 13.93 | 1 | 10 | stuk | P9ME | BE31220 | SP (Control general) | stuk | P9ME Paddestoel Ø28mm terugveer rood | Bouton poussoir coup de poing Ø28mm momentanée rouge | Mushroom pushbuttons Ø28mm momentary red | MUSHROOM PUSHB P9MEM3RN
1SFA184032R9002 | P9MEM3VN | Active | 7320500521199 | 13.93 | 1 | 10 | stuk | P9ME | BE31220 | SP (Control general) | stuk | P9ME Paddestoel Ø28mm terugveer groen | Bouton poussoir coup de poing Ø28mm momentanée vert | Mushroom pushbuttons Ø28mm momentary green | MUSHROOM PUSHB P9MEM3VN
1SFA184033R9003 | P9MEM3GN | Active | 7320500521205 | 13.93 | 1 | 10 | stuk | P9ME | BE31220 | SP (Control general) | stuk | P9ME Paddestoel Ø28mm terugveer geel | Bouton poussoir coup de poing Ø28mm momentanée jaune | Mushroom pushbuttons Ø28mm momentary yellow | MUSHROOM PUSHB P9MEM3GN
1SFA184040R9006 | P9MEM4NN | Active | 7320500521212 | 14.66 | 1 | 10 | stuk | P9ME | BE31220 | SP (Control general) | stuk | P9ME Paddestoel Ø40mm terug verend | Bouton poussoir coup de poing Ø40mm momentanée | Mushroom pushbuttons Ø40mm momentary | MUSHROOM PUSHB P9MEM4NN
1SFA184041R9001 | P9MEM4RN | Active | 7320500521229 | 14.66 | 1 | 10 | stuk | P9ME | BE31220 | SP (Control general) | stuk | P9ME Paddestoel Ø40mm terug verend rood | Bouton poussoir coup de poing Ø40mm momentanée rouge | Mushroom pushbuttons Ø40mm momentary red | MUSHROOM PUSHB P9MEM4RN
1SFA184042R9002 | P9MEM4VN | Active | 7320500521236 | 14.66 | 1 | 10 | stuk | P9ME | BE31220 | SP (Control general) | stuk | P9ME Paddestoel Ø40mm terug verend groen | Bouton poussoir coup de poing Ø40mm momentanée vert | Mushroom pushbuttons Ø40mm momentary green | MUSHROOM PUSHB P9MEM4VN
1SFA184043R9003 | P9MEM4GN | Active | 7320500521243 | 14.66 | 1 | 10 | stuk | P9ME | BE31220 | SP (Control general) | stuk | P9ME Paddestoel Ø40mm terug verend geel | Bouton poussoir coup de poing Ø40mm momentanée jaune | Mushroom pushbuttons Ø40mm momentary yellow | MUSHROOM PUSHB P9MEM4GN
1SFA184050R9006 | P9MEM6NN | Active | 7320500521250 | 14.66 | 1 | 10 | stuk | P9ME | BE31220 | SP (Control general) | stuk | P9ME Paddestoel Ø60mm terugveer | Bouton poussoir coup de poing Ø60mm momentanée | Mushroom pushbuttons Ø60mm momentary | MUSHROOM PUSHB P9MEM6NN
1SFA184051R9001 | P9MEM6RN | Active | 7320500521267 | 14.66 | 1 | 10 | stuk | P9ME | BE31220 | SP (Control general) | stuk | P9ME Paddestoel Ø60mm terugveer rood | Bouton poussoir coup de poing Ø60mm momentanée rouge | Mushroom pushbuttons Ø60mm momentary red | MUSHROOM PUSHB P9MEM6RN
1SFA184052R9002 | P9MEM6VN | Active | 7320500521274 | 14.66 | 1 | 10 | stuk | P9ME | BE31220 | SP (Control general) | stuk | P9ME Paddestoel Ø60mm terugveer groen | Bouton poussoir coup de poing Ø60mm momentanée vert | Mushroom pushbuttons Ø60mm momentary green | MUSHROOM PUSHB P9MEM6VN
1SFA184053R9003 | P9MEM6GN | Active | 7320500521281 | 14.66 | 1 | 10 | stuk | P9ME | BE31220 | SP (Control general) | stuk | P9ME Paddestoel Ø60mm terugveer geel | Bouton poussoir coup de poing Ø60mm momentanée jaune | Mushroom pushbuttons Ø60mm momentary yellow | MUSHROOM PUSHB P9MEM6GN
1SFA184057R9003 | P9MPNGS | Active | 7320500521298 | 10.46 | 1 | 10 | stuk | P9MP | BE31220 | SP (Control general) | stuk | P9MP Verhoogde terugveer geel | Bouton poussoir saillant Momentanée jaune | Extended pushbutton Momentary yellow | PUSHBUTTON P9MPNGS
1SFA184060R9006 | P9MET4NN1 | Active | 7320500521304 | 22.76 | 1 | 10 | stuk | P9ME | BE31220 | SP (Control general) | stuk | PaddestoelØ40mm N terugveer Trekontgrend. | Bouton poussoir coup de poing Ø40mm maintenu Déverrouillage tractive | Mushroom pushbuttons Ø40mm maintained Pull release | MUSHROOM PUSHB P9MET4NN1
1SFA184061R9001 | P9MET4RN1 | Active | 7320500521311 | 22.76 | 1 | 10 | stuk | P9ME | BE31220 | SP (Control general) | stuk | MUSHROOM PUSHB P9MET4RN1 | Bouton poussoir coup de poing Ø40mm maintenu rouge Déverrouillage tractive | Mushroom pushbuttons Ø40mm maintained red Pull release | MUSHROOM PUSHB P9MET4RN1
1SFA184062R9002 | P9MET4VN1 | Active | 7320500521328 | 22.76 | 1 | 10 | stuk | P9ME | BE31220 | SP (Control general) | stuk | MUSHROOM PUSHB P9MET4VN1 | Bouton poussoir coup de poing Ø40mm maintenu vert Déverrouillage tractive | Mushroom pushbuttons Ø40mm maintained green Pull release | MUSHROOM PUSHB P9MET4VN1
1SFA184063R9003 | P9MET4GN1 | Active | 7320500521335 | 22.76 | 1 | 10 | stuk | P9ME | BE31220 | SP (Control general) | stuk | MUSHROOM PUSHB P9MET4GN1 | Bouton poussoir coup de poing Ø40mm maintenu jaune Déverrouillage tractive | Mushroom pushbuttons Ø40mm maintained yellow Pull release | MUSHROOM PUSHB P9MET4GN1
1SFA184070R9001 | P9MER3RN | Active | 7320500521342 | 21.63 | 1 | 10 | stuk | P9ME | BE31220 | SP (Control general) | stuk | MUSHROOM PUSHB P9MER3RN | Bouton poussoir coup de poing Ø28mm maintenu rouge Libération de torsion | Mushroom pushbuttons Ø28mm maintained red twist release | MUSHROOM PUSHB P9MER3RN
1SFA184071R9001 | P9MER4RN | Active | 7320500521359 | 22.76 | 1 | 10 | stuk | P9ME | BE31220 | SP (Control general) | stuk | MUSHROOM PUSHB P9MER4RN | Bouton poussoir coup de poing Ø40mm maintenu Tournez la libération | Mushroom pushbuttons Ø40mm maintained Twist release | MUSHROOM PUSHB P9MER4RN
1SFA184073R9001 | P9MEC4RN95 | Active | 7320500521366 | 45.53 | 1 | 10 | stuk | P9ME | BE31220 | SP (Control general) | stuk | PaddestoelØ40mm ontgrend.sleutel 95 | Bouton poussoir coup de poing Ø40mm code clé 95 | Mushroom pushbuttons Ø40mm release with key 95 | KEY MUSHROOM P9MEC4RN95
1SFA184110R9006 | P9MSMD0N | Active | 7320500521373 | 16.59 | 1 | 10 | stuk | P9MS | BE31220 | SP (Control general) | stuk | 2 posities kort hendel Cam Fct D | Commutateurs sélecteurs Manche court 2 positions Fonction cam D | Selector switches 2 position shorthandle Cam function D | SELECTOR SWITCH P9MSMD0N
1SFA184111R9001 | P9MSMD0R | Active | 7320500521380 | 13.96 | 1 | 10 | stuk | P9MS | BE31220 | SP (Control general) | stuk | 2 posities kort hendel rood Cam Fct D | Commutateurs sélecteurs Manche court 2 positions rouge Fonction cam D | Selector switches 2 position shorthandle red Cam function D | SELECTOR SWITCH P9MSMD0R
1SFA184120R9006 | P9MSMI0N | Active | 7320500521397 | 13.96 | 1 | 10 | stuk | P9MS | BE31220 | SP (Control general) | stuk | 2 posities kort hendel Cam Fct I B-C | Commutateurs sélecteurs Manche court 2 positions Fonction cam I B-C | P9M Befehls-und Meldegeräte Metall | SELECTOR SWITCH P9MSMI0N
1SFA184123R9003 | P9MSMI0G | Active | 7320500521403 | 16.59 | 1 | 10 | stuk | P9MS | BE31220 | SP (Control general) | stuk | SELECTOR SWITCH P9MSMI0G | Commutateurs sélecteurs Manche court 2 positions jaune Fonction cam I B-C | Selector switches 2 position shorthandle, yellow Cam function I B-C | SELECTOR SWITCH P9MSMI0G
1SFA184140R9006 | P9MSMD5N | Active | 7320500521410 | 16.59 | 1 | 10 | stuk | P9MS | BE31220 | SP (Control general) | stuk | 2 posities kort hendel Cam Fct D A<-C | Commutateurs sélecteurs Fonction cam D A<-C | Selector switches 2 position shorthandle Cam function D A<-C | SELECTOR SWITCH P9MSMD5N
1SFA184141R9001 | P9MSMD5R | Active | 7320500521427 | 16.59 | 1 | 10 | stuk | P9MS | BE31220 | SP (Control general) | stuk | SELECTOR SWITCH P9MSMD5R | Commutateurs sélecteurs Manche court 2 positions rouge Fonction cam D A<-C | Selector switches 2 position shorthandle red Cam function D A<-C | SELECTOR SWITCH P9MSMD5R
1SFA184143R9003 | P9MSMD5G | Active | 7320500521434 | 16.59 | 1 | 10 | stuk | P9MS | BE31220 | SP (Control general) | stuk | SELECTOR SWITCH P9MSMD5G | Commutateurs sélecteurs Manche court 2 positions jaune Fonction cam D A<-C | Selector switches 2 position shorthandle yellow Cam function D A<-C | SELECTOR SWITCH P9MSMD5G
1SFA184150R9006 | P9MSMI5N | Active | 7320500521441 | 16.59 | 1 | 10 | stuk | P9MS | BE31220 | SP (Control general) | stuk | 2 posities kort hendel Cam Fct I B<-C | Commutateurs sélecteurs Manche court 2 positions Fonction cam I B<-C | Selector switches 2 position shorthandle Cam function I B<-C | SELECTOR SWITCH P9MSMI5N
1SFA184151R9001 | P9MSMI5R | Active | 7320500521458 | 16.59 | 1 | 10 | stuk | P9MS | BE31220 | SP (Control general) | stuk | SELECTOR SWITCH P9MSMI5R | Commutateurs sélecteurs Manche court 2 positions rouge Fonction cam I B<-C | Selector switches 2 position shorthandle red Cam function I B<-C | SELECTOR SWITCH P9MSMI5R
1SFA184152R9002 | P9MSMI5V | Active | 7320500521465 | 16.59 | 1 | 10 | stuk | P9MS | BE31220 | SP (Control general) | stuk | SELECTOR SWITCH P9MSMI5V | Commutateurs sélecteurs Manche court 2 positions vert Fonction cam I B<-C | Selector switches 2 position shorthandle green Cam function I B<-C | SELECTOR SWITCH P9MSMI5V
1SFA184200R9006 | P9MSMZ0N | Active | 7320500521472 | 16.59 | 1 | 10 | stuk | P9MS | BE31220 | SP (Control general) | stuk | 3 posities kort hendel Cam Fct Z A-B-C | Commutateurs sélecteurs Manche court 3 positions A-B-C Fonction cam Z | Selector switches 3 position shorthandle Cam function Z A-B-C | SELECTOR SWITCH P9MSMZ0N
1SFA184201R9001 | P9MSMZ0R | Active | 7320500521489 | 16.59 | 1 | 10 | stuk | P9MS | BE31220 | SP (Control general) | stuk | SELECTOR SWITCH P9MSMZ0R | Commutateurs sélecteurs Manche court 3 positions rouge A-B-C Fonction cam Z | Selector switches 3 position shorthandle red Cam function Z A-B-C | SELECTOR SWITCH P9MSMZ0R
1SFA184240R9006 | P9MSMZ1N | Active | 7320500521496 | 16.59 | 1 | 10 | stuk | P9MS | BE31220 | SP (Control general) | stuk | SELECTOR SWITCH P9MSMZ1N | Commutateurs sélecteurs Manche court 3 positions A->B-C Fonction cam Z | Selector switches 3 position shorthandle Cam function Z A->B-C | SELECTOR SWITCH P9MSMZ1N
1SFA184241R9001 | P9MSMZ1R | Active | 7320500521502 | 16.59 | 1 | 10 | stuk | P9MS | BE31220 | SP (Control general) | stuk | SELECTOR SWITCH P9MSMZ1R | Commutateurs sélecteurs Manche court 3 positions rouge A->B-C Fonction cam Z | Selector switches 3 position shorthandle red Cam function Z A->B-C | SELECTOR SWITCH P9MSMZ1R
1SFA184280R9006 | P9MSMZ5N | Active | 7320500521519 | 16.59 | 1 | 10 | stuk | P9MS | BE31220 | SP (Control general) | stuk | SELECTOR SWITCH P9MSMZ5N | Commutateurs sélecteurs Manche court 3 positions A-B<-C Fonction cam Z | Selector switches 3 position shorthandle Cam function Z A-B<-C | SELECTOR SWITCH P9MSMZ5N
1SFA184320R9006 | P9MSMZ3N | Active | 7320500521526 | 16.59 | 1 | 10 | stuk | P9MS | BE31220 | SP (Control general) | stuk | SELECTOR SWITCH P9MSMZ3N | Commutateurs sélecteurs Manche court 3 positions A->B<-C Fonction cam Z | Selector switches 3 position shorthandle Cam function Z A->B<-C | SELECTOR SWITCH P9MSMZ3N
1SFA184321R9001 | P9MSMZ3R | Active | 7320500521533 | 16.59 | 1 | 10 | stuk | P9MS | BE31220 | SP (Control general) | stuk | SELECTOR SWITCH P9MSMZ3R | Commutateurs sélecteurs Manche court 3 positions rouge A->B<-C Fonction cam Z | Selector switches 3 position shorthandle red Cam function Z A->B<-C | SELECTOR SWITCH P9MSMZ3R
1SFA184340R9006 | P9MSMX5N | Active | 7320500521540 | 17.41 | 1 | 10 | stuk | P9MS | BE31220 | SP (Control general) | stuk | SELECTOR SWITCH P9MSMX5N | Commutateurs de sélection Manche court 4 positions Fonction cam X A-B-C<-D | Selector switches 4 position shorthandle Cam function X A-B-C<-D | SELECTOR SWITCH P9MSMX5N
1SFA184350R9006 | P9MSMY0N | Active | 7320500521557 | 18.26 | 1 | 10 | stuk | P9MS | BE31220 | SP (Control general) | stuk | SELECTOR SWITCH P9MSMY0N | Commutateurs de sélection Manche court 5 positions Fonction cam Y A-B-C-D-E | Selector switches 5 position shorthandle Cam function Y A-B-C-D-E | SELECTOR SWITCH P9MSMY0N
1SFA184351R9001 | P9MSMY0R | Active | 7320500521564 | 18.26 | 1 | 10 | stuk | P9MS | BE31220 | SP (Control general) | stuk | SELECTOR SWITCH P9MSMY0R | Commutateurs de sélection Manche court 5 positions, rouge Fonction cam Y A-B-C-D-E | Selector switches 5 position shorthandle Cam function Y A-B-C-D-E | SELECTOR SWITCH P9MSMY0R
1SFA184360R9006 | P9MSMW0N | Active | 7320500521571 | 18.26 | 1 | 10 | stuk | P9MS | BE31220 | SP (Control general) | stuk | SELECTOR SWITCH P9MSMW0N | Commutateurs de sélection Manche court 5 positions Fonction cam W A-B-C-D-E | Selector switches 5 position shorthandle Cam function W A-B-C-D-E | SELECTOR SWITCH P9MSMW0N
1SFA184370R9006 | P9MSVD0N | Active | 7320500521588 | 16.59 | 1 | 10 | stuk | P9MS | BE31220 | SP (Control general) | stuk | 2 posities lang hendel Cam Fct D A-C | Commutateurs sélecteurs Manche long 2 positions Fonction cam D A-C | Selector switches 2 position longhandle Cam function D A-C | SELECTOR SWITCH P9MSVD0N
1SFA184371R9006 | P9MSVI0N | Active | 7320500521595 | 16.59 | 1 | 10 | stuk | P9MS | BE31220 | SP (Control general) | stuk | 2 posities lang hendel Cam Fct I B-C | Commutateurs sélecteurs Manche long 2 positions Fonction cam I B-C | Selector switches 2 position longhandle Cam function I B-C | SELECTOR SWITCH P9MSVI0N
1SFA184373R9006 | P9MSVD5N | Active | 7320500521601 | 16.59 | 1 | 10 | stuk | P9MS | BE31220 | SP (Control general) | stuk | 2 posities lang hendel Cam Fct D A<-C | Commutateurs sélecteurs Manche long 2 positions Fonction cam D A<-C | Selector switches 2 position longhandle Cam function D A<-C | SELECTOR SWITCH P9MSVD5N
1SFA184374R9006 | P9MSVI5N | Active | 7320500521618 | 23.85 | 1 | 10 | stuk | P9MS | BE31220 | SP (Control general) | stuk | 2 posities lang hendel Cam Fct I B<-C | Commutateurs sélecteurs Manche long 2 positions Fonction cam I B<-C | Selector switches 2 position longhandle Cam function I B<-C | SELECTOR SWITCH P9MSVI5N
1SFA184379R9006 | P9MSVZ0N | Active | 7320500521625 | 23.85 | 1 | 10 | stuk | P9MS | BE31220 | SP (Control general) | stuk | 3 posities lang hendel Cam Fct Z A-B-C | Commutateurs sélecteurs Manche long 3 positions Fonction cam Z A-B-C | Selector switches 3 position longhandle Cam function Z A-B-C | SELECTOR SWITCH P9MSVZ0N
1SFA184383R9006 | P9MSVZ1N | Active | 7320500521632 | 23.85 | 1 | 10 | stuk | P9MS | BE31220 | SP (Control general) | stuk | SELECTOR SWITCH P9MSVZ1N | Commutateurs sélecteurs Manche long 3 positions Fonction cam Z A->B-C | Selector switches 3 position longhandle Cam function Z A->B-C | SELECTOR SWITCH P9MSVZ1N
1SFA184387R9006 | P9MSVZ5N | Active | 7320500521649 | 23.85 | 1 | 10 | stuk | P9MS | BE31220 | SP (Control general) | stuk | SELECTOR SWITCH P9MSVZ5N | Commutateurs sélecteurs Manche long 3 positions Fonction cam Z A-B<-C | Selector switches 3 position longhandle Cam function Z A-B<-C | SELECTOR SWITCH P9MSVZ5N
1SFA184391R9006 | P9MSVZ3N | Active | 7320500521656 | 23.85 | 1 | 10 | stuk | P9MS | BE31220 | SP (Control general) | stuk | SELECTOR SWITCH P9MSVZ3N | Commutateurs sélecteurs Manche long 3 positions Fonction cam Z A->B<-C | Selector switches 3 position longhandle Cam function Z A->B<-C | SELECTOR SWITCH P9MSVZ3N
1SFA184392R9006 | P9MSVX0N | Active | 7320500521663 | 25.02 | 1 | 10 | stuk | P9MS | BE31220 | SP (Control general) | stuk | 4 posities lang hendel Cam FctxA-B-C-D | Commutateurs de sélection Manche long 4 positions Fonction cam X A-B-C-D | Selector switches 4 position longhandle Cam function X A-B-C-D | SELECTOR SWITCH P9MSVX0N
1SFA184393R9006 | P9MSVX5N | Active | 7320500521670 | 25.02 | 1 | 10 | stuk | P9MS | BE31220 | SP (Control general) | stuk | SELECTOR SWITCH P9MSVX5N | Commutateurs de sélection Manche long 4 positions Fonction cam X A-B-C<-D | Selector switches 4 position longhandle Cam function X A-B-C<-D | SELECTOR SWITCH P9MSVX5N
1SFA184397R9006 | P9MSMX0N | Active | 7320500521687 | 17.41 | 1 | 10 | stuk | P9MS | BE31220 | SP (Control general) | stuk | 4 posities kort hendel Cam FctxA-B-C-D | Commutateurs de sélection Manche court 4 positions Fonction cam X A-B-C-D | Selector switches 4 position shorthandle Cam function X A-B-C-D | SELECTOR SWITCH P9MSMX0N
1SFA184400R9006 | P9MSCD0A95 | Active | 7320500521694 | 42.05 | 1 | 10 | stuk | P9MSC | BE31220 | SP (Control general) | stuk | SELECTOR SWITCH P9MSCD0A95 | Commutateur à clef 2 positions, code clé 95 Retrait de la clé, pos A A-C | Key-operated selector switches 2-position, key code 95 Key removal, position A A-C | SELECTOR SWITCH P9MSCD0A95
1SFA184401R9006 | P9MSCD0E95 | Active | 7320500521700 | 42.05 | 1 | 10 | stuk | P9MSC | BE31220 | SP (Control general) | stuk | SELECTOR SWITCH P9MSCD0E95 | Commutateur à clef 2 positions, code clé 95 Retrait de la clé, pos C A-C | Key-operated selector switches 2-position, key code 95 Key removal, position C A-C | SELECTOR SWITCH P9MSCD0E95
1SFA184402R9006 | P9MSCD0K95 | Active | 7320500521717 | 42.05 | 1 | 10 | stuk | P9MSC | BE31220 | SP (Control general) | stuk | SELECTOR SWITCH P9MSCD0K95 | Commutateur à clef 2 positions, code clé 95 Retrait de la clé, pos A&C A-C | Key-operated selector switches 2-position, key code 95 Key removal, position A&C A-C | SELECTOR SWITCH P9MSCD0K95
1SFA184403R9006 | P9MSCI0C95 | Active | 7320500521724 | 42.05 | 1 | 10 | stuk | P9MSC | BE31220 | SP (Control general) | stuk | SELECTOR SWITCH P9MSCI0C95 | Commutateur à clef 2 positions, code clé 95 Retrait de la clé, pos B B-C | Key-operated selector switches 2-position, key code 95 Key removal, position B B-C | SELECTOR SWITCH P9MSCI0C95
1SFA184404R9006 | P9MSCI0E95 | Active | 7320500521731 | 46.71 | 1 | 10 | stuk | P9MSC | BE31220 | SP (Control general) | stuk | SELECTOR SWITCH P9MSCI0E95 | Commutateur à clef 2 positions, code clé 95 Retrait de la clé, pos C B-C | Key-operated selector switches 2-position, key code 95 Key removal, position C B-C | SELECTOR SWITCH P9MSCI0E95
1SFA184405R9006 | P9MSCI0N95 | Active | 7320500521748 | 42.05 | 1 | 10 | stuk | P9MSC | BE31220 | SP (Control general) | stuk | SELECTOR SWITCH P9MSCI0N95 | Commutateur à clef 2 positions, code clé 95 Retrait de la clé, pos B&C B-C | Key-operated selector switches 2-position, key code 95 Key removal, position B&C B-C | SELECTOR SWITCH P9MSCI0N95
1SFA184409R9006 | P9MSCD5A95 | Active | 7320500521755 | 49.94 | 1 | 10 | stuk | P9MSC | BE31220 | SP (Control general) | stuk | SELECTOR SWITCH P9MSCD5A95 | Commutateur à clef 2 positions, code clé 95 Retrait de la clé, pos A A<-C | Key-operated selector switches 2-position, key code 95 Key removal, position A A<-C | SELECTOR SWITCH P9MSCD5A95
1SFA184410R9006 | P9MSCI5C95 | Active | 7320500521762 | 49.94 | 1 | 10 | stuk | P9MSC | BE31220 | SP (Control general) | stuk | SELECTOR SWITCH P9MSCI5C95 | Commutateur à clef 2 positions, code clé 95 Retrait de la clé, pos B B<-C | Key-operated selector switches 2-position, key code 95 Key removal, position B B<-C | SELECTOR SWITCH P9MSCI5C95
1SFA184433R9006 | P9MSCZ0A95 | Active | 7320500521779 | 43.94 | 1 | 10 | stuk | P9MSC | BE31220 | SP (Control general) | stuk | SELECTOR SWITCH P9MSCZ0A95 | Commutateur à clef 3 positions, code clé 95 Retrait de la clé, pos A A-B-C | Key-operated selector switches 3-position, key code 95 Key removal, position A A-B-C | SELECTOR SWITCH P9MSCZ0A95
1SFA184434R9006 | P9MSCZ0C95 | Active | 7320500521786 | 43.94 | 1 | 10 | stuk | P9MSC | BE31220 | SP (Control general) | stuk | SELECTOR SWITCH P9MSCZ0C95 | Commutateur à clef 3 positions, code clé 95 Retrait de la clé, pos B A-B-C | Key-operated selector switches 3-position, key code 95 Key removal, position B A-B-C | SELECTOR SWITCH P9MSCZ0C95
1SFA184436R9006 | P9MSCZ0H95 | Active | 7320500521793 | 43.94 | 1 | 10 | stuk | P9MSC | BE31220 | SP (Control general) | stuk | SELECTOR SWITCH P9MSCZ0H95 | Commutateur à clef 3 positions, code clé 95 Retrait de la clé, pos A&B A-B-C | Key-operated selector switches 3-position, key code 95 Key removal, position A&B A-B-C | SELECTOR SWITCH P9MSCZ0H95
1SFA184438R9006 | P9MSCZ0N95 | Active | 7320500521809 | 43.94 | 1 | 10 | stuk | P9MSC | BE31220 | SP (Control general) | stuk | SELECTOR SWITCH P9MSCZ0N95 | Commutateur à clef 3 positions, code clé 95 Retrait de la clé, pos B&C A-B-C | Key-operated selector switches 3-position, key code 95 Key removal, position C A-B-C | SELECTOR SWITCH P9MSCZ0N95
1SFA184439R9006 | P9MSCZ0T95 | Active | 7320500521816 | 52.16 | 1 | 10 | stuk | P9MSC | BE31220 | SP (Control general) | stuk | SELECTOR SWITCH P9MSCZ0T95 | Commutateur à clef 3 positions, code clé 95 Retrait des clés, toutes positions A-B-C | Key-operated selector switches 3-position, key code 95 Key removal, all position A-B-C | SELECTOR SWITCH P9MSCZ0T95
1SFA184449R9006 | P9MSCZ1C95 | Active | 7320500521823 | 43.94 | 1 | 10 | stuk | P9MSC | BE31220 | SP (Control general) | stuk | SELECTOR SWITCH P9MSCZ1C95 | Commutateur à clef 3 positions, code clé 95 Retrait de la clé, pos B A->B-C | Key-operated selector switches 3-position, key code 95 Key removal, position B A->B-C | SELECTOR SWITCH P9MSCZ1C95
1SFA184451R9006 | P9MSCZ1N95 | Active | 7320500521830 | 43.94 | 1 | 10 | stuk | P9MSC | BE31220 | SP (Control general) | stuk | SELECTOR SWITCH P9MSCZ1N95 | Commutateur à clef 3 positions, code clé 95 Retrait de la clé, pos A&C A->B-C | Key-operated selector switches 3-position, key code 95 Key removal, position A&C A->B-C | SELECTOR SWITCH P9MSCZ1N95
1SFA184461R9006 | P9MSCZ5A95 | Active | 7320500521847 | 43.94 | 1 | 10 | stuk | P9MSC | BE31220 | SP (Control general) | stuk | SELECTOR SWITCH P9MSCZ5A95 | Commutateur à clef 3 positions, code clé 95 Retrait de la clé, pos A A-B<-C | Key-operated selector switches 3-position, key code 95 Key removal, position A A-B<-C | SELECTOR SWITCH P9MSCZ5A95
1SFA184462R9006 | P9MSCZ5C95 | Active | 7320500521854 | 43.94 | 1 | 10 | stuk | P9MSC | BE31220 | SP (Control general) | stuk | SELECTOR SWITCH P9MSCZ5C95 | Commutateur à clef 3 positions, code clé 95 Retrait de la clé, pos B A-B<-C | Key-operated selector switches 3-position, key code 95 Key removal, position B A-B<-C | SELECTOR SWITCH P9MSCZ5C95
1SFA184463R9006 | P9MSCZ5H95 | Active | 7320500521861 | 52.16 | 1 | 10 | stuk | P9MSC | BE31220 | SP (Control general) | stuk | SELECTOR SWITCH P9MSCZ5H95 | Commutateur à clef 3 positions, code clé 95 Retrait de la clé, pos A & B A-B<-C | Key-operated selector switches 3-position, key code 95 Key removal, position A & B A-B<-C | SELECTOR SWITCH P9MSCZ5H95
1SFA184467R9006 | P9MSCZ3C95 | Active | 7320500521878 | 52.16 | 1 | 10 | stuk | P9MSC | BE31220 | SP (Control general) | stuk | SELECTOR SWITCH P9MSCZ3C95 | Commutateur à clef 3 positions, code clé 95 Retrait des clés, pos B A->B<-C | Key-operated selector switches 3-position, key code 95 Key removal, pos B A->B<-C | SELECTOR SWITCH P9MSCZ3C95
1SFA184468R9006 | P9MSCX0A95 | Active | 7320500521885 | 45.49 | 1 | 10 | stuk | P9MSC | BE31220 | SP (Control general) | stuk | SELECTOR SWITCH P9MSCX0A95 | Commutateur à clef 4 positions, code clé 95 Retrait de la clé, pos A | Key-operated selector switches 4-position, key code 95 Key removal, pos A | SELECTOR SWITCH P9MSCX0A95
1SFA184482R9006 | P9MSCX0Z95 | Active | 7320500521892 | 45.49 | 1 | 10 | stuk | P9MSC | BE31220 | SP (Control general) | stuk | SELECTOR SWITCH P9MSCX0Z95 | Commutateur à clef 4 positions, code clé 95 Retrait des clés, toutes positions | Key-operated selector switches 4-position, key code 95 Key removal, all position | SELECTOR SWITCH P9MSCX0Z95
1SFA184491R9101 | P9MPLRGD | Active | 7320500521908 | 12.42 | 1 | 10 | stuk | P9MP | BE31220 | SP (Control general) | stuk | P9MP verlicht N terugveer rood | Boutton poussoir saillant lumineux Momentanée rouge | Illuminated pushbuttons momentary red Flush, plastic lens | PUSHBUTTON P9MPLRGD
1SFA184492R9102 | P9MPLVGD | Active | 7320500521915 | 12.42 | 1 | 10 | stuk | P9MP | BE31220 | SP (Control general) | stuk | P9MP verlicht N terugveer groen | Boutton poussoir saillant lumineux Momentanée vert | Illuminated pushbuttons momentary green Flush, plastic lens | PUSHBUTTON P9MPLVGD
1SFA184493R9103 | P9MPLGGD | Active | 7320500521922 | 12.42 | 1 | 10 | stuk | P9MP | BE31220 | SP (Control general) | stuk | P9MP verlicht N terugveer geel | Boutton poussoir saillant lumineux Momentanée jaune | Illuminated pushbuttons momentary yellow Flush, plastic lens | PUSHBUTTON P9MPLGGD
1SFA184495R9109 | P9MPLAGD | Active | 7320500521939 | 11.82 | 1 | 10 | stuk | P9MP | BE31220 | SP (Control general) | stuk | P9MP verlicht N terugveer oranje | Boutton poussoir saillant lumineux Momentanée orange | Illuminated pushbuttons momentary orange Flush, plastic lens | PUSHBUTTON P9MPLAGD
1SFA184496R9104 | P9MPLLGD | Active | 7320500521946 | 12.42 | 1 | 10 | stuk | P9MP | BE31220 | SP (Control general) | stuk | P9MP verlicht N terugveer blauw | Boutton poussoir saillant lumineux Momentanée bleue | Illuminated pushbuttons momentary bleu Flush, plastic lens | PUSHBUTTON P9MPLLGD
1SFA184497R9105 | P9MPLBGD | Active | 7320500521953 | 12.42 | 1 | 10 | stuk | P9MP | BE31220 | SP (Control general) | stuk | P9MP verlicht N terugveer wit | Boutton poussoir saillant lumineux Momentanée blanche | Illuminated pushbuttons momentary white Flush, plastic lens | PUSHBUTTON P9MPLBGD
1SFA184498R9108 | P9MPLIGD | Active | 7320500521960 | 12.42 | 1 | 10 | stuk | P9MP | BE31220 | SP (Control general) | stuk | P9MP verlicht N terugveer helder | Boutton poussoir saillant lumineux Momentanée clear | Illuminated pushbuttons momentary clear Flush, plastic lens | PUSHBUTTON P9MPLIGD
1SFA184501R9101 | P9MPLRSD | Active | 7320500521977 | 12.42 | 1 | 10 | stuk | P9MP | BE31220 | SP (Control general) | stuk | Verlichte N terugveer rood Verhoogde drukknop | Boutton poussoir saillant lumineux Momentanée rouge Bouton poussoir surélevé | Illuminated pushbuttons momentary red Extended, plastic lens | PUSHBUTTON P9MPLRSD
1SFA184502R9102 | P9MPLVSD | Active | 7320500521984 | 12.42 | 1 | 10 | stuk | P9MP | BE31220 | SP (Control general) | stuk | PUSHBUTTON P9MPLVSD | Boutton poussoir saillant lumineux Momentanée vert Bouton poussoir surélevé | Illuminated pushbuttons momentary green Extended, plastic lens | PUSHBUTTON P9MPLVSD
1SFA184503R9103 | P9MPLGSD | Active | 7320500521991 | 12.42 | 1 | 10 | stuk | P9MP | BE31220 | SP (Control general) | stuk | Verlichte N terugveer geel Verhoogde drukknop | Boutton poussoir saillant lumineux Momentanée jaune Bouton poussoir surélevé | Illuminated pushbuttons momentary yellow Extended, plastic lens | PUSHBUTTON P9MPLGSD
1SFA184505R9109 | P9MPLASD | Active | 7320500522004 | 12.42 | 1 | 10 | stuk | P9MP | BE31220 | SP (Control general) | stuk | PUSHBUTTON P9MPLASD | Boutton poussoir saillant lumineux Momentanée orange Bouton poussoir surélevé | Illuminated pushbuttons momentary orange Extended, plastic lens | PUSHBUTTON P9MPLASD
1SFA184506R9104 | P9MPLLSD | Active | 7320500522011 | 12.42 | 1 | 10 | stuk | P9MP | BE31220 | SP (Control general) | stuk | PUSHBUTTON P9MPLLSD | Boutton poussoir saillant lumineux Momentanée bleue Bouton poussoir surélevé | Illuminated pushbuttons momentary bleu Extended, plastic lens | PUSHBUTTON P9MPLLSD
1SFA184507R9105 | P9MPLBSD | Active | 7320500522028 | 12.42 | 1 | 10 | stuk | P9MP | BE31220 | SP (Control general) | stuk | Verlichte N terugveer wit Verhoogde drukknop | Boutton poussoir saillant lumineux Momentanée blanche Bouton poussoir surélevé | Illuminated pushbuttons momentary white Extended, plastic lens | PUSHBUTTON P9MPLBSD
1SFA184521R9101 | P9MPLRGV | Active | 7320500522035 | 83.93 | 1 | 10 | stuk | P9MP | BE31220 | SP (Control general) | stuk | Verlichte N terugveer rood Glazen lens | Boutton poussoir saillant lumineux Momentanée rouge Lentille en verre | Illuminated pushbuttons momentary red Flush, glass lens | PUSHBUTTON P9MPLRGV
1SFA184522R9102 | P9MPLVGV | Active | 7320500522042 | 83.93 | 1 | 10 | stuk | P9MP | BE31220 | SP (Control general) | stuk | Verlichte N terugveer groen Glazen lens | Boutton poussoir saillant lumineux Momentanée vert Lentille en verre | P9MPLVGV Druckt. flach grün bel. Glas Metall, tastend, beleuchtbar, Glas-Linse | PUSHBUTTON P9MPLVGV
1SFA184523R9103 | P9MPLGGV | Active | 7320500522059 | 83.93 | 1 | 10 | stuk | P9MP | BE31220 | SP (Control general) | stuk | Verlichte N terugveer geel Glazen lens | Boutton poussoir saillant lumineux Momentanée jaune Lentille en verre | P9MPLGGV Druckt. flach gelb bel. Glas Metall, tastend, beleuchtbar, Glas-Linse | PUSHBUTTON P9MPLGGV
1SFA184526R9104 | P9MPLLGV | Active | 7320500522066 | 83.93 | 1 | 10 | stuk | P9MP | BE31220 | SP (Control general) | stuk | Verlichte N terugveer blauw Glazen lens | Boutton poussoir saillant lumineux Momentanée bleue Lentille en verre | P9MPLLGV Druckt. flach blau bel. Glas Metall, tastend, beleuchtbar, Glas-Linse | PUSHBUTTON P9MPLLGV
1SFA184527R9105 | P9MPLBGV | Active | 7320500522073 | 83.93 | 1 | 10 | stuk | P9MP | BE31220 | SP (Control general) | stuk | Verlichte N terugveer wit Glazen lens | Boutton poussoir saillant lumineux Momentanée blanche Lentille en verre | P9MPLBGV Druckt. flach weiß bel. Glas Metall, tastend, beleuchtbar. Glas-Linse | PUSHBUTTON P9MPLBGV
1SFA184551R9101 | P9MEM4RL | Active | 7320500524909 | 14.66 | 1 | 10 | stuk | P9ME | BE31220 | SP (Control general) | stuk | Verlichte paddestoelØ40mm terug verend rood | Bouton poussoir coup de poing, lumineux Ø40mm momentanée rouge | Illuminated mushroom pushbuttons Ø40mm momentary red | MUSHROOM PUSHB P9MEM4RL
1SFA184552R9102 | P9MEM4VL | Active | 7320500522097 | 14.66 | 1 | 10 | stuk | P9ME | BE31220 | SP (Control general) | stuk | Verlichte paddestoelØ40mm terug verend groen | Bouton poussoir coup de poing, lumineux Ø40mm momentanée vert | Illuminated mushroom pushbuttons Ø40mm momentary green | MUSHROOM PUSHB P9MEM4VL
1SFA184553R9103 | P9MEM4GL | Active | 7320500522103 | 14.66 | 1 | 10 | stuk | P9ME | BE31220 | SP (Control general) | stuk | Verlichte paddestoelØ40mm terug verend geel | Bouton poussoir coup de poing, lumineux Ø40mm momentanée jaune | Illuminated mushroom pushbuttons Ø40mm momentary yellow | MUSHROOM PUSHB P9MEM4GL
1SFA184556R9104 | P9MEM4LL | Active | 7320500522110 | 14.66 | 1 | 10 | stuk | P9ME | BE31220 | SP (Control general) | stuk | Verlichte paddestoelØ40mm terug verend blauw | Bouton poussoir coup de poing, lumineux Ø40mm momentanée bleue | Illuminated mushroom pushbuttons Ø40mm momentary blue | MUSHROOM PUSHB P9MEM4LL
1SFA184561R9101 | P9MET4RL1 | Active | 7320500522127 | 22.76 | 1 | 10 | stuk | P9ME | BE31220 | SP (Control general) | stuk | MUSHROOM PUSHB P9MET4RL1 | Bouton poussoir coup de poing, lumineux Ø40mm maintenu rouge Déverrouillage tractive | Illuminated mushroom pushbuttons Ø40mm maintained red Pull release | MUSHROOM PUSHB P9MET4RL1
1SFA184562R9102 | P9MET4VL1 | Active | 7320500522134 | 22.76 | 1 | 10 | stuk | P9ME | BE31220 | SP (Control general) | stuk | MUSHROOM PUSHB P9MET4VL1 | Bouton poussoir coup de poing, lumineux Ø40mm maintenu vert Déverrouillage tractive | Illuminated mushroom pushbuttons Ø40mm maintained green Pull release | MUSHROOM PUSHB P9MET4VL1
1SFA184563R9103 | P9MET4GL1 | Active | 7320500522141 | 22.76 | 1 | 10 | stuk | P9ME | BE31220 | SP (Control general) | stuk | MUSHROOM PUSHB P9MET4GL1 | Bouton poussoir coup de poing, lumineux Ø40mm maintenu jaune Déverrouillage tractive | Illuminated mushroom pushbuttons Ø40mm maintained yellow Pull release | MUSHROOM PUSHB P9MET4GL1
1SFA184566R9104 | P9MET4LL1 | Active | 7320500522158 | 22.76 | 1 | 10 | stuk | P9ME | BE31220 | SP (Control general) | stuk | MUSHROOM PUSHB P9MET4LL1 | Bouton poussoir coup de poing, lumineux Ø40mm maintenu bleue Déverrouillage tractive | Illuminated mushroom pushbuttons Ø40mm maintained blue Pull release | MUSHROOM PUSHB P9MET4LL1
1SFA184591R9101 | P9MSLD0R | Active | 7320500522165 | 18.42 | 1 | 10 | stuk | P9MS | BE31220 | SP (Control general) | stuk | SELECTOR SWITCH P9MSLD0R | Commutateurs sélecteurs lumineux Manche court 2 positions rouge Fonction cam D | Illuminated Selector switches 2 position shorthandle red Cam function D | SELECTOR SWITCH P9MSLD0R
1SFA184592R9102 | P9MSLD0V | Active | 7320500522172 | 18.42 | 1 | 10 | stuk | P9MS | BE31220 | SP (Control general) | stuk | SELECTOR SWITCH P9MSLD0V | Commutateurs sélecteurs lumineux Manche court 2 positions vert Fonction cam D | Illuminated Selector switches 2 position shorthandle green Cam function D | SELECTOR SWITCH P9MSLD0V
1SFA184593R9103 | P9MSLD0G | Active | 7320500522189 | 21.87 | 1 | 10 | stuk | P9MS | BE31220 | SP (Control general) | stuk | SELECTOR SWITCH P9MSLD0G | Commutateurs sélecteurs lumineux Manche court 2 positions jaune Fonction cam D | Illuminated Selector switches 2 position shorthandle yellow Cam function D | SELECTOR SWITCH P9MSLD0G
1SFA184595R9109 | P9MSLD0A | Active | 7320500522196 | 18.42 | 1 | 10 | stuk | P9MS | BE31220 | SP (Control general) | stuk | SELECTOR SWITCH P9MSLD0A | Commutateurs sélecteurs lumineux Manche court 2 positions orange Fonction cam D | Illuminated Selector switches 2 position shorthandle orange Cam function D | SELECTOR SWITCH P9MSLD0A
1SFA184596R9104 | P9MSLD0L | Active | 7320500522202 | 21.87 | 1 | 10 | stuk | P9MS | BE31220 | SP (Control general) | stuk | SELECTOR SWITCH P9MSLD0L | Commutateurs sélecteurs lumineux Manche court 2 positions bleue Fonction cam D | Illuminated Selector switches 2 position shorthandle blue Cam function D | SELECTOR SWITCH P9MSLD0L
1SFA184597R9105 | P9MSLD0B | Active | 7320500522219 | 18.42 | 1 | 10 | stuk | P9MS | BE31220 | SP (Control general) | stuk | SELECTOR SWITCH P9MSLD0B | Commutateurs sélecteurs lumineux Manche court 2 positions blanche Fonction cam D | Illuminated Selector switches 2 position shorthandle white Cam function D | SELECTOR SWITCH P9MSLD0B
1SFA184598R9108 | P9MSLD0I | Active | 7320500522226 | 21.87 | 1 | 10 | stuk | P9MS | BE31220 | SP (Control general) | stuk | SELECTOR SWITCH P9MSLD0I | Commutateurs sélecteurs lumineux Manche court 2 positions clear Fonction cam D | Illuminated Selector switches 2 position shorthandle clear Cam function D | SELECTOR SWITCH P9MSLD0I
1SFA184601R9101 | P9MSLZ0R | Active | 7320500522233 | 16.59 | 1 | 10 | stuk | P9MS | BE31220 | SP (Control general) | stuk | SELECTOR SWITCH P9MSLZ0R | Commutateurs sélecteurs lumineux Manche court 3 positions rouge Fonction cam Z A-B-C | Illuminated Selector switches 3 position shorthandle red Cam function Z A-B-C | SELECTOR SWITCH P9MSLZ0R
1SFA184602R9102 | P9MSLZ0V | Active | 7320500524893 | 13.96 | 1 | 10 | stuk | P9MS | BE31220 | SP (Control general) | stuk | SELECTOR SWITCH P9MSLZ0V | Commutateurs sélecteurs lumineux Manche court 3 positions vert Fonction cam Z A-B-C | Illuminated Selector switches 3 position shorthandle green Cam function Z A-B-C | SELECTOR SWITCH P9MSLZ0V
1SFA184603R9103 | P9MSLZ0G | Active | 7320500524886 | 13.96 | 1 | 10 | stuk | P9MS | BE31220 | SP (Control general) | stuk | SELECTOR SWITCH P9MSLZ0G | Commutateurs sélecteurs lumineux Manche court 3 positions jaune Fonction cam Z A-B-C | Illuminated Selector switches 3 position shorthandle yellow Cam function Z A-B-C | SELECTOR SWITCH P9MSLZ0G
1SFA184605R9109 | P9MSLZ0A | Active | 7320500522264 | 13.96 | 1 | 10 | stuk | P9MS | BE31220 | SP (Control general) | stuk | SELECTOR SWITCH P9MSLZ0A | Commutateurs sélecteurs lumineux Manche court 3 positions orange Fonction cam Z A-B-C | Illuminated Selector switches 3 position shorthandle orange Cam function Z A-B-C | SELECTOR SWITCH P9MSLZ0A
1SFA184606R9104 | P9MSLZ0L | Active | 7320500524879 | 16.59 | 1 | 10 | stuk | P9MS | BE31220 | SP (Control general) | stuk | SELECTOR SWITCH P9MSLZ0L | Commutateurs sélecteurs lumineux Manche court 3 positions bleue Fonction cam Z A-B-C | Illuminated Selector switches 3 position shorthandle blue Cam function Z A-B-C | SELECTOR SWITCH P9MSLZ0L
1SFA184607R9105 | P9MSLZ0B | Active | 7320500524862 | 13.96 | 1 | 10 | stuk | P9MS | BE31220 | SP (Control general) | stuk | SELECTOR SWITCH P9MSLZ0B | Commutateurs sélecteurs lumineux Manche court 3 positions blanche Fonction cam Z A-B-C | Illuminated Selector switches 3 position shorthandle white Cam function Z A-B-C | SELECTOR SWITCH P9MSLZ0B
1SFA184611R9101 | P9MSLZ1R | Active | 7320500522295 | 16.59 | 1 | 10 | stuk | P9MS | BE31220 | SP (Control general) | stuk | SELECTOR SWITCH P9MSLZ1R | Commutateurs sélecteurs lumineux Manche court 3 positions rouge Fonction cam Z A->B-C | Illuminated Selector switches 3 position shorthandle red Cam function Z A->B-C | SELECTOR SWITCH P9MSLZ1R
1SFA184612R9102 | P9MSLZ1V | Active | 7320500522301 | 16.59 | 1 | 10 | stuk | P9MS | BE31220 | SP (Control general) | stuk | SELECTOR SWITCH P9MSLZ1V | Commutateurs sélecteurs lumineux Manche court 3 positions vert Fonction cam Z A->B-C | Illuminated Selector switches 3 position shorthandle green Cam function Z A->B-C | SELECTOR SWITCH P9MSLZ1V
1SFA184613R9103 | P9MSLZ1G | Active | 7320500522318 | 16.59 | 1 | 10 | stuk | P9MS | BE31220 | SP (Control general) | stuk | SELECTOR SWITCH P9MSLZ1G | Commutateurs sélecteurs lumineux Manche court 3 positions jaune Fonction cam Z A->B-C | Illuminated Selector switches 3 position shorthandle yellow Cam function Z A->B-C | SELECTOR SWITCH P9MSLZ1G
1SFA184617R9105 | P9MSLZ1B | Active | 7320500522325 | 13.96 | 1 | 10 | stuk | P9MS | BE31220 | SP (Control general) | stuk | SELECTOR SWITCH P9MSLZ1B | Commutateurs sélecteurs lumineux Manche court 3 positions blanche Fonction cam Z A->B-C | Illuminated Selector switches 3 position shorthandle white Cam function Z A->B-C | SELECTOR SWITCH P9MSLZ1B
1SFA184621R9101 | P9MSLZ5R | Active | 7320500522332 | 16.59 | 1 | 10 | stuk | P9MS | BE31220 | SP (Control general) | stuk | SELECTOR SWITCH P9MSLZ5R | Commutateurs sélecteurs lumineux Manche court 3 positions rouge Fonction cam Z A-B<-C | Illuminated Selector switches 3 position shorthandle red Cam function Z A-B<-C | SELECTOR SWITCH P9MSLZ5R
1SFA184622R9102 | P9MSLZ5V | Active | 7320500522349 | 13.96 | 1 | 10 | stuk | P9MS | BE31220 | SP (Control general) | stuk | SELECTOR SWITCH P9MSLZ5V | Commutateurs sélecteurs lumineux Manche court 3 positions vert Fonction cam Z A-B<-C | Illuminated Selector switches 3 position shorthandle green Cam function Z A-B<-C | SELECTOR SWITCH P9MSLZ5V
1SFA184626R9104 | P9MSLZ5L | Active | 7320500522356 | 16.59 | 1 | 10 | stuk | P9MS | BE31220 | SP (Control general) | stuk | SELECTOR SWITCH P9MSLZ5L | Commutateurs sélecteurs lumineux Manche court 3 positions bleue Fonction cam Z A-B<-C | Illuminated Selector switches 3 position shorthandle blue Cam function Z A-B<-C | SELECTOR SWITCH P9MSLZ5L
1SFA184628R9108 | P9MSLZ5I | Active | 7320500522363 | 13.96 | 1 | 10 | stuk | P9MS | BE31220 | SP (Control general) | stuk | SELECTOR SWITCH P9MSLZ5I | Commutateurs sélecteurs lumineux Manche court 3 positions clair Fonction cam Z A-B<-C | Illuminated Selector switches 3 position shorthandle clear Cam function Z A-B<-C | SELECTOR SWITCH P9MSLZ5I
1SFA184631R9101 | P9MSLZ3R | Active | 7320500522370 | 16.59 | 1 | 10 | stuk | P9MS | BE31220 | SP (Control general) | stuk | SELECTOR SWITCH P9MSLZ3R | Commutateurs sélecteurs lumineux Manche court 3 positions rouge Fonction cam Z A->B<-C | Illuminated Selector switches 3 position shorthandle red Cam function Z A->B<-C | SELECTOR SWITCH P9MSLZ3R
1SFA184632R9102 | P9MSLZ3V | Active | 7320500524855 | 16.59 | 1 | 10 | stuk | P9MS | BE31220 | SP (Control general) | stuk | SELECTOR SWITCH P9MSLZ3V | Commutateurs sélecteurs lumineux Manche court 3 positions vert Fonction cam Z A->B<-C | Illuminated Selector switches 3 position shorthandle green Cam function Z A->B<-C | SELECTOR SWITCH P9MSLZ3V
1SFA184633R9103 | P9MSLZ3G | Active | 7320500522394 | 16.59 | 1 | 10 | stuk | P9MS | BE31220 | SP (Control general) | stuk | SELECTOR SWITCH P9MSLZ3G | Commutateurs sélecteurs lumineux Manche court 3 positions jaune Fonction cam Z A->B<-C | Illuminated Selector switches 3 position shorthandle yellow Cam function Z A->B<-C | SELECTOR SWITCH P9MSLZ3G
1SFA184635R9109 | P9MSLZ3A | Active | 7320500522400 | 16.59 | 1 | 10 | stuk | P9MS | BE31220 | SP (Control general) | stuk | SELECTOR SWITCH P9MSLZ3A | Commutateurs sélecteurs lumineux Manche court 3 positions orange Fonction cam Z A->B<-C | Illuminated Selector switches 3 position shorthandle orange Cam function Z A->B<-C | SELECTOR SWITCH P9MSLZ3A
1SFA184636R9104 | P9MSLZ3L | Active | 7320500522417 | 13.96 | 1 | 10 | stuk | P9MS | BE31220 | SP (Control general) | stuk | SELECTOR SWITCH P9MSLZ3L | Commutateurs sélecteurs lumineux Manche court 3 positions bleue Fonction cam Z A->B<-C | Illuminated Selector switches 3 position shorthandle blue Cam function Z A->B<-C | SELECTOR SWITCH P9MSLZ3L
1SFA184637R9105 | P9MSLZ3B | Active | 7320500522424 | 16.59 | 1 | 10 | stuk | P9MS | BE31220 | SP (Control general) | stuk | SELECTOR SWITCH P9MSLZ3B | Commutateurs sélecteurs lumineux Manche court 3 positions blanche Fonction cam Z A->B<-C | Illuminated Selector switches 3 position shorthandle white Cam function Z A->B<-C | SELECTOR SWITCH P9MSLZ3B
1SFA184638R9108 | P9MSLZ3I | Active | 7320500522431 | 16.59 | 1 | 10 | stuk | P9MS | BE31220 | SP (Control general) | stuk | SELECTOR SWITCH P9MSLZ3I | Commutateurs sélecteurs lumineux Manche court 3 positions clair Fonction cam Z A->B<-C | Illuminated Selector switches 3 position shorthandle clear Cam function Z A->B<-C | SELECTOR SWITCH P9MSLZ3I
1SFA184641R9101 | P9MSAD0R | Active | 7320500522448 | 21.87 | 1 | 10 | stuk | P9MS | BE31220 | SP (Control general) | stuk | SELECTOR SWITCH P9MSAD0R | Commutateurs sélecteurs lumineux Manche long 2 positions rouge Fonction cam D | Illuminated Selector switches 2 position longhandle red Cam function D | SELECTOR SWITCH P9MSAD0R
1SFA184642R9102 | P9MSAD0V | Active | 7320500524848 | 21.87 | 1 | 10 | stuk | P9MS | BE31220 | SP (Control general) | stuk | SELECTOR SWITCH P9MSAD0V | Commutateurs sélecteurs lumineux Manche long 2 positions green Fonction cam D | Illuminated Selector switches 2 position longhandle green Cam function D | SELECTOR SWITCH P9MSAD0V
1SFA184646R9104 | P9MSAD0L | Active | 7320500522462 | 21.87 | 1 | 10 | stuk | P9MS | BE31220 | SP (Control general) | stuk | SELECTOR SWITCH P9MSAD0L | Commutateurs sélecteurs lumineux Manche long 2 positions bleue Fonction cam D | Illuminated Selector switches 2 position longhandle blue Cam function D | SELECTOR SWITCH P9MSAD0L
1SFA184647R9105 | P9MSAD0B | Active | 7320500522479 | 21.87 | 1 | 10 | stuk | P9MS | BE31220 | SP (Control general) | stuk | SELECTOR SWITCH P9MSAD0B | Commutateurs sélecteurs lumineux Manche long 2 positions blanche Fonction cam D | Illuminated Selector switches 2 position longhandle white Cam function D | SELECTOR SWITCH P9MSAD0B
1SFA184652R9102 | P9MSAZ0V | Active | 7320500522486 | 21.87 | 1 | 10 | stuk | P9MS | BE31220 | SP (Control general) | stuk | SELECTOR SWITCH P9MSAZ0V | Commutateurs sélecteurs lumineux Manche long 3 positions vert Fonction cam Z A-B-C | Illuminated Selector switches 3 position longhandle green Cam function Z A-B-C | SELECTOR SWITCH P9MSAZ0V
1SFA184657R9105 | P9MSAZ0B | Active | 7320500522493 | 21.87 | 1 | 10 | stuk | P9MS | BE31220 | SP (Control general) | stuk | SELECTOR SWITCH P9MSAZ0B | Commutateurs sélecteurs lumineux Manche long 3 positions blanche Fonction cam Z A-B-C | Illuminated Selector switches 3 position longhandle white Cam function Z A-B-C | SELECTOR SWITCH P9MSAZ0B
1SFA184682R9102 | P9MSAZ3V | Active | 7320500522509 | 21.87 | 1 | 10 | stuk | P9MS | BE31220 | SP (Control general) | stuk | SELECTOR SWITCH P9MSAZ3V | Commutateurs sélecteurs lumineux Manche long 3 positions vert Fonction cam Z A->B<-C | Illuminated Selector switches 3 position longhandle green Cam function Z A->B<-C | SELECTOR SWITCH P9MSAZ3V
1SFA184685R9109 | P9MSAZ3A | Active | 7320500524831 | 21.87 | 1 | 10 | stuk | P9MS | BE31220 | SP (Control general) | stuk | SELECTOR SWITCH P9MSAZ3A | Commutateurs sélecteurs lumineux Manche long 3 positions orange Fonction cam Z A->B<-C | Illuminated Selector switches 3 position longhandle orange Cam function Z A->B<-C | SELECTOR SWITCH P9MSAZ3A
1SFA184687R9105 | P9MSAZ3B | Active | 7320500522523 | 21.87 | 1 | 10 | stuk | P9MS | BE31220 | SP (Control general) | stuk | SELECTOR SWITCH P9MSAZ3B | Commutateurs sélecteurs lumineux Manche long 3 positions blanche Fonction cam Z A->B<-C | Illuminated Selector switches 3 position longhandle white Cam function Z A->B<-C | SELECTOR SWITCH P9MSAZ3B
1SFA184691R9006 | P9MPS22G | Active | 7320500522530 | 28.19 | 1 | 10 | stuk | P9MPS | BE31220 | SP (Control general) | stuk | P9MPS 2 posities | Boutons-poussoirs de sélection 2 postes | Selector pushbuttons 2 positions | SELECTOR SWITCH P9MPS22G
1SFA184693R9006 | P9MPS34G | Active | 7320500522547 | 28.19 | 1 | 10 | stuk | P9MPS | BE31220 | SP (Control general) | stuk | P9MPS 3 posities | Boutons-poussoirs de sélection 3 postes | Selector pushbuttons 3 positions | SELECTOR SWITCH P9MPS34G
1SFA184695R9006 | P9MCD | Active | 7320500522554 | 22.55 | 1 | 10 | stuk | P9MC | BE31220 | SP (Control general) | stuk | Tuimelschak.P9MC 2 posities | Interrupteurs à bascule 2 postes | Toggle switches 2 positions | TOGGLE SWITCH P9MCD
1SFA184696R9006 | P9MCB | Active | 7320500522561 | 24.27 | 1 | 10 | stuk | P9MC | BE31220 | SP (Control general) | stuk | Tuimelschak.P9MC 3 posities | Interrupteurs à bascule 3 postes | Toggle switches 3 positions | TOGGLE SWITCH P9MCB
1SFA184697R9006 | P9MCC | Active | 7320500522578 | 24.27 | 1 | 10 | stuk | P9MC | BE31220 | SP (Control general) | stuk | Tuimelschak.P9MC 3 posities | Interrupteurs à bascule 3 postes | Toggle switches 3 positions | TOGGLE SWITCH P9MCC
1SFA184700R9006 | P9MMN2F | Active | 7320500522585 | 59.93 | 1 | 10 | stuk | P9MM | BE31220 | SP (Control general) | stuk | P9MM 2 posities N terugveer | Manette 2 postes Maintenu | Joystick 2-position maintained | JOYSTICK P9MMN2F
1SFA184701R9006 | P9MMN2T | Active | 7320500522592 | 59.93 | 1 | 10 | stuk | P9MM | BE31220 | SP (Control general) | stuk | P9MM 2 posities terugveer | Manette 2 postes Momentanée | Joystick 2-position Momentary | JOYSTICK P9MMN2T
1SFA184702R9006 | P9MMN2A | Active | 7320500522608 | 59.93 | 1 | 10 | stuk | P9MM | BE31220 | SP (Control general) | stuk | P9MM 2 posities Omlaag N terugveer | Manette 2 postes Vers le bas maintenu | Joystick 2-position Down maintained | JOYSTICK P9MMN2A
1SFA184703R9006 | P9MMN2B | Active | 7320500522615 | 59.93 | 1 | 10 | stuk | P9MM | BE31220 | SP (Control general) | stuk | P9MM 2 posities Omhoog N terugveer | Manette 2 postes En haut maintenu | Joystick 2-position Up maintained | JOYSTICK P9MMN2B
1SFA184709R9006 | P9MMB2FG | Active | 7320500522622 | 73.94 | 1 | 10 | stuk | P9MM | BE31220 | SP (Control general) | stuk | P9MMB2FG | Manette 2 postes Maintenu Silicone gris fonction de verrouillage | Joystick 2-position maintained Grey silicon latching function | JOYSTICK P9MMB2FG
1SFA184710R9006 | P9MMB2F | Active | 7320500522639 | 73.94 | 1 | 10 | stuk | P9MM | BE31220 | SP (Control general) | stuk | 2 posities N terugveer Vergr.sFct | Manette 2 postes Maintenu fonction de verrouillage | Joystick 2-position maintained latching function | JOYSTICK P9MMB2F
1SFA184711R9006 | P9MMB2T | Active | 7320500522646 | 73.94 | 1 | 10 | stuk | P9MM | BE31220 | SP (Control general) | stuk | 2 posities terugveer Vergr.sFct | Manette 2 postes Momentanée fonction de verrouillage | Joystick 2-position Momentary latching function | JOYSTICK P9MMB2T
1SFA184712R9006 | P9MMB2A | Active | 7320500522653 | 73.94 | 1 | 10 | stuk | P9MM | BE31220 | SP (Control general) | stuk | P9MMB2A | Manette 2 postes En haut maintenu fonction de verrouillage | Joystick 2-position Up maintained latching function | JOYSTICK P9MMB2A
1SFA184716R9006 | P9MMN4TG | Active | 7320500522660 | 76.57 | 1 | 10 | stuk | P9MM | BE31220 | SP (Control general) | stuk | P9MM 4 posities terugveer Grijs siliconen | Manette 4 postes Momentanée Silicone gris | Joystick 4-position Momentary Grey silicon | JOYSTICK P9MMN4TG
1SFA184720R9006 | P9MMN4F | Active | 7320500522677 | 76.57 | 1 | 10 | stuk | P9MM | BE31220 | SP (Control general) | stuk | P9MM 4 posities N terugveer | Manette 4 postes Maintenu | Joystick 4-position maintained | JOYSTICK P9MMN4F
1SFA184721R9006 | P9MMN4T | Active | 7320500522684 | 76.57 | 1 | 10 | stuk | P9MM | BE31220 | SP (Control general) | stuk | P9MM 4 posities terugveer | Manette 4 postes Momentanée | Joystick 4-position Momentary | JOYSTICK P9MMN4T
1SFA184722R9006 | P9MMN4C | Active | 7320500522691 | 76.57 | 1 | 10 | stuk | P9MM | BE31220 | SP (Control general) | stuk | P9MM 4 posities zw rubber | Manette Caoutchouc noir 4 positions | Joystick 4 position black rubber | JOYSTICK P9MMN4C
1SFA184724R9006 | P9MMN4H | Active | 7320500522707 | 76.57 | 1 | 10 | stuk | P9MM | BE31220 | SP (Control general) | stuk | P9MM 4 posities zw rubber | Manette Caoutchouc noir 4 positions | Joystick 4 position black rubber | JOYSTICK P9MMN4H
1SFA184740R9006 | P9MMB4F | Active | 7320500522714 | 76.57 | 1 | 10 | stuk | P9MM | BE31220 | SP (Control general) | stuk | 4 posities N terugveer Vergr.sFct | Manette 4 postes Maintenu fonction de verrouillage | Joystick 4-position maintained latching function | JOYSTICK P9MMB4F
1SFA184741R9006 | P9MMB4T | Active | 7320500522721 | 76.57 | 1 | 10 | stuk | P9MM | BE31220 | SP (Control general) | stuk | 4 posities terugveer Vergr.sFct | Manette 4 postes Momentanée fonction de verrouillage | Joystick 4-position Momentary latching function | JOYSTICK P9MMB4T
1SFA184744R9006 | P9MMB4TG | Active | 7320500524824 | 76.57 | 1 | 10 | stuk | P9MM | BE31220 | SP (Control general) | stuk | P9MMB4TG | Manette 4 postes Momentanée Silicone gris fonction de verrouillage | Joystick 4-position Momentary Grey silicon latching function | JOYSTICK P9MMB4TG
1SFA184791R9001 | P9MLRD | Active | 7320500522745 | 5.37 | 1 | 10 | stuk | P9ML | BE31220 | SP (Control general) | stuk | Sig.lamp Plastic lens RoodMetaleMod. | Armature de signalisation Lentille en plastique Rouge Série modulaire métallique | Pilot light Plastic lens type Red Modular metal range | PILOT LIGHT P9MLRD
1SFA184792R9002 | P9MLVD | Active | 7320500522752 | 5.37 | 1 | 10 | stuk | P9ML | BE31220 | SP (Control general) | stuk | Sig.lamp Plastic lens GroenMetaleMod. | Armature de signalisation Lentille en plastique Vert Série modulaire métallique | Pilot light Plastic lens type Green Modular metal range | PILOT LIGHT P9MLVD
1SFA184793R9003 | P9MLGD | Active | 7320500522769 | 5.37 | 1 | 10 | stuk | P9ML | BE31220 | SP (Control general) | stuk | Sig.lamp Plastic lens GeelMetaleMod. | Armature de signalisation Lentille en plastique Jaune Série modulaire métallique | Pilot light Plastic lens type Yellow Modular metal range | PILOT LIGHT P9MLGD
1SFA184795R9009 | P9MLAD | Active | 7320500522776 | 5.37 | 1 | 10 | stuk | P9ML | BE31220 | SP (Control general) | stuk | Sig.lamp Plastic lens OranjeMetaleMod. | Armature de signalisation Lentille en plastique Orange Série modulaire métallique | Pilot light Plastic lens type Orange Modular metal range | PILOT LIGHT P9MLAD
1SFA184796R9004 | P9MLLD | Active | 7320500522783 | 5.37 | 1 | 10 | stuk | P9ML | BE31220 | SP (Control general) | stuk | Sig.lamp Plastic lens BlauwMetaleMod. | Armature de signalisation Lentille en plastique Bleu Série modulaire métallique | Pilot light Plastic lens type Blue Modular metal range | PILOT LIGHT P9MLLD
1SFA184797R9005 | P9MLBD | Active | 7320500522790 | 5.37 | 1 | 10 | stuk | P9ML | BE31220 | SP (Control general) | stuk | Sig.lamp Plastic lens WitMetaleMod. | Armature de signalisation Lentille en plastique Blanc Série modulaire métallique | Pilot light Plastic lens type White Modular metal range | PILOT LIGHT P9MLBD
1SFA184798R9008 | P9MLID | Active | 7320500522806 | 5.37 | 1 | 10 | stuk | P9ML | BE31220 | SP (Control general) | stuk | Sig.lamp Plastic lens HelderMetaleMod. | Armature de signalisation Lentille en plastique Clair Série modulaire métallique | Pilot light Plastic lens type Clear Modular metal range | PILOT LIGHT P9MLID
1SFA184822R9003 | P9MSVD0G | Active | 7320500522813 | 16.59 | 1 | 10 | stuk | P9MS | BE31220 | SP (Control general) | stuk | SELECTOR SWITCH P9MSVD0G | Commutateurs sélecteurs Manche long 2 positions jaune Fonction cam D A-C | Selector switches 2 position longhandle, yellow Cam function D A-C | SELECTOR SWITCH P9MSVD0G
1SFA184856R9001 | P9MSVZ0R | Active | 7320500522820 | 23.85 | 1 | 10 | stuk | P9MS | BE31220 | SP (Control general) | stuk | SELECTOR SWITCH P9MSVZ0R | Commutateurs sélecteurs Manche long 3 positions rpuge Fonction cam Z A-B-C | Selector switches 3 position longhandle red Cam function Z A-B-C | SELECTOR SWITCH P9MSVZ0R
1SFA187000R8011 | P9B11VN | Active | 7320500522844 | 13.95 | 1 | 10 | stuk | P9B | BE31220 | SP (Control general) | stuk | cont.blok P9B 1NO+1NC | Bloc de contact 1NO+1NC | P9B11VN Kontaktblock 1 S + 1 Ö für Halter P9ACFS3 und P9ACFS5 | CONTACT BLOCK P9B11VN
1SFA187001R8010 | P9B01VN | Active | 7320500522851 | 6.24 | 1 | 10 | stuk | P9B | BE31220 | SP (Control general) | stuk | cont.blok P9B 1NC | Bloc de contact 1NC | Contact block 1NC | CONTACT BLOCK P9B01VN
1SFA187002R8001 | P9B10VN | Active | 7320500522868 | 6.24 | 1 | 10 | stuk | P9B | BE31220 | SP (Control general) | stuk | cont.blok P9B 1NO | Bloc de contact 1NO | Contact block 1NO | CONTACT BLOCK P9B10VN
1SFA187003R8110 | P9B01VR | Active | 7320500522875 | 13.14 | 1 | 10 | stuk | P9B | BE31220 | SP (Control general) | stuk | cont.blok P9B 1NC naijlend | Bloc de contact 1NC Après | Contact block 1NC Late break | CONTACT BLOCK P9B01VR
1SFA187004R8201 | P9B10VA | Active | 7320500522882 | 19.44 | 1 | 10 | stuk | P9B | BE31220 | SP (Control general) | stuk | cont.blok P9B 1NO voorijlend | Bloc de contact 1NO Ouvrir la voie | Contact block 1NO Early Make | CONTACT BLOCK P9B10VA
1SFA187008R8020 | P9B02VN | Active | 7320500522899 | 11.79 | 1 | 10 | stuk | P9B | BE31220 | SP (Control general) | stuk | cont.blok P9B 2NC | Bloc de contact 2NC | Contact block 2NC | CONTACT BLOCK P9B02VN
1SFA187009R8002 | P9B20VN | Active | 7320500522905 | 11.79 | 1 | 10 | stuk | P9B | BE31220 | SP (Control general) | stuk | cont.blok P9B 2NO | Bloc de contact 2NO | Contact block 2NO | CONTACT BLOCK P9B20VN
1SFA187012R8310 | P9B01FN | Active | 7320500522912 | 6.43 | 1 | 10 | stuk | P9B | BE31220 | SP (Control general) | stuk | cont.blok P9B 1NC Faston | Bloc de contact 1NC Faston | Contact block 1NC Faston | CONTACT BLOCK P9B01FN
1SFA187013R8301 | P9B10FN | Active | 7320500522929 | 6.43 | 1 | 10 | stuk | P9B | BE31220 | SP (Control general) | stuk | cont.blok P9B 1NO Faston | Bloc de contact 1NO Faston | P9B10FN Kontaktbl. 1 Schließer, Faston für Halter P9ACFS3 und P9ACFS5 | CONTACT BLOCK P9B10FN
1SFA187020R1080 | P9PDNV0 | Active | 7320500522936 | 10.19 | 1 | 10 | stuk | P9PD | BE31220 | SP (Control general) | stuk | Lamphoud P9PD LED lamp houd | Support d'ampoule LED | LED Bulb holder | LAMP BLOCK P9PDNV0
1SFA187027R8000 | P9PDTV0 | Active | 7320500522943 | 10.24 | 1 | 10 | stuk | P9PD | BE31220 | SP (Control general) | stuk | Lamphoud P9PD LED lamp houd | Support d'ampoule LED | LED Bulb holder | LAMP TEST P9PDTV0
1SFA187055R1300 | P9PDNF0 | Active | 7320500522950 | 10.19 | 1 | 10 | stuk | P9PD | BE31220 | SP (Control general) | stuk | Lamphoud P9PD LED lamp houd Faston | Support d'ampoule LED Faston | LED Bulb holder Faston | LAMP BLOCK P9PDNF0
1SFA187110R9501 | P9MPNRG029 | Active | 7320500524688 | 24.14 | 1 | 10 | stuk | P9MP | BE31220 | SP (Control general) | stuk | P9MP terugveer 'O' rood | Bouton poussoir Momentanée 'O'rouge | 'Pushbutton Momentary 'O' Red | PUSHBUTTON P9MPNRG029
1SFA187111R9506 | P9MPNNG028 | Active | 7320500524626 | 24.14 | 1 | 10 | stuk | P9MP | BE31220 | SP (Control general) | stuk | P9MP terugveer 'I' | 'Bouton poussoir Momentanée 'I' | 'Pushbutton Momentary 'I' | PUSHBUTTON P9MPNNG028
1SFA187112R9502 | P9MPNVG028 | Active | 7320500524725 | 24.14 | 1 | 10 | stuk | P9MP | BE31220 | SP (Control general) | stuk | P9MP terugveer 'I'groen | 'Bouton poussoir Momentanée 'I' Vert | PUSHBUTTON P9MPNVG028 | PUSHBUTTON P9MPNVG028
1SFA187117R9506 | P9MPNNG006 | Active | 7320500524619 | 24.14 | 1 | 10 | stuk | P9MP | BE31220 | SP (Control general) | stuk | P9MP terugveer symbool pijl rechts | Bouton poussoir Momentanée symbole flèche droite | Pushbutton Momentary symbol arrow right | PUSHBUTTON P9MPNNG006
1SFA187118R9502 | P9MPNVG006 | Active | 7320500524718 | 24.14 | 1 | 10 | stuk | P9MP | BE31220 | SP (Control general) | stuk | P9MP terugveer symbool pijl rechts groen | Bouton poussoir Momentanée symbole flèche droite vert | Pushbutton Momentary symbol arrow right green | PUSHBUTTON P9MPNVG006
1SFA187139R9506 | P9MPNNG002 | Active | 7320500524602 | 24.14 | 1 | 10 | stuk | P9MP | BE31220 | SP (Control general) | stuk | P9MP terugveer symbool licht | Bouton poussoir Momentanée symbole lumière | Pushbutton Momentary symbol light | PUSHBUTTON P9MPNNG002
1SFA187143R9504 | P9MPNLG037 | Active | 7320500524596 | 24.14 | 1 | 10 | stuk | P9MP | BE31220 | SP (Control general) | stuk | P9MP terugveer 'R' blauw | 'Bouton poussoir Momentanée 'R' bleue | 'Pushbutton Momentary 'R' Blue | PUSHBUTTON P9MPNLG037
1SFA187145R9506 | P9MPNNG030 | Active | 7320500524640 | 24.14 | 1 | 10 | stuk | P9MP | BE31220 | SP (Control general) | stuk | P9MP terugveer ISO symbool start/stop | Bouton poussoir Momentanée ISO symbole start/stop | Pushbutton Momentary ISO SYMBOL start/stop black | PUSHBUTTON P9MPNNG030
1SFA187146R9502 | P9MPNVG030 | Active | 7320500524732 | 24.14 | 1 | 10 | stuk | P9MP | BE31220 | SP (Control general) | stuk | P9MP terugveer ISO symbool start/stop groen | Bouton poussoir Momentanée ISO symbole start/stop vert | Pushbutton Momentary ISO SYMBOL start/stop green | PUSHBUTTON P9MPNVG030
1SFA187147R9501 | P9MPNRG201 | Active | 7320500524695 | 24.14 | 1 | 10 | stuk | P9MP | BE31220 | SP (Control general) | stuk | P9MP terugveer 'Stop' rood | 'outon poussoir Momentanée 'Stop' rouge | 'Pushbutton Momentary 'STOP' Red | PUSHBUTTON P9MPNRG201
1SFA187149R9502 | P9MPNVG202 | Active | 7320500524749 | 24.14 | 1 | 10 | stuk | P9MP | BE31220 | SP (Control general) | stuk | P9MP terugveer 'Start' groen | 'Bouton poussoir Momentanée 'Start' vert | 'Pushbutton Momentary 'Start' Green | PUSHBUTTON P9MPNVG202
1SFA187150R9506 | P9MPNNG029 | Active | 7320500524633 | 24.14 | 1 | 10 | stuk | P9MP | BE31220 | SP (Control general) | stuk | P9MP terugveer 'O' | 'Bouton poussoir Momentanée 'O' | 'Pushbutton Momentary 'O' | PUSHBUTTON P9MPNNG029
1SFA187151R9505 | P9MPNBG028 | Active | 7320500524565 | 24.14 | 1 | 10 | stuk | P9MP | BE31220 | SP (Control general) | stuk | P9MP terugveer 'I' wite | 'Bouton poussoir Momentanée 'I' Blanche | 'Pushbutton Momentary 'I' White | PUSHBUTTON P9MPNBG028
1SFA187152R9505 | P9MPNBG006 | Active | 7320500524558 | 24.14 | 1 | 10 | stuk | P9MP | BE31220 | SP (Control general) | stuk | P9MP terugveer symbool pijl rechts wit | Bouton poussoir Momentanée symbole flèche droite blanche | Pushbutton Momentary symbol arrow right white | PUSHBUTTON P9MPNBG006
1SFA187160R1005 | BA9S6LEDB | Active | 7320500523025 | 8.76 | 1 | 10 | stuk | BA9S | BE31220 | SP (Control general) | stuk | Led lamp BA9S Wit 6Vac/dc | Ampoule LED pour alimentations Blanche 6Vac/dc | Led Bulb for power supplies White 6Vac/dc | LED BULB WHITE BA9S6LEDB
1SFA187161R1003 | BA9S6LEDG | Active | 7320500523032 | 15.18 | 1 | 10 | stuk | BA9S | BE31220 | SP (Control general) | stuk | Led lamp BA9S Geel 6Vac/dc | Ampoule LED pour alimentations Jaune 6Vac/dc | Led Bulb for power supplies Yellow 6Vac/dc | LED BULB YELLOW BA9S6LEDG
1SFA187163R1001 | BA9S6LEDR | Active | 7320500523049 | 15.18 | 1 | 10 | stuk | BA9S | BE31220 | SP (Control general) | stuk | Led lamp BA9S Rood 6Vac/dc | Ampoule LED pour alimentations Rouge 6Vac/dc | Led Bulb for power supplies Red 6Vac/dc | LED BULB RED BA9S6LEDR
1SFA187164R1002 | BA9S6LEDV | Active | 7320500523056 | 15.18 | 1 | 10 | stuk | BA9S | BE31220 | SP (Control general) | stuk | Led lamp BA9S Groen 6Vac/dc | Ampoule LED pour alimentations Vert 6Vac/dc | Led Bulb for power supplies Green 6Vac/dc | LED BULB GREEN BA9S6LEDV
1SFA187165R1015 | BA9S12LEDB | Active | 7320500523063 | 7.12 | 1 | 10 | stuk | BA9S | BE31220 | SP (Control general) | stuk | Led lamp BA9S Wit 12Vac/dc | Ampoule LED pour alimentations Blanche 12Vac/dc | Led Bulb for power supplies White 12Vac/dc | LED BULB WHITE BA9S12LEDB
1SFA187166R1013 | BA9S12LEDG | Active | 7320500523070 | 20.02 | 1 | 10 | stuk | BA9S | BE31220 | SP (Control general) | stuk | Led lamp BA9S Geel 12Vac/dc | Ampoule LED pour alimentations Jaune 12Vac/dc | Led Bulb for power supplies Yellow 12Vac/dc | LED BULB YELLOW BA9S12LEDG
1SFA187167R1014 | BA9S12LEDL | Active | 7320500523087 | 20.02 | 1 | 10 | stuk | BA9S | BE31220 | SP (Control general) | stuk | Led lamp BA9S Blauw 12Vac/dc | Ampoule LED pour alimentations Bleue 12Vac/dc | Led Bulb for power supplies Blue 12Vac/dc | LED BULB BLUE BA9S12LEDL
1SFA187168R1011 | BA9S12LEDR | Active | 7320500523094 | 15.18 | 1 | 10 | stuk | BA9S | BE31220 | SP (Control general) | stuk | Led lamp BA9S Rood 12Vac/dc | Ampoule LED pour alimentations Rouge 12Vac/dc | Led Bulb for power supplies Red 12Vac/dc | LED BULB RED BA9S12LEDR
1SFA187169R1012 | BA9S12LEDV | Active | 7320500523100 | 15.18 | 1 | 10 | stuk | BA9S | BE31220 | SP (Control general) | stuk | Led lamp BA9S Groen 12Vac/dc | Ampoule LED pour alimentations Vert 12Vac/dc | Led Bulb for power supplies Green 12Vac/dc | LED BULB GREEN BA9S12LEDV
1SFA187170R1025 | BA9S24LEDB | Active | 7320500523117 | 8.76 | 1 | 10 | stuk | BA9S | BE31220 | SP (Control general) | stuk | Led lamp BA9S Wit 24Vac/dc | Ampoule LED pour alimentations Blanche 24Vac/dc | Led Bulb for power supplies White 24Vac/dc | LED BULB WHITE BA9S24LEDB
1SFA187171R1023 | BA9S24LEDG | Active | 7320500523124 | 15.18 | 1 | 10 | stuk | BA9S | BE31220 | SP (Control general) | stuk | Led lamp BA9S Geel 24Vac/dc | Ampoule LED pour alimentations Jaune 24Vac/dc | Led Bulb for power supplies Yellow 24Vac/dc | LED BULB YELLOW BA9S24LEDG
1SFA187172R1024 | BA9S24LEDL | Active | 7320500523131 | 15.18 | 1 | 10 | stuk | BA9S | BE31220 | SP (Control general) | stuk | Led lamp BA9S Blauw 24Vac/dc | Ampoule LED pour alimentations Bleue 24Vac/dc | Led Bulb for power supplies Blue 24Vac/dc | LED BULB BLUE BA9S24LEDL
1SFA187173R1021 | BA9S24LEDR | Active | 7320500523148 | 8.76 | 1 | 10 | stuk | BA9S | BE31220 | SP (Control general) | stuk | Led lamp BA9S Rood 24Vac/dc | Ampoule LED pour alimentations Rouge 24Vac/dc | Led Bulb for power supplies Red 24Vac/dc | LED BULB RED BA9S24LEDR
1SFA187174R1022 | BA9S24LEDV | Active | 7320500523155 | 8.76 | 1 | 10 | stuk | BA9S | BE31220 | SP (Control general) | stuk | Led lamp BA9S Groen 24Vac/dc | Ampoule LED pour alimentations Vert 24Vac/dc | Led Bulb for power supplies Green 24Vac/dc | LED BULB GREEN BA9S24LEDV
1SFA187175R1035 | BA9S48LEDB | Active | 7320500523162 | 15.18 | 1 | 10 | stuk | BA9S | BE31220 | SP (Control general) | stuk | Led lamp BA9S Wit 48Vac/dc | Ampoule LED pour alimentations Blanche 48Vac/dc | Led Bulb for power supplies White 48Vac/dc | LED BULB WHITE BA9S48LEDB
1SFA187176R1033 | BA9S48LEDG | Active | 7320500523179 | 15.18 | 1 | 10 | stuk | BA9S | BE31220 | SP (Control general) | stuk | Led lamp BA9S Geel 48Vac/dc | Ampoule LED pour alimentations Jaune 48Vac/dc | Led Bulb for power supplies Yellow 48Vac/dc | LED BULB YELLOW BA9S48LEDG
1SFA187177R1034 | BA9S48LEDL | Active | 7320500523186 | 15.18 | 1 | 10 | stuk | BA9S | BE31220 | SP (Control general) | stuk | Led lamp BA9S Blauw 48Vac/dc | Ampoule LED pour alimentations Bleue 48Vac/dc | Led Bulb for power supplies Blue 48Vac/dc | LED BULB BLUE BA9S48LEDL
1SFA187178R1031 | BA9S48LEDR | Active | 7320500523193 | 15.18 | 1 | 10 | stuk | BA9S | BE31220 | SP (Control general) | stuk | Led lamp BA9S Rood 48Vac/dc | Ampoule LED pour alimentations Rouge 48Vac/dc | Led Bulb for power supplies Red 48Vac/dc | LED BULB RED BA9S48LEDR
1SFA187179R1032 | BA9S48LEDV | Active | 7320500523209 | 15.18 | 1 | 10 | stuk | BA9S | BE31220 | SP (Control general) | stuk | Led lamp BA9S Groen 48Vac/dc | Ampoule LED pour alimentations Vert 48Vac/dc | Led Bulb for power supplies Green 48Vac/dc | LED BULB GREEN BA9S48LEDV
1SFA187180R1045 | BA9S110LEDB | Active | 7320500523216 | 8.92 | 1 | 10 | stuk | BA9S | BE31220 | SP (Control general) | stuk | Led lamp BA9S Wit 110-120Vac/dc | Ampoule LED pour alimentations Blanche 110-120Vac/dc | Led Bulb for power supplies White 110-120Vac/dc | LED BULB WHITE BA9S110LEDB
1SFA187181R1043 | BA9S110LEDG | Active | 7320500523223 | 8.92 | 1 | 10 | stuk | BA9S | BE31220 | SP (Control general) | stuk | Led lamp BA9S Geel 110-120Vac/dc | Ampoule LED pour alimentations Jaune 110-120Vac/dc | Led Bulb for power supplies Yellow 110-120Vac/dc | LED BULB YELLOW BA9S110LEDG
1SFA187182R1044 | 1SFA187182R1044 | Active | 7320500520567 | 8.92 | 1 | 1 | stuk | Modular Metal Range | BE31220 | SP (Control general) | stuk | Led lamp BA9S Wit 110-120Vac/dc | Ampoule LED pour alimentations Blanche 110-120Vac/dc | Led Bulb for power supplies White 110-120Vac/dc | Led Bulb for power supplies White 110-120Vac/dc
1SFA187183R1041 | BA9S110LEDR | Active | 7320500523230 | 8.92 | 1 | 10 | stuk | BA9S | BE31220 | SP (Control general) | stuk | Led lamp BA9S Rood 110-120Vac/dc | Ampoule LED pour alimentations Rouge 110-120Vac/dc | Led Bulb for power supplies Red 110-120Vac/dc | LED BULB RED BA9S110LEDR
1SFA187184R1042 | BA9S110LEDV | Active | 7320500523247 | 8.92 | 1 | 10 | stuk | BA9S | BE31220 | SP (Control general) | stuk | Led lamp BA9S Groen 110-120Vac/dc | Ampoule LED pour alimentations Vert 110-120Vac/dc | Led Bulb for power supplies Green 110-120Vac/dc | LED BULB GREEN BA9S110LEDV
1SFA187185R1055 | BA9S230LEDB | Active | 7320500523254 | 7.99 | 1 | 10 | stuk | BA9S | BE31220 | SP (Control general) | stuk | Led lamp BA9S Wit 230Vac/dc | Ampoule LED pour alimentations Blanche 230Vac/dc | Led Bulb for power supplies White 230Vac/dc | LED BULB WHITE BA9S230LEDB
1SFA187186R1053 | BA9S230LEDG | Active | 7320500523261 | 7.99 | 1 | 10 | stuk | BA9S | BE31220 | SP (Control general) | stuk | Led lamp BA9S Geel 230Vac/dc | Ampoule LED pour alimentations Jaune 230Vac/dc | Led Bulb for power supplies Yellow 230Vac/dc | LED BULB YELLOW BA9S230LEDG
1SFA187187R1054 | BA9S230LEDL | Active | 7320500523278 | 7.99 | 1 | 10 | stuk | BA9S | BE31220 | SP (Control general) | stuk | Led lamp BA9S Blauw 230Vac/dc | Ampoule LED pour alimentations Bleue 230Vac/dc | Led Bulb for power supplies Blue 230Vac/dc | LED BULB BLUE BA9S230LEDL
1SFA187188R1051 | BA9S230LEDR | Active | 7320500523285 | 7.99 | 1 | 10 | stuk | BA9S | BE31220 | SP (Control general) | stuk | Led lamp BA9S Rood 230Vac/dc | Ampoule LED pour alimentations Rouge 230Vac/dc | Led Bulb for power supplies Red 230Vac/dc | LED BULB RED BA9S230LEDR
1SFA187189R1052 | BA9S230LEDV | Active | 7320500523292 | 8.92 | 1 | 10 | stuk | BA9S | BE31220 | SP (Control general) | stuk | Led lamp BA9S Groen 230Vac/dc | Ampoule LED pour alimentations Vert 230Vac/dc | Led Bulb for power supplies Green 230Vac/dc | LED BULB GREEN BA9S230LEDV
1SFA187190R1045 | BA9S130LED | Active | 7320500523308 | 15.18 | 1 | 10 | stuk | BA9S | BE31220 | SP (Control general) | stuk | Led lamp BA9S Wit 130Vac/dc | Ampoule LED pour alimentations Blanche 130Vac/dc | Led Bulb for power supplies White 130Vac/dc | LED BULB WHITE BA9S130LED
1SFA187191R1045 | BA9S60LED | Active | 7320500523315 | 15.18 | 1 | 10 | stuk | BA9S | BE31220 | SP (Control general) | stuk | Led lamp BA9S Wit 60Vac/dc | Ampoule LED pour alimentations Blanche 60Vac/dc | Led Bulb for power supplies White 60Vac/dc | LED BULB WHITE BA9S60LED
1SFA187210R9501 | P9MPNRS029 | Active | 7320500524701 | 24.85 | 1 | 10 | stuk | P9MP | BE31220 | SP (Control general) | stuk | P9MP Verhoogde terugveer 'O' rood | 'Bouton poussoir saillant Momentanée 'O' rouge | 'Extended pushbutton Momentary 'O' Red | PUSHBUTTON P9MPNRS029
1SFA187235R9506 | P9MPNNS032 | Active | 7320500524671 | 24.85 | 1 | 10 | stuk | P9MP | BE31220 | SP (Control general) | stuk | P9MP Verhoogde terugveer symbool vrijgeven | Bouton poussoir saillant Momentanée symbole libération | Extended pushbutton Momentary symbol releasing | PUSHBUTTON P9MPNNS032
1SFA187250R9506 | P9MPNNS029 | Active | 7320500524664 | 24.85 | 1 | 10 | stuk | P9MP | BE31220 | SP (Control general) | stuk | P9MP Verhoogde terugveer 'O' | 'Bouton poussoir saillant Momentanée 'O' | 'Extended pushbutton Momentary 'O' | PUSHBUTTON P9MPNNS029
1SFA187490R8000 | P9ARCST | Active | 7320500523384 | 4.18 | 1 | 10 | stuk | P9A | BE31220 | SP (Control general) | stuk | Bescherm P9A Rubberen afscherm Helder | Couverture en caoutchouc Clair | without latching Clear | ACCESSORY P9ARCST
1SFA187495R8000 | P9ARSGMN | Active | 7320500523391 | 7.01 | 1 | 10 | stuk | P9A | BE31220 | SP (Control general) | stuk | Bescherm P9A Grijs siliconen omhulsel Joystick | Coque en silicone grise Joystick | Silicone boot joystick | ACCESSORY P9ARSGMN
1SFA187496R8000 | P9ARSGMB | Active | 7320500523407 | 7.18 | 1 | 10 | stuk | P9A | BE31220 | SP (Control general) | stuk | Grijs siliconen omhulsel JoystickVergr.sFct | Coque en silicone grise Joystick avec fonction de verrouillage | Silicone boot joystick with latching | ACCESSORY P9ARSGMB
1SFA187840R8000 | P9ACRCL | Active | 7320500523414 | 8.83 | 1 | 10 | stuk | P9A | BE31220 | SP (Control general) | stuk | Bescherm P9A vergrendelbaar | Capuchon de protection Verrouillable | Protection Cover Padlockable | ACCESSORY P9ACRCL
1SFA187841R8000 | P9ACFS3 | Active | 7320500523421 | 4.42 | 1 | 10 | stuk | P9A | BE31220 | SP (Control general) | stuk | P9A Adapter 3 kontaktlichamen | Support pour 3 blocs | Holder for 3 contactblocks | HOLDER P9ACFS3
1SFA187842R8000 | P9ACFS5 | Active | 7320500523438 | 3.91 | 1 | 10 | stuk | P9A | BE31220 | SP (Control general) | stuk | P9A Adapter 5 kontaktlichamen | Support pour 5 blocs | Holder for 5 contactblocks | HOLDER P9ACFS5
1SFA187843R8000 | P9ACDPP | Active | 7320500523445 | 14 | 1 | 10 | stuk | P9A | BE31220 | SP (Control general) | stuk | P9A In/uit druk unit | Unité de pression entrée / sortie | Push On/ Off Device | ACCESSORY P9ACDPP
1SFA187845R8000 | P9ACWAF | Active | 7320500523452 | 7.25 | 1 | 10 | stuk | P9A | BE31220 | SP (Control general) | stuk | Mont.P9A Borgring sleutel | Clé à anneau de verrouillage | Locking ring wrench | ACCESSORY P9ACWAF
1SFA188043R8000 | P9ARSCMN | Active | 7320500523469 | 3 | 1 | 10 | stuk | P9A | BE31220 | SP (Control general) | stuk | Bescherm P9A Rubber omhulsel Joystick | Coque en caoutchouc Joystick | Rubber boot joystick | ACCESSORY P9ARSCMN
1SFA188044R8000 | P9ARSCMB | Active | 7320500523476 | 6.78 | 1 | 10 | stuk | P9A | BE31220 | SP (Control general) | stuk | Rubber omhulsel JoystickVergr.sFct | Coque en caoutchouc Joystick avec fonction de verrouillage | Rubber boot joystick with latching | ACCESSORY P9ARSCMB
1SFA188057R9505 | P9MPNBG030 | Active | 7320500524572 | 24.14 | 1 | 10 | stuk | P9MP | BE31220 | SP (Control general) | stuk | terugveer ISO symbool start/stop wit | Bouton poussoir Momentanée ISO symbole start/stop Blanc | Pushbutton Momentary ISO SYMBOL start/stop white | PUSHBUTTON P9MPNBG030
1SFA188801R8000 | P9ARAM32 | Active | 7320500523506 | 13.63 | 1 | 10 | stuk | P9A | BE31220 | SP (Control general) | stuk | P9A Adapter ring 30mm naar 22 5mm | Bague d'adaptation 30mm à 22,5mm | Adapter ring 30mm to 22,5mm | ACCESSORY P9ARAM32
1SFA188804R8000 | P9ACA6 | Active | 7320500523513 | 4.94 | 1 | 10 | stuk | P9A | BE31220 | SP (Control general) | stuk | P9A PCB adapter faston Aansl. | Adaptateur PCB Faston Contacts | PCB adapter faston contacts | ACCESSORY P9ACA6
1SFA188900R9504 | P9MPNLG007 | Active | 7320500524589 | 24.14 | 1 | 10 | stuk | P9MP | BE31220 | SP (Control general) | stuk | P9MP terugveer symbool rechts/links blauw | Bouton poussoir Momentanée symbole flèche gauche/droite | Pushbutton Momentary symbol arrow right/left blue | PUSHBUTTON P9MPNLG007
1SFA188908R9506 | P9MPNNG201 | Active | 7320500524657 | 24.14 | 1 | 10 | stuk | P9MP | BE31220 | SP (Control general) | stuk | P9MP terugveer 'Stop' | 'Bouton poussoir Momentanée 'Stop' | 'Pushbutton Momentary 'STOP' | PUSHBUTTON P9MPNNG201
1SFA192000R9001 | P9MEC4RN01 | Active | 7320500523520 | 45.53 | 1 | 10 | stuk | P9ME | BE31220 | SP (Control general) | stuk | PaddestoelØ40mm ontgrend.sleutel 01 | Bouton poussoir coup de poing Ø40mm code clé 01 | Mushroom pushbuttons Ø40mm release with key 01 | KEY MUSHROOM P9MEC4RN01
1SFA192012R9001 | P9MEC4RN37 | Active | 7320500523537 | 45.53 | 1 | 10 | stuk | P9ME | BE31220 | SP (Control general) | stuk | PaddestoelØ40mm ontgrend.sleutel 37 | Bouton poussoir coup de poing Ø40mm code clé 37 | Mushroom pushbuttons Ø40mm release with key 37 | KEY MUSHROOM P9MEC4RN37
1SFA192105R9006 | P9MSCD0A01 | Active | 7320500523544 | 42.05 | 1 | 10 | stuk | P9MSC | BE31220 | SP (Control general) | stuk | SELECTOR SWITCH P9MSCD0A01 | Commutateur à clef 2 positions, code clé 01 Retrait de la clé, pos A A-C | Key-operated selector switches 2-position, key code 01 Key removal, position A A-C | SELECTOR SWITCH P9MSCD0A01
1SFA192117R9006 | P9MSCD0A37 | Active | 7320500523551 | 42.05 | 1 | 10 | stuk | P9MSC | BE31220 | SP (Control general) | stuk | SELECTOR SWITCH P9MSCD0A37 | Commutateur à clef 2 positions, code clé 37 Retrait de la clé, pos A A-C | Key-operated selector switches 2-position, key code 37 Key removal, position A A-C | SELECTOR SWITCH P9MSCD0A37
1SFA192120R9006 | P9MSCD0E01 | Active | 7320500523568 | 42.05 | 1 | 10 | stuk | P9MSC | BE31220 | SP (Control general) | stuk | SELECTOR SWITCH P9MSCD0E01 | Commutateur à clef 2 positions, code clé 01 Retrait de la clé, pos C A-C | Key-operated selector switches 2-position, key code 01 Key removal, position C A-C | SELECTOR SWITCH P9MSCD0E01
1SFA192135R9006 | P9MSCD0K01 | Active | 7320500523575 | 42.05 | 1 | 10 | stuk | P9MSC | BE31220 | SP (Control general) | stuk | SELECTOR SWITCH P9MSCD0K01 | Commutateur à clef 2 positions, code clé 01 Retrait de la clé, pos A&C A-C | Key-operated selector switches 2-position, key code 01 Key removal, position A&C A-C | SELECTOR SWITCH P9MSCD0K01
1SFA192147R9006 | P9MSCD0K37 | Active | 7320500523582 | 42.05 | 1 | 10 | stuk | P9MSC | BE31220 | SP (Control general) | stuk | SELECTOR SWITCH P9MSCD0K37 | Commutateur à clef 2 positions, code clé 37 Retrait de la clé, pos A&C A-C | Key-operated selector switches 2-position, key code 37 Key removal, position A&C A-C | SELECTOR SWITCH P9MSCD0K37
1SFA192150R9006 | P9MSCI0C01 | Active | 7320500523599 | 46.71 | 1 | 10 | stuk | P9MSC | BE31220 | SP (Control general) | stuk | SELECTOR SWITCH P9MSCI0C01 | Commutateur à clef 2 positions, code clé 01 Retrait de la clé, pos B B-C | Key-operated selector switches 2-position, key code 01 Key removal, position B B-C | SELECTOR SWITCH P9MSCI0C01
1SFA192162R9006 | P9MSCI0C37 | Active | 7320500523605 | 46.71 | 1 | 10 | stuk | P9MSC | BE31220 | SP (Control general) | stuk | SELECTOR SWITCH P9MSCI0C37 | Commutateur à clef 2 positions, code clé 37 Retrait de la clé, pos B B-C | Key-operated selector switches 2-position, key code 37 Key removal, position B B-C | SELECTOR SWITCH P9MSCI0C37
1SFA192165R9006 | P9MSCI0E01 | Active | 7320500523612 | 46.71 | 1 | 10 | stuk | P9MSC | BE31220 | SP (Control general) | stuk | SELECTOR SWITCH P9MSCI0E01 | Commutateur à clef 2 positions, code clé 01 Retrait de la clé, pos C B-C | Key-operated selector switches 2-position, key code 01 Key removal, position C B-C | SELECTOR SWITCH P9MSCI0E01
1SFA192240R9006 | P9MSCD5A01 | Active | 7320500523629 | 42.05 | 1 | 10 | stuk | P9MSC | BE31220 | SP (Control general) | stuk | SELECTOR SWITCH P9MSCD5A01 | Commutateur à clef 2 positions, code clé 01 Retrait de la clé, pos A A<-C | Key-operated selector switches 2-position, key code 01 Key removal, position A A<-C | SELECTOR SWITCH P9MSCD5A01
1SFA192252R9006 | P9MSCD5A37 | Active | 7320500523636 | 46.71 | 1 | 10 | stuk | P9MSC | BE31220 | SP (Control general) | stuk | SELECTOR SWITCH P9MSCD5A37 | Commutateur à clef 2 positions, code clé 37 Retrait de la clé, pos A A<-C | Key-operated selector switches 2-position, key code 37 Key removal, position A A<-C | SELECTOR SWITCH P9MSCD5A37
1SFA192255R9006 | P9MSCI5C01 | Active | 7320500523643 | 46.71 | 1 | 10 | stuk | P9MSC | BE31220 | SP (Control general) | stuk | SELECTOR SWITCH P9MSCI5C01 | Commutateur à clef 2 positions, code clé 01 Retrait de la clé, pos B B<-C | Key-operated selector switches 2-position, key code 01 Key removal, position B B<-C | SELECTOR SWITCH P9MSCI5C01
1SFA192267R9006 | P9MSCI5C37 | Active | 7320500524817 | 42.05 | 1 | 10 | stuk | P9MSC | BE31220 | SP (Control general) | stuk | SELECTOR SWITCH P9MSCI5C37 | Commutateur à clef 2 positions, code clé 37 Retrait de la clé, pos B B<-C | Key-operated selector switches 2-position, key code 37 Key removal, position B B<-C | SELECTOR SWITCH P9MSCI5C37
1SFA192690R9006 | P9MSCZ0T01 | Active | 7320500523667 | 43.94 | 1 | 10 | stuk | P9MSC | BE31220 | SP (Control general) | stuk | SELECTOR SWITCH P9MSCZ0T01 | Commutateur à clef 3 positions, code clé 01 Retrait des clés, toutes positions A-B-C | Key-operated selector switches 3-position, key code 01 Key removal, all position A-B-C | SELECTOR SWITCH P9MSCZ0T01
1SFA192702R9006 | P9MSCZ0T37 | Active | 7320500523674 | 43.94 | 1 | 10 | stuk | P9MSC | BE31220 | SP (Control general) | stuk | SELECTOR SWITCH P9MSCZ0T37 | Commutateur à clef 3 positions, code clé 37 Retrait des clés, toutes positions A-B-C | Key-operated selector switches 3-position, key code 37 Key removal, all position A-B-C | SELECTOR SWITCH P9MSCZ0T37
1SFA193020R9006 | P9MSCZ5A01 | Active | 7320500523681 | 43.94 | 1 | 10 | stuk | P9MSC | BE31220 | SP (Control general) | stuk | SELECTOR SWITCH P9MSCZ5A01 | Commutateur à clef 3 positions, code clé 01 Retrait de la clé, pos A A-B<-C | Key-operated selector switches 3-position, key code 01 Key removal, position A A-B<-C | SELECTOR SWITCH P9MSCZ5A01
1SFA193050R9006 | P9MSCZ5H01 | Active | 7320500523698 | 43.94 | 1 | 10 | stuk | P9MSC | BE31220 | SP (Control general) | stuk | SELECTOR SWITCH P9MSCZ5H01 | Commutateur à clef 3 positions, code clé 01 Retrait de la clé, pos A & B A-B<-C | Key-operated selector switches 3-position, key code 01 Key removal, position A & B A-B<-C | SELECTOR SWITCH P9MSCZ5H01
1SFA193110R9006 | P9MSCZ3C01 | Active | 7320500523704 | 43.94 | 1 | 10 | stuk | P9MSC | BE31220 | SP (Control general) | stuk | SELECTOR SWITCH P9MSCZ3C01 | Commutateur à clef 3 positions, code clé 01 Retrait des clés, pos B A->B<-C | Key-operated selector switches 3-position, key code 01 Key removal, pos B A->B<-C | SELECTOR SWITCH P9MSCZ3C01
1SFA193335R9006 | P9MSCX0Z01 | Active | 7320500523711 | 45.49 | 1 | 10 | stuk | P9MSC | BE31220 | SP (Control general) | stuk | SELECTOR SWITCH P9MSCX0Z01 | Commutateur à clef 4 positions, code clé 91 Retrait des clés, toutes positions | Key-operated selector switches 4-position, key code 91 Key removal, all position | SELECTOR SWITCH P9MSCX0Z01
1SFA197001R1015 | P9PLNVDB | Active | 7320500523728 | 28.5 | 1 | 10 | stuk | P9PL | BE31220 | SP (Control general) | stuk | LEDblokfront 24Vac/dc Wit | Bloc de lampe avec LED Montage frontal 24Vac/dc Blanche | Lamp block with LED Front mounting 24Vac/dc White | LED BLOCK P9PLNVDB
1SFA197002R1013 | P9PLNVDG | Active | 7320500524800 | 28.5 | 1 | 10 | stuk | P9PL | BE31220 | SP (Control general) | stuk | P9PLMont.front 24Vac/dc Geel | Bloc de lampe avec LED Montage frontal 24Vac/dc Jaune | Lamp block with LED Front mounting 24Vac/dc Yellow | LED BLOCK P9PLNVDG
1SFA197003R1014 | P9PLNVDL | Active | 7320500523742 | 39.93 | 1 | 10 | stuk | P9PL | BE31220 | SP (Control general) | stuk | P9PLMont.front 24Vac/dc Blauw | Bloc de lampe avec LED Montage frontal 24Vac/dc Bleue | Lamp block with LED Front mounting 24Vac/dc Blue | LED BLOCK P9PLNVDL
1SFA197004R1011 | P9PLNVDR | Active | 7320500523759 | 28.5 | 1 | 10 | stuk | P9PL | BE31220 | SP (Control general) | stuk | P9PLMont.front 24Vac/dc Rood | Bloc de lampe avec LED Montage frontal 24Vac/dc Rouge | Lamp block with LED Front mounting 24Vac/dc Red | LED BLOCK P9PLNVDR
1SFA197005R1012 | P9PLNVDV | Active | 7320500523766 | 28.5 | 1 | 10 | stuk | P9PL | BE31220 | SP (Control general) | stuk | P9PLMont.front 24Vac/dc Groen | Bloc de lampe avec LED Montage frontal 24Vac/dc Vert | Lamp block with LED Front mounting 24Vac/dc Green | LED BLOCK P9PLNVDV
1SFA197007R1045 | P9PLNVJB | Active | 7320500523773 | 30.52 | 1 | 10 | stuk | P9PL | BE31220 | SP (Control general) | stuk | P9PLMont.front 120Vac Wit | Bloc de lampe avec LED Montage frontal 120Vac Blanche | Lamp block with LED Front mounting 120Vac White | LED BLOCK P9PLNVJB
1SFA197008R1043 | P9PLNVJG | Active | 7320500523780 | 30.52 | 1 | 10 | stuk | P9PL | BE31220 | SP (Control general) | stuk | P9PLMont.front 120Vac Geel | Bloc de lampe avec LED Montage frontal 120Vac Jaune | Lamp block with LED Front mounting 120Vac Yellow | LED BLOCK P9PLNVJG
1SFA197009R1044 | P9PLNVJL | Active | 7320500523797 | 30.52 | 1 | 10 | stuk | P9PL | BE31220 | SP (Control general) | stuk | P9PLMont.front 120Vac Blauw | Bloc de lampe avec LED Montage frontal 120Vac Bleue | Lamp block with LED Front mounting 120Vac Blue | LED BLOCK P9PLNVJL
1SFA197010R1041 | P9PLNVJR | Active | 7320500523803 | 30.52 | 1 | 10 | stuk | P9PL | BE31220 | SP (Control general) | stuk | P9PLMont.front 120Vac Rood | Bloc de lampe avec LED Montage frontal 120Vac Rouge | Lamp block with LED Front mounting 120Vac Red | LED BLOCK P9PLNVJR
1SFA197011R1042 | P9PLNVJV | Active | 7320500523810 | 30.52 | 1 | 10 | stuk | P9PL | BE31220 | SP (Control general) | stuk | P9PLMont.front 120Vac Groen | Bloc de lampe avec LED Montage frontal 120Vac Vert | Lamp block with LED Front mounting 120Vac Green | LED BLOCK P9PLNVJV
1SFA197013R1075 | P9PLNVNB | Active | 7320500523827 | 25.71 | 1 | 10 | stuk | P9PL | BE31220 | SP (Control general) | stuk | P9PLMont.front 230Vac Wit | Bloc de lampe avec LED Montage frontal 230Vac Blanche | Lamp block with LED Front mounting 230Vac White | LED BLOCK P9PLNVNB
1SFA197014R1073 | P9PLNVNG | Active | 7320500523834 | 25.71 | 1 | 10 | stuk | P9PL | BE31220 | SP (Control general) | stuk | P9PLMont.front 230Vac Geel | Bloc de lampe avec LED Montage frontal 230Vac Jaune | Lamp block with LED Front mounting 230Vac Yellow | LED BLOCK P9PLNVNG
1SFA197015R1074 | P9PLNVNL | Active | 7320500523841 | 25.71 | 1 | 10 | stuk | P9PL | BE31220 | SP (Control general) | stuk | P9PLMont.front 230Vac Blauw | Bloc de lampe avec LED Montage frontal 230Vac Bleue | Lamp block with LED Front mounting 230Vac Blue | LED BLOCK P9PLNVNL
1SFA197016R1071 | P9PLNVNR | Active | 7320500523858 | 25.71 | 1 | 10 | stuk | P9PL | BE31220 | SP (Control general) | stuk | P9PLMont.front 230Vac Rood | Bloc de lampe avec LED Montage frontal 230Vac Rouge | Lamp block with LED Front mounting 230Vac Red | LED BLOCK P9PLNVNR
1SFA197017R1072 | P9PLNVNV | Active | 7320500523865 | 25.71 | 1 | 10 | stuk | P9PL | BE31220 | SP (Control general) | stuk | P9PLMont.front 230Vac Groen | Bloc de lampe avec LED Montage frontal 230Vac Vert | Lamp block with LED Front mounting 230Vac Green | LED BLOCK P9PLNVNV
1SFA197018R1019 | P9PLFVDA | Active | 7320500523872 | 39.93 | 1 | 10 | stuk | P9PL | BE31220 | SP (Control general) | stuk | LED Bl. FLASHING P9PLFVDA | Bloc de lampe avec LED Montage frontal 24Vac/dc Orange Lumière aveuglante | Lamp block with LED Front mounting 24Vac/dc Orange Flashing Light | LED BLOCK FLASHING P9PLFVDA
1SFA197019R1015 | P9PLFVDB | Active | 7320500523889 | 39.93 | 1 | 10 | stuk | P9PL | BE31220 | SP (Control general) | stuk | LED Bl. FLASHING P9PLFVDB | Bloc de lampe avec LED Montage frontal 24Vac/dc Blanche Lumière aveuglante | Lamp block with LED Front mounting 24Vac/dc White Flashing Light | LED BLOCK FLASHING P9PLFVDB
1SFA197020R1013 | P9PLFVDG | Active | 7320500523896 | 39.93 | 1 | 10 | stuk | P9PL | BE31220 | SP (Control general) | stuk | LED Bl. FLASHING P9PLFVDG | Bloc de lampe avec LED Montage frontal 24Vac/dc Jaune Lumière aveuglante | Lamp block with LED Front mounting 24Vac/dc Yellow Flashing Light | LED BLOCK FLASHING P9PLFVDG
1SFA197021R1014 | P9PLFVDL | Active | 7320500523902 | 39.93 | 1 | 10 | stuk | P9PL | BE31220 | SP (Control general) | stuk | LED Bl. FLASHING P9PLFVDL | Bloc de lampe avec LED Montage frontal 24Vac/dc Bleue Lumière aveuglante | Lamp block with LED Front mounting 24Vac/dc Blue Flashing Light | LED BLOCK FLASHING P9PLFVDL
1SFA197022R1011 | P9PLFVDR | Active | 7320500523919 | 39.93 | 1 | 10 | stuk | P9PL | BE31220 | SP (Control general) | stuk | LED Bl. FLASHING P9PLFVDR | Bloc de lampe avec LED Montage frontal 24Vac/dc Rouge Lumière aveuglante | Lamp block with LED Front mounting 24Vac/dc Red Flashing Light | LED BLOCK FLASHING P9PLFVDR
1SFA197023R1012 | P9PLFVDV | Active | 7320500523926 | 39.93 | 1 | 10 | stuk | P9PL | BE31220 | SP (Control general) | stuk | LED Bl. FLASHING P9PLFVDV | Bloc de lampe avec LED Montage frontal 24Vac/dc Vert Lumière aveuglante | Lamp block with LED Front mounting 24Vac/dc Green Flashing Light | LED BLOCK FLASHING P9PLFVDV
1SFA197025R1045 | P9PLFVJB | Active | 7320500523933 | 51.07 | 1 | 10 | stuk | P9PL | BE31220 | SP (Control general) | stuk | LEDblokfront 120Vac Wit Knip. licht | Bloc de lampe avec LED Montage frontal 120Vac Blanche Lumière aveuglante | Lamp block with LED Front mounting 120Vac White Flashing Light | LED BLOCK FLASHING P9PLFVJB
1SFA197026R1043 | P9PLFVJG | Active | 7320500523940 | 51.07 | 1 | 10 | stuk | P9PL | BE31220 | SP (Control general) | stuk | LEDblokfront 120Vac Geel Knip. licht | Bloc de lampe avec LED Montage frontal 120Vac Jaune Lumière aveuglante | Lamp block with LED Front mounting 120Vac Yellow Flashing Light | LED BLOCK FLASHING P9PLFVJG
1SFA197028R1041 | P9PLFVJR | Active | 7320500523957 | 51.07 | 1 | 10 | stuk | P9PL | BE31220 | SP (Control general) | stuk | LEDblokfront 120Vac Rood Knip. licht | Bloc de lampe avec LED Montage frontal 120Vac Rouge Lumière aveuglante | Lamp block with LED Front mounting 120Vac Red Flashing Light | LED BLOCK FLASHING P9PLFVJR
1SFA197031R1075 | P9PLFVNB | Active | 7320500523964 | 51.07 | 1 | 10 | stuk | P9PL | BE31220 | SP (Control general) | stuk | LEDblokfront 230Vac Wit Knip. licht | Bloc de lampe avec LED Montage frontal 230Vac Blanche Lumière aveuglante | Lamp block with LED Front mounting 230Vac White Flashing Light | LED BLOCK FLASHING P9PLFVNB
1SFA197032R1073 | P9PLFVNG | Active | 7320500523971 | 51.07 | 1 | 10 | stuk | P9PL | BE31220 | SP (Control general) | stuk | LEDblokfront 230Vac Geel Knip. licht | Bloc de lampe avec LED Montage frontal 230Vac Jaune Lumière aveuglante | Lamp block with LED Front mounting 230Vac Yellow Flashing Light | LED BLOCK FLASHING P9PLFVNG
1SFA197034R1071 | P9PLFVNR | Active | 7320500523988 | 51.07 | 1 | 10 | stuk | P9PL | BE31220 | SP (Control general) | stuk | LEDblokfront 230Vac Rood Knip. licht | Bloc de lampe avec LED Montage frontal 230Vac Rouge Lumière aveuglante | Lamp block with LED Front mounting 230Vac Red Flashing Light | LED BLOCK FLASHING P9PLFVNR
1SFA205236R8020 | P9B02VN-AA | Active | 7320500524008 | 14 | 1 | 10 | stuk | P9B | BE31220 | SP (Control general) | stuk | cont.blok P9B Kontaktlichaam 2NC 100 st | Bloc de contact 2NC Paquet de 100 | Contact block 2NC 100pack | CONTACT BLOCK P9B02VN-AA
1SFA215831R1000 | P9PDNV0-AA | Active | 7320500524015 | 10.19 | 1 | 200 | stuk | P9PD | BE31220 | SP (Control general) | stuk | Lamphoud P9PD LED lamp houd Verpakt per 100 | Support d'ampoule LED Paquet de 100 | LED Bulb holder 100Pack | LAMP BLOCK P9PDNV0-AA
1SFA215832R8001 | P9B10VN-AA | Active | 7320500524022 | 6.24 | 1 | 10 | stuk | P9B | BE31220 | SP (Control general) | stuk | cont.blok P9B Kontaktlichaam 1NO 100 st | Bloc de contact 1NO Paquet de 100 | Contact block 1NO 100 pack | CONTACT BLOCK P9B10VN-AA
1SFA215834R1300 | P9PDNF0-AA | Active | 7320500524039 | 10.19 | 1 | 200 | stuk | P9PD | BE31220 | SP (Control general) | stuk | Lamphoud P9PD LED lamp houd Verpakt per 100 | Support d'ampoule LED Paquet de 100 | LED Bulb holder 100Pack | LAMP BLOCK P9PDNF0-AA
1SFA215835R8301 | P9B10FN-AA | Active | 7320500524046 | 6.43 | 1 | 10 | stuk | P9B | BE31220 | SP (Control general) | stuk | cont.blok P9B Kontaktlichaam 1NO Faston 100 st | Bloc de contact 1NO Faston Paquet de 100 | Contact block 1NO Faston 100 pack | CONTACT BLOCK P9B10FN-AA
1SFA242712R8011 | P9B11VN-AA | Active | 7320500524053 | 16.22 | 1 | 10 | stuk | P9B | BE31220 | SP (Control general) | stuk | cont.blok P9B Kontaktlichaam 1NO+1NC 100 st | Bloc de contact 1NO+1NC Paquet de 100 | Contact block 1NO+1NC 100pack | CONTACT BLOCK P9B11VN-AA
1SFA611100R1001 | MP1-10R | Active | 7320500260975 | 5.98 | 1 | 10 | stuk | Pilot devices | BE31220 | SP (Control general) | stuk | MP1 terugveere rood | Boutton Poussoir Plat Rouge | MP1-10R Drucktaster-Vorsatz rot, flach-tastend, Frontring | MP1-10R Pushbutton
1SFA611100R1002 | MP1-10G | Active | 7320500260982 | 5.98 | 1 | 10 | stuk | Pilot devices | BE31220 | SP (Control general) | stuk | MP1 terugveere groen | Boutton Poussoir Plat Vert | MP1-10G Drucktaster-Vorsatz grün, flach-tastend, Frontring | MP1-10G Pushbutton
1SFA611100R1003 | MP1-10Y | Active | 7320500260999 | 5.98 | 1 | 10 | stuk | Pilot devices | BE31220 | SP (Control general) | stuk | MP1 terugveere geel | Boutton Poussoir Plat Jaune | MP1-10Y Drucktaster-Vorsatz gelb, flach-tastend, Frontring | MP1-10Y Pushbutton
1SFA611100R1004 | MP1-10L | Active | 7320500261002 | 5.98 | 1 | 10 | stuk | Pilot devices | BE31220 | SP (Control general) | stuk | VlakkeMod.terugveer blauw | Boutton Poussoir Plat gamme modulaire impulsion, bleu | MP1-10L Drucktaster-Vorsatz blau, flach-tastend, Frontring | MP1-10L Pushbutton
1SFA611100R1005 | MP1-10W | Active | 7320500261019 | 5.98 | 1 | 10 | stuk | Pilot devices | BE31220 | SP (Control general) | stuk | MP1 terugveere wit | Boutton Poussoir Plat Blanc | MP1-10W Drucktaster-Vorsatz weiss, flach-tastend, Frontring | MP1-10W Pushbutton
1SFA611100R1006 | MP1-10B | Active | 7320500261026 | 5.98 | 1 | 10 | stuk | Pilot devices | BE31220 | SP (Control general) | stuk | MP1 terugveere zw | Boutton Poussoir Plat Noir | MP1-10B Drucktaster-Vorsatz schwarz, flach-tastend, Frontring | MP1-10B Pushbutton
1SFA611100R1008 | MP1-10C | Active | 7320500261033 | 5.98 | 1 | 10 | stuk | Pilot devices | BE31220 | SP (Control general) | stuk | MP1 terugveere wit | Boutton Poussoir Plat Clair | MP1-10C Drucktaster-Vorsatz farblos, flach-tastend, Frontring | MP1-10C Pushbutton
1SFA611100R1009 | MP1-10M | Active | 7320500261040 | 6.16 | 1 | 10 | stuk | Pilot devices | BE31220 | SP (Control general) | stuk | MP1 VlakkeMP1-10M | Boutton Poussoir Plat MP1-10M | Flush Pushbutton MP1-10M | MP1-10M Pushbutton
1SFA611100R1101 | MP1-11R | Active | 7320500261057 | 6.24 | 1 | 10 | stuk | Pilot devices | BE31220 | SP (Control general) | stuk | MP1 terugveere verlicht rood | Boutton Poussoir Plat, illum. Rouge | MP1-11R Leuchtdrucktaster-Vorsatz rot, flach-tastend, Frontring | MP1-11R Pushbutton
1SFA611100R1102 | MP1-11G | Active | 7320500261064 | 6.24 | 1 | 10 | stuk | Pilot devices | BE31220 | SP (Control general) | stuk | MP1 terugveere verlicht groen | Boutton Poussoir Plat, illum. Vert | MP1-11G Leuchtdrucktaster-Vorsatz grün, flach-tastend, Frontring | MP1-11G Pushbutton
1SFA611100R1103 | MP1-11Y | Active | 7320500261071 | 6.24 | 1 | 10 | stuk | Pilot devices | BE31220 | SP (Control general) | stuk | MP1 terugveere verlicht geel | Boutton Poussoir Plat, illum. Jaune | MP1-11Y Leuchtdrucktaster-Vorsatz gelb, flach-tastend, Frontring | MP1-11Y Pushbutton
1SFA611100R1104 | MP1-11L | Active | 7320500261088 | 6.24 | 1 | 10 | stuk | Pilot devices | BE31220 | SP (Control general) | stuk | MP1 terugveere verlicht blauw | Boutton Poussoir Plat, illum. Bleu | MP1-11L Leuchtdrucktaster-Vorsatz blau, flach-tastend, Frontring | MP1-11L Pushbutton
1SFA611100R1105 | MP1-11W | Active | 7320500261095 | 6.24 | 1 | 10 | stuk | Pilot devices | BE31220 | SP (Control general) | stuk | MP1 terugveere verlicht wit | Boutton Poussoir Plat, illum. Blanc | MP1-11W Leuchtdrucktaster-Vorsatz weiss, flach-tastend, Frontring | MP1-11W Pushbutton
1SFA611100R1108 | MP1-11C | Active | 7320500261101 | 6.24 | 1 | 10 | stuk | Pilot devices | BE31220 | SP (Control general) | stuk | MP1 terugveere verlicht helder | Boutton Poussoir Plat, illum. Clair | MP1-11C Leuchtdrucktaster-Vorsatz farblos, flach-tastend, Frontring | MP1-11C Pushbutton
1SFA611100R2001 | MP1-20R | Active | 7320500261125 | 6.24 | 1 | 10 | stuk | Pilot devices | BE31220 | SP (Control general) | stuk | MP1 terugveer chrome kraag rood | Boutton poussoir plat Série modulaire impulsion, collerette chromé, rouge | MP1-20R Drucktaster-Vorsatz rot, flach-tastend, Frontring | MP1-20R Pushbutton
1SFA611100R2002 | MP1-20G | Active | 7320500261132 | 6.24 | 1 | 10 | stuk | Pilot devices | BE31220 | SP (Control general) | stuk | MP1 terugveer chrome kraag groen | Boutton poussoir plat Série modulaire impulsion, collerette chromé, vert | MP1-20G Drucktaster-Vorsatz grün, flach-tastend, Frontring | MP1-20G Pushbutton
1SFA611100R2003 | MP1-20Y | Active | 7320500261149 | 6.24 | 1 | 10 | stuk | Pilot devices | BE31220 | SP (Control general) | stuk | MP1 terugveer chrome kraag geel | Boutton poussoir plat Série modulaire impulsion, collerette chromé, jaune | MP1-20Y Drucktaster-Vorsatz gelb, flach-tastend, Frontring | MP1-20Y Pushbutton
1SFA611100R2004 | MP1-20L | Active | 7320500261156 | 6.24 | 1 | 10 | stuk | Pilot devices | BE31220 | SP (Control general) | stuk | MP1 terugveer chrome kraag blauw | Boutton poussoir plat Série modulaire impulsion, collerette chromé, bleu | MP1-20L Drucktaster-Vorsatz blau, flach-tastend, Frontring | MP1-20L Pushbutton
1SFA611100R2005 | MP1-20W | Active | 7320500261163 | 6.24 | 1 | 10 | stuk | Pilot devices | BE31220 | SP (Control general) | stuk | MP1 terugveer chrome kraag wit | Boutton poussoir plat Série modulaire impulsion, collerette chromé, blanc | MP1-20W Drucktaster-Vorsatz weiss, flach-tastend, Frontring | MP1-20W Pushbutton
1SFA611100R2006 | MP1-20B | Active | 7320500261170 | 6.24 | 1 | 10 | stuk | Pilot devices | BE31220 | SP (Control general) | stuk | MP1 terugveer zw | Boutton Poussoir Plat gamme modulaire impulsion, noir | MP1-20B Drucktaster-Vorsatz schwarz, flach-tastend, Frontring | MP1-20B Pushbutton
1SFA611100R2101 | MP1-21R | Active | 7320500261194 | 6.48 | 1 | 10 | stuk | Pilot devices | BE31220 | SP (Control general) | stuk | MP1 terugveer verlicht chrome kraag | Boutton poussoir plat Série modulaire impulsion, lumineux, collerette chromé, rouge | MP1-21R Leuchtdrucktaster-Vorsatz rot, flach-tastend, Frontring | MP1-21R Pushbutton
1SFA611100R2102 | MP1-21G | Active | 7320500261200 | 6.48 | 1 | 10 | stuk | Pilot devices | BE31220 | SP (Control general) | stuk | MP1 terugveer verlicht chrome kraag | Boutton poussoir plat Série modulaire impulsion, lumineux, collerette chromé, vert | MP1-21G Leuchtdrucktaster-Vorsatz grün, flach-tastend, Frontring | MP1-21G Pushbutton
1SFA611100R2103 | MP1-21Y | Active | 7320500261217 | 6.48 | 1 | 10 | stuk | Pilot devices | BE31220 | SP (Control general) | stuk | MP1 terugveer verlicht chrome kraag | Boutton poussoir plat Série modulaire impulsion, lumineux, collerette chromé, jaune | MP1-21Y Leuchtdrucktaster-Vorsatz gelb, flach-tastend, Frontring | MP1-21Y Pushbutton
1SFA611100R2104 | MP1-21L | Active | 7320500261224 | 6.48 | 1 | 10 | stuk | Pilot devices | BE31220 | SP (Control general) | stuk | MP1 terugveer verlicht chrome kraag | Boutton poussoir plat Série modulaire impulsion, lumineux, collerette chromé, bleu | MP1-21L Leuchtdrucktaster-Vorsatz blau, flach-tastend, Frontring | MP1-21L Pushbutton
1SFA611100R2105 | MP1-21W | Active | 7320500261231 | 6.48 | 1 | 10 | stuk | Pilot devices | BE31220 | SP (Control general) | stuk | MP1 terugveer verlicht chrome kraag wit | Boutton poussoir plat Série modulaire impulsion, lumineux, collerette chromé, blanc | MP1-21W Leuchtdrucktaster-Vorsatz weiss, flach-tastend, Frontring | MP1-21W Pushbutton
1SFA611100R2108 | MP1-21C | Active | 7320500261248 | 6.48 | 1 | 10 | stuk | Pilot devices | BE31220 | SP (Control general) | stuk | MP1 terugveer verlicht chrome kraag | Boutton poussoir plat Série modulaire impulsion, lumineux, collerette chromé, clair | MP1-21C Leuchtdrucktaster-Vorsatz farblos, flach-tastend, Frontring | MP1-21C Pushbutton
1SFA611100R3001 | MP1-30R | Active | 7320500261255 | 10.98 | 1 | 10 | stuk | Pilot devices | BE31220 | SP (Control general) | stuk | MP1 terugveerMetalen kraag rood | Boutton poussoir plat Série modulaire impulsion, collerette métal, rouge | MP1-30R Drucktaster-Vorsatz rot, flach-tastend, Frontring | MP1-30R Pushbutton
1SFA611100R3002 | MP1-30G | Active | 7320500261262 | 10.98 | 1 | 10 | stuk | Pilot devices | BE31220 | SP (Control general) | stuk | MP1 terugveerMetalen kraag groen | Boutton poussoir plat Série modulaire impulsion, collerette métal, vert | MP1-30G Drucktaster-Vorsatz grün, flach-tastend, Frontring | MP1-30G Pushbutton
1SFA611100R3003 | MP1-30Y | Active | 7320500261279 | 10.98 | 1 | 10 | stuk | Pilot devices | BE31220 | SP (Control general) | stuk | MP1 terugveerMetalen kraag geel | Boutton poussoir plat Série modulaire impulsion, collerette métal, jaune | MP1-30Y Drucktaster-Vorsatz gelb, flach-tastend, Frontring | MP1-30Y Pushbutton
1SFA611100R3004 | MP1-30L | Active | 7320500261286 | 10.98 | 1 | 10 | stuk | Pilot devices | BE31220 | SP (Control general) | stuk | MP1 terugveerMetalen kraag blauw | Boutton poussoir plat Série modulaire impulsion, collerette métal, bleu | MP1-30L Drucktaster-Vorsatz blau, flach-tastend, Frontring | MP1-30L Pushbutton
1SFA611100R3005 | MP1-30W | Active | 7320500261293 | 10.98 | 1 | 10 | stuk | Pilot devices | BE31220 | SP (Control general) | stuk | MP1 terugveerMetalen kraag wit | Boutton poussoir plat Série modulaire impulsion, collerette métal, blanc | MP1-30W Drucktaster-Vorsatz weiss, flach-tastend, Frontring | MP1-30W Pushbutton
1SFA611100R3006 | MP1-30B | Active | 7320500261309 | 10.98 | 1 | 10 | stuk | Pilot devices | BE31220 | SP (Control general) | stuk | MP1 terugveerMetalen kraag zw | Boutton poussoir plat Série modulaire impulsion, collerette métal, noir | Flush pushbutton Modular range momentary, metal bezel, black | MP1-30B Pushbutton
1SFA611100R3101 | MP1-31R | Active | 7320500261323 | 10.51 | 1 | 10 | stuk | Pilot devices | BE31220 | SP (Control general) | stuk | MP1 terugveer verlichtMetalen kraag | Boutton poussoir plat Série modulaire impulsion, lumineux, collerette métal, rouge | MP1-31R Leuchtdrucktaster-Vorsatz rot, flach-tastend, Frontring | MP1-31R Pushbutton
1SFA611100R3102 | MP1-31G | Active | 7320500261330 | 10.51 | 1 | 10 | stuk | Pilot devices | BE31220 | SP (Control general) | stuk | MP1-31G Pushbutton | Boutton poussoir plat MP1-31G | MP1-31G Leuchtdrucktaster-Vorsatz grün, flach-tastend, Frontring | MP1-31G Pushbutton
1SFA611100R3103 | MP1-31Y | Active | 7320500261347 | 10.51 | 1 | 10 | stuk | Pilot devices | BE31220 | SP (Control general) | stuk | MP1 terugveer verlichtMetalen kraag | Boutton poussoir plat Série modulaire impulsion, lumineux, collerette métal, jaune | MP1-31Y Leuchtdrucktaster-Vorsatz gelb, flach-tastend, Frontring | MP1-31Y Pushbutton
1SFA611100R3104 | MP1-31L | Active | 7320500261354 | 10.51 | 1 | 10 | stuk | Pilot devices | BE31220 | SP (Control general) | stuk | MP1 terugveer verlichtMetalen kraag | Boutton poussoir plat Série modulaire impulsion, lumineux, collerette métal, bleu | MP1-31L Leuchtdrucktaster-Vorsatz blau, flach-tastend, Frontring | MP1-31L Pushbutton
1SFA611100R3105 | MP1-31W | Active | 7320500261361 | 10.51 | 1 | 10 | stuk | Pilot devices | BE31220 | SP (Control general) | stuk | MP1 terugveer verlichtMetalen kraag | Boutton poussoir plat Série modulaire impulsion, lumineux, collerette métal, blanc | MP1-31W Leuchtdrucktaster-Vorsatz weiss, flach-tastend, Frontring | MP1-31W Pushbutton
1SFA611100R3108 | MP1-31C | Active | 7320500261378 | 10.51 | 1 | 10 | stuk | Pilot devices | BE31220 | SP (Control general) | stuk | MP1 terugveer verlichtMetalen kraag | Boutton poussoir plat Série modulaire impulsion, lumineux, collerette métal, clair | MP1-31C Leuchtdrucktaster-Vorsatz schwarz, flach-tastend, Frontring | MP1-31C Pushbutton
1SFA611100R7011 | MP1-7011 | Active | 7320500311585 | 6.61 | 1 | 10 | stuk | Pilot devices | BE31220 | SP (Control general) | stuk | MP1 terugveer rood opschrift I | Boutton poussoir plat, Série modulaire, impulsion, rouge, marqué "I" | MP1-7011 Drucktaster-Vorsatz beschriftet rot, flach-tastend, Frontring schwarz | MP1-7011 Pushbutton
1SFA611100R7012 | MP1-7012 | Active | 7320500311592 | 6.83 | 1 | 10 | stuk | Pilot devices | BE31220 | SP (Control general) | stuk | MP1 terugveer groen opschrift 'I' | Boutton poussoir plat Série modulaire impulsion, vert, marqué 'I' blanc | MP1-7012 Drucktaster-Vorsatz beschriftet grün, flach-tastend, Frontring schwarz, | MP1-7012 Pushbutton
1SFA611100R7014 | MP1-7014 | Active | 7320500356340 | 6.83 | 1 | 10 | stuk | Pilot devices | BE31220 | SP (Control general) | stuk | MP1 terugveer verlicht groen opschrift | Boutton poussoir plat Série modulaire impulsion, lumineux, vert, marqué 'I' | MP1-7014 Drucktaster-Vorsatz beschriftet grün, flach-tastend, Frontring schwarz, | MP1-7014 Pushbutton
1SFA611100R7015 | MP1-7015 | Active | 7320500311615 | 6.83 | 1 | 10 | stuk | Pilot devices | BE31220 | SP (Control general) | stuk | MP1 terugveer wit opschrift 'I' | Boutton poussoir plat Série modulaire impulsion, blanc, marqué 'I' | MP1-7015 Drucktaster-Vorsatz beschriftet weiss, flach-tastend, Frontring schwarz, | MP1-7015 Pushbutton
1SFA611100R7016 | MP1-7016 | Active | 7320500311622 | 6.83 | 1 | 10 | stuk | Pilot devices | BE31220 | SP (Control general) | stuk | MP1 terugveer zw opschrift 'I' | Boutton poussoir plat Série modulaire impulsion, noir, marqué 'I' | MP1-7016 Drucktaster-Vorsatz beschriftet schwarz, flach-tastend, Frontring sw. | MP1-7016 Pushbutton
1SFA611100R7019 | MP1-7019 | Active | 7320500339244 | 6.83 | 1 | 10 | stuk | Pilot devices | BE31220 | SP (Control general) | stuk | MP1 terugveer verlicht wit opschrift | Boutton poussoir plat Série modulaire impulsion, lumineux, blanc, marqué 'I' | MP1-7019 Drucktaster-Vorsatz beschriftet weiss, flach-tastend, Frontring schwarz, | MP1-7019 Pushbutton
1SFA611100R7022 | MP1-7022 | Active | 7320500339060 | 6.83 | 1 | 10 | stuk | Pilot devices | BE31220 | SP (Control general) | stuk | MP1 terugveer groen opschrift 'II' | Boutton poussoir plat Série modulaire impulsion, vert, marqué 'II' | MP1-7022 Drucktaster-Vorsatz beschriftet grün, flach-tastend, Frontring schwarz, | MP1-7022 Pushbutton
1SFA611100R7025 | MP1-7025 | Limited | 7320500339022 | 7.63 | 1 | 10 | stuk | Pilot devices | BE31220 | SP (Control general) | stuk | MP1 terugveer wit opschrift 'II' | Boutton poussoir plat Série modulaire impulsion, blanc, marqué 'II' | MP1-7025 Drucktaster-Vorsatz beschriftet weiss, flach-tastend, Frontring schwarz, | MP1-7025 Pushbutton
1SFA611100R7031 | MP1-7031 | Active | 7320500311639 | 6.78 | 1 | 10 | stuk | Pilot devices | BE31220 | SP (Control general) | stuk | MP1 terugveer rood opschrift '0' | Boutton poussoir plat Série modulaire impulsion, rouge, marqué '0' | MP1-7031 Drucktaster-Vorsatz beschriftet rot, flach-tastend, Frontring schwarz, | MP1-7031 Pushbutton
1SFA611100R7032 | MP1-7032 | Limited | 7320500339138 | 7.56 | 1 | 10 | stuk | Pilot devices | BE31220 | SP (Control general) | stuk | MP1 terugveer groen opschrift '0' | Boutton poussoir plat Série modulaire impulsion, vert, marqué '0' | MP1-7032 Drucktaster-Vorsatz beschriftet grün, flach-tastend, Frontring schwarz, | MP1-7032 Pushbutton
1SFA611100R7036 | MP1-7036 | Active | 7320500311646 | 6.78 | 1 | 10 | stuk | Pilot devices | BE31220 | SP (Control general) | stuk | MP1 terugveer zw opschrift '0' | Boutton poussoir plat Série modulaire impulsion, noir, marqué '0' | MP1-7036 Drucktaster-Vorsatz beschriftet schwarz, flach-tastend, Frontring sw. | MP1-7036 Pushbutton
1SFA611100R7042 | MP1-7042 | Active | 7320500311653 | 6.83 | 1 | 10 | stuk | Pilot devices | BE31220 | SP (Control general) | stuk | MP1 terugveer groen symbool | Boutton poussoir plat Série modulaire impulsion, vert, symbole 'flèche droit | MP1-7042 Drucktaster-Vorsatz beschriftet grün, flach-tastend, Frontring schwarz, | MP1-7042 Pushbutton
1SFA611100R7059 | MP1-7059 | Active | 7320500342152 | 6.83 | 1 | 10 | stuk | Pilot devices | BE31220 | SP (Control general) | stuk | MP1 terugveer groen opschrift 'Start' | Boutton poussoir plat Série modulaire impulsion, vert, marqué 'Start' | MP1-7059 Drucktaster-Vorsatz beschriftet grün, flach-tastend, Frontring schwarz, | MP1-7059 Pushbutton
1SFA611100R7081 | MP1-7081 | Active | 7320500339039 | 6.83 | 1 | 10 | stuk | Pilot devices | BE31220 | SP (Control general) | stuk | MP1 terugveer rood opschrift 'Stop' | Boutton poussoir plat Série modulaire impulsion, rouge, marqué 'Stop' | MP1-7081 Drucktaster-Vorsatz beschriftet rot, flach-tastend, Frontring schwarz, | MP1-7081 Pushbutton
1SFA611100R7106 | MP1-7106 | Active | 7320500338407 | 6.83 | 1 | 10 | stuk | Pilot devices | BE31220 | SP (Control general) | stuk | MP1 terugveer zw symbool 'h,' | Boutton poussoir plat Série modulaire impulsion, noir, symbole 'hand' | MP1-7106 Drucktaster-Vorsatz beschriftet schwarz, flach-tastend, Frontring sw. | MP1-7106 Pushbutton
1SFA611100R7144 | MP1-7144 | Active | 7320500342145 | 6.83 | 1 | 10 | stuk | Pilot devices | BE31220 | SP (Control general) | stuk | MP1 terugveer blauw opschrift 'R' | Boutton poussoir plat Série modulaire impulsion, bleu, marqué 'R' | MP1-7144 Leuchtdrucktaster-Vorsatz besch blau, flach-tastend, Frontring | MP1-7144 Pushbutton
1SFA611100R7154 | MP1-7154 | Active | 7320500339046 | 6.83 | 1 | 10 | stuk | Pilot devices | BE31220 | SP (Control general) | stuk | MP1 terugveer blauw opschrift 'Reset' | Boutton poussoir plat Série modulaire impulsion, bleu, marqué 'Reset' | MP1-7154 Leuchtdrucktaster-Vorsatz besch blau, flach-tastend, Frontring | MP1-7154 Pushbutton
1SFA611100R7205 | MP1-7205 | Active | 7320500339152 | 6.83 | 1 | 10 | stuk | Pilot devices | BE31220 | SP (Control general) | stuk | MP1 terugveer wit symbool 'pijl omhoog | Boutton poussoir plat Série modulaire impulsion, blanc, symbole flèche en haut | MP1-7205 Drucktaster-Vorsatz beschriftet weiss, flach-tastend, Frontring Kunstst. | MP1-7205 Pushbutton
1SFA611100R7206 | MP1-7206 | Active | 7320500338414 | 6.83 | 1 | 10 | stuk | Pilot devices | BE31220 | SP (Control general) | stuk | VlakkeMod.MP1-7206 | Boutton poussoir plat Modular series MP1-7206 | MP1-7206 Drucktaster-Vorsatz beschriftet schwarz, flach-tastend, Frontring Kunst- | MP1-7206 Pushbutton
1SFA611101R1001 | MP2-10R | Active | 7320500266649 | 5.99 | 1 | 10 | stuk | Pilot devices | BE31220 | SP (Control general) | stuk | MP2 bistab.rood | Boutton poussoir plat Série modulaire accrochage, rouge | MP2-10R Druckt-Bedienelem.rast.flach rot rot, flach-verrastend, Frontring | MP2-10R Pushbutton
1SFA611101R1002 | MP2-10G | Active | 7320500266656 | 5.99 | 1 | 10 | stuk | Pilot devices | BE31220 | SP (Control general) | stuk | MP2 bistab.groen | Boutton poussoir plat Série modulaire accrochage, vert | MP2-10G Druckt-Bedienelem.rast.flach grün, flach-verrastend, Frontring | MP2-10G Pushbutton
1SFA611101R1003 | MP2-10Y | Active | 7320500266663 | 5.99 | 1 | 10 | stuk | Pilot devices | BE31220 | SP (Control general) | stuk | MP2 bistab.geel | Boutton poussoir plat Série modulaire accrochage, jaune | MP2-10Y Druckt-Bedienelem.rast.flach gelb, flach-verrastend, Frontring | MP2-10Y Pushbutton
1SFA611101R1004 | MP2-10L | Active | 7320500266670 | 5.99 | 1 | 10 | stuk | Pilot devices | BE31220 | SP (Control general) | stuk | MP2 bistab.blauw | Boutton poussoir plat Série modulaire accrochage, bleu | MP2-10L Druckt-Bedienelem.rast.flach blau, flach-verrastend, Frontring | MP2-10L Pushbutton
1SFA611101R1005 | MP2-10W | Active | 7320500266687 | 5.99 | 1 | 10 | stuk | Pilot devices | BE31220 | SP (Control general) | stuk | MP2 bistab.wit | Boutton poussoir plat Série modulaire accrochage, blanc | MP2-10W Druckt-Bedienelem.rast.flach weiss, flach-verrastend, Frontring | MP2-10W Pushbutton
1SFA611101R1006 | MP2-10B | Active | 7320500266694 | 5.99 | 1 | 10 | stuk | Pilot devices | BE31220 | SP (Control general) | stuk | MP2 bistab.zw | Boutton poussoir plat Série modulaire accrochage, noir | MP2-10B Druckt-Bedienelem.rast.flach schwarz, flach-verrastend, Frontring | MP2-10B Pushbutton
1SFA611101R1101 | MP2-11R | Active | 7320500266700 | 6.24 | 1 | 10 | stuk | Pilot devices | BE31220 | SP (Control general) | stuk | MP2 bistab.verlicht rood | Boutton poussoir plat Série modulaire accrochage, lumineux, rouge | MP2-11R Leuchtdrucktaster-Vorsatz rot, flach-verrastend, Frontring | MP2-11R Pushbutton
1SFA611101R1102 | MP2-11G | Active | 7320500266717 | 6.24 | 1 | 10 | stuk | Pilot devices | BE31220 | SP (Control general) | stuk | MP2 N-terugveer groen | Bouton poussoir plat non retournant, vert | MP2-11G Leuchtdrucktaster-Vorsatz grün, flach-verrastend, Frontring | MP2-11G Pushbutton
1SFA611101R1103 | MP2-11Y | Active | 7320500266724 | 6.24 | 1 | 10 | stuk | Pilot devices | BE31220 | SP (Control general) | stuk | MP2 bistab.verlicht geel | Boutton poussoir plat Série modulaire accrochage, lumineux, jaune | MP2-11Y Leuchtdrucktaster-Vorsatz gelb, flach-verrastend, Frontring | MP2-11Y Pushbutton
1SFA611101R1104 | MP2-11L | Active | 7320500266731 | 6.24 | 1 | 10 | stuk | Pilot devices | BE31220 | SP (Control general) | stuk | MP2 bistab.verlicht blauw | Boutton poussoir plat Série modulaire accrochage, lumineux, bleu | MP2-11L Leuchtdrucktaster-Vorsatz blau, flach-verrastend, Frontring | MP2-11L Pushbutton
1SFA611101R1105 | MP2-11W | Active | 7320500266748 | 6.24 | 1 | 10 | stuk | Pilot devices | BE31220 | SP (Control general) | stuk | MP2 bistab.verlicht wit | Boutton poussoir plat Série modulaire accrochage, lumineux, blanc | MP2-11W Leuchtdrucktaster-Vorsatz weiss, flach-verrastend, Frontring | MP2-11W Pushbutton
1SFA611101R1108 | MP2-11C | Active | 7320500266755 | 6.24 | 1 | 10 | stuk | Pilot devices | BE31220 | SP (Control general) | stuk | MP2 bistab.verlicht helder | Boutton poussoir plat Série modulaire accrochage, lumineux, clair | MP2-11C Leuchtdrucktaster-Vorsatz farblos, flach-verrastend, Frontring | MP2-11C Pushbutton
1SFA611101R2001 | MP2-20R | Active | 7320500266762 | 10.93 | 1 | 10 | stuk | Pilot devices | BE31220 | SP (Control general) | stuk | MP2 bistab.chrome kraag rood | Boutton poussoir plat Série modulaire accrochage, collerette chromé, rouge | MP2-20R Drucktaster-Vorsatz rot, flach-verrastend, Frontring | MP2-20R Pushbutton
1SFA611101R2002 | MP2-20G | Active | 7320500266779 | 10.93 | 1 | 10 | stuk | Pilot devices | BE31220 | SP (Control general) | stuk | MP2 bistab.chrome kraag groen | Boutton poussoir plat Série modulaire accrochage, collerette chromé, vert | MP2-20G Drucktaster-Vorsatz grün, flach-verrastend, Frontring | MP2-20G Pushbutton
1SFA611101R2004 | MP2-20L | Active | 7320500266793 | 10.93 | 1 | 10 | stuk | Pilot devices | BE31220 | SP (Control general) | stuk | MP2 bistab.chrome kraag blauw | Boutton poussoir plat Série modulaire accrochage, collerette chromé, bleu | MP2-20L Drucktaster-Vorsatz blau, flach-verrastend, Frontring | MP2-20L Pushbutton
1SFA611101R2005 | MP2-20W | Active | 7320500266809 | 10.93 | 1 | 10 | stuk | Pilot devices | BE31220 | SP (Control general) | stuk | MP2 bistab.chrome kraag wit | Boutton poussoir plat Série modulaire accrochage, collerette chromé, blanc | MP2-20W Drucktaster-Vorsatz weiss, flach-verrastend, Frontring | MP2-20W Pushbutton
1SFA611101R2006 | MP2-20B | Active | 7320500266816 | 10.93 | 1 | 10 | stuk | Pilot devices | BE31220 | SP (Control general) | stuk | MP2 bistab.chrome kraag zw | Boutton poussoir plat Série modulaire accrochage, collerette chromé, noir | MP2-20B Drucktaster-Vorsatz schwarz, flach-verrastend, Frontring | MP2-20B Pushbutton
1SFA611101R2101 | MP2-21R | Active | 7320500266823 | 6.31 | 1 | 10 | stuk | Pilot devices | BE31220 | SP (Control general) | stuk | MP2 bistab.verlicht chrome kraag rood | Boutton poussoir plat Série modulaire accrochage, lumineux, collerette chromé, rouge | MP2-21R Leuchtdrucktaster-Vorsatz rot, flach-verrastend, Frontring | MP2-21R Pushbutton
1SFA611101R2102 | MP2-21G | Active | 7320500266830 | 6.31 | 1 | 10 | stuk | Pilot devices | BE31220 | SP (Control general) | stuk | MP2 bistab.verlicht chrome kraag groen | Boutton poussoir plat Série modulaire accrochage, lumineux, collerette chromé, vert | MP2-21G Leuchtdrucktaster-Vorsatz grün, flach-verrastend, Frontring | MP2-21G Pushbutton
1SFA611101R2103 | MP2-21Y | Active | 7320500266847 | 6.31 | 1 | 10 | stuk | Pilot devices | BE31220 | SP (Control general) | stuk | MP2 bistab.verlicht chrome kraag geel | Boutton poussoir plat Série modulaire accrochage, lumineux, collerette chromé, jaune | MP2-21Y Leuchtdrucktaster-Vorsatz gelb, flach-verrastend, Frontring | MP2-21Y Pushbutton
1SFA611101R2104 | MP2-21L | Active | 7320500266854 | 6.31 | 1 | 10 | stuk | Pilot devices | BE31220 | SP (Control general) | stuk | MP2 bistab.verlicht chrome kraag blauw | Boutton poussoir plat Série modulaire accrochage, lumineux, collerette chromé, bleu | MP2-21L Leuchtdrucktaster-Vorsatz blau, flach-verrastend, Frontring | MP2-21L Pushbutton
1SFA611101R2105 | MP2-21W | Active | 7320500266861 | 6.31 | 1 | 10 | stuk | Pilot devices | BE31220 | SP (Control general) | stuk | MP2 bistab.verlicht chrome kraag wit | Boutton poussoir plat Série modulaire accrochage, lumineux, collerette chromé, blanc | MP2-21W Leuchtdrucktaster-Vorsatz weiss, flach-verrastend, Frontring | MP2-21W Pushbutton
1SFA611101R3001 | MP2-30R | Active | 7320500266885 | 10.56 | 1 | 10 | stuk | Pilot devices | BE31220 | SP (Control general) | stuk | MP2 bistab.Metalen kraag rood | Boutton poussoir plat Série modulaire accrochage, collerette métal, rouge | MP2-30R Drucktaster-Vorsatz rot, flach-verrastend, Frontring | MP2-30R Pushbutton
1SFA611101R3002 | MP2-30G | Active | 7320500266892 | 10.56 | 1 | 10 | stuk | Pilot devices | BE31220 | SP (Control general) | stuk | MP2 bistab.Metalen kraag groen | Boutton poussoir plat Série modulaire accrochage, collerette métal, vert | MP2-30G Drucktaster-Vorsatz grün, flach-verrastend, Frontring | MP2-30G Pushbutton
1SFA611101R3003 | MP2-30Y | Active | 7320500266908 | 10.56 | 1 | 10 | stuk | Pilot devices | BE31220 | SP (Control general) | stuk | MP2 bistab.Metalen kraag geel | Boutton poussoir plat Série modulaire accrochage, collerette métal, jaune | MP2-30Y Drucktaster-Vorsatz gelb, flach-verrastend, Frontring | MP2-30Y Pushbutton
1SFA611101R3004 | MP2-30L | Active | 7320500266915 | 10.56 | 1 | 10 | stuk | Pilot devices | BE31220 | SP (Control general) | stuk | MP2 bistab.Metalen kraag blauw | Boutton poussoir plat Série modulaire accrochage, collerette métal, bleu | MP2-30L Drucktaster-Vorsatz blau, flach-verrastend, Frontring | MP2-30L Pushbutton
1SFA611101R3006 | MP2-30B | Active | 7320500266939 | 10.56 | 1 | 10 | stuk | Pilot devices | BE31220 | SP (Control general) | stuk | MP2 bistab.Metalen kraag zw | Boutton poussoir plat Série modulaire accrochage, collerette métal, noir | MP2-30B Drucktaster-Vorsatz schwarz, flach-verrastend, Frontring | MP2-30B Pushbutton
1SFA611101R3101 | MP2-31R | Active | 7320500266946 | 10.32 | 1 | 10 | stuk | Pilot devices | BE31220 | SP (Control general) | stuk | MP2 bistab.verlichtMetalen kraag rood | Boutton poussoir plat Série modulaire accrochage, lumineux, collerette métal, rouge | MP2-31R Leuchtdrucktaster-Vorsatz rot, flach-verrastend, Frontring | MP2-31R Pushbutton
1SFA611101R3102 | MP2-31G | Active | 7320500266953 | 10.32 | 1 | 10 | stuk | Pilot devices | BE31220 | SP (Control general) | stuk | MP2 bistab.verlichtMetalen kraag | Boutton poussoir plat Série modulaire accrochage, lumineux, collerette métal, vert | MP2-31G Leuchtdrucktaster-Vorsatz grün, flach-verrastend, Frontring | MP2-31G Pushbutton
1SFA611101R3103 | MP2-31Y | Active | 7320500266960 | 10.32 | 1 | 10 | stuk | Pilot devices | BE31220 | SP (Control general) | stuk | MP2 bistab.verlichtMetalen kraag geel | Boutton poussoir plat Série modulaire accrochage, lumineux, collerette métal, jaune | Flush pushbutton Modular range maintained, illuminated, metal bezel, yellow | MP2-31Y Pushbutton
1SFA611101R3104 | MP2-31L | Active | 7320500266977 | 10.32 | 1 | 10 | stuk | Pilot devices | BE31220 | SP (Control general) | stuk | MP2 bistab.verlichtMetalen kraag | Boutton poussoir plat Série modulaire accrochage, lumineux, collerette métal, bleu | MP2-31L Leuchtdrucktaster-Vorsatz blau, flach-verrastend, Frontring | MP2-31L Pushbutton
1SFA611101R3105 | MP2-31W | Active | 7320500266984 | 10.32 | 1 | 10 | stuk | Pilot devices | BE31220 | SP (Control general) | stuk | MP2 bistab.verlichtMetalen kraag wit | Boutton poussoir plat Série modulaire accrochage, lumineux, collerette métal, blanc | MP2-31W Leuchtdrucktaster-Vorsatz weiss, flach-verrastend, Frontring | MP2-31W Pushbutton
1SFA611101R3108 | MP2-31C | Active | 7320500266991 | 10.32 | 1 | 10 | stuk | Pilot devices | BE31220 | SP (Control general) | stuk | MP2 bistab.verlichtMetalen kraag | Boutton poussoir plat Série modulaire accrochage, lumineux, collerette métal, clair | MP2-31C Leuchtdrucktaster-Vorsatz farblos, flach-verrastend, Frontring | MP2-31C Pushbutton
1SFA611102R1001 | MP3-10R | Active | 7320500267936 | 5.98 | 1 | 10 | stuk | Pilot devices | BE31220 | SP (Control general) | stuk | MP3 terugveer rood | Boutton Poussoir gamme modulaire impulsion, rouge | MP3-10R Drucktaster-Vorsatz rot, hoch-tastend, Frontring | MP3-10R Pushbutton
1SFA611102R1002 | MP3-10G | Active | 7320500267943 | 5.98 | 1 | 10 | stuk | Pilot devices | BE31220 | SP (Control general) | stuk | MP3 terugveer groen | Boutton Poussoir gamme modulaire impulsion, vert | MP3-10G Drucktaster-Vorsatz grün, hoch-tastend, Frontring | MP3-10G Pushbutton
1SFA611102R1003 | MP3-10Y | Active | 7320500267950 | 5.98 | 1 | 10 | stuk | Pilot devices | BE31220 | SP (Control general) | stuk | MP3 terugveer geel | Boutton poussoir saillant Série modulaire impulsion, jaune | MP3-10Y Drucktaster-Vorsatz gelb, hoch-tastend, Frontring | MP3-10Y Pushbutton
1SFA611102R1004 | MP3-10L | Active | 7320500267967 | 5.98 | 1 | 10 | stuk | Pilot devices | BE31220 | SP (Control general) | stuk | MP3 terugveer blauw | Boutton poussoir saillant Série modulaire impulsion, bleu | MP3-10L Drucktaster-Vorsatz blau, hoch-tastend, Frontring | MP3-10L Pushbutton
1SFA611102R1005 | MP3-10W | Active | 7320500267974 | 5.98 | 1 | 10 | stuk | Pilot devices | BE31220 | SP (Control general) | stuk | MP3 terugveer wit | Boutton poussoir saillant Série modulaire impulsion, blanc | MP3-10W Drucktaster-Vorsatz weiss, hoch-tastend, Frontring | MP3-10W Pushbutton
1SFA611102R1006 | MP3-10B | Active | 7320500267981 | 5.98 | 1 | 10 | stuk | Pilot devices | BE31220 | SP (Control general) | stuk | MP3 terugveer zw | Boutton poussoir saillant Série modulaire impulsion, noir | MP3-10B Drucktaster-Vorsatz schwarz, hoch-tastend, Frontring | MP3-10B Pushbutton
1SFA611102R1008 | MP3-10C | Active | 7320500267998 | 5.98 | 1 | 10 | stuk | Pilot devices | BE31220 | SP (Control general) | stuk | MP3 terugveer helder | Boutton poussoir saillant Série modulaire impulsion, clair | MP3-10C Drucktaster-Vorsatz farblos, hoch-tastend, Frontring | MP3-10C Pushbutton
1SFA611102R1101 | MP3-11R | Active | 7320500268018 | 6.48 | 1 | 10 | stuk | Pilot devices | BE31220 | SP (Control general) | stuk | MP3 terugveer verlicht rood | Boutton poussoir saillant Série modulaire impulsion, lumineux, rouge | MP3-11R Leuchtdrucktaster-Vorsatz rot, hoch-tastend, Frontring | MP3-11R Pushbutton
1SFA611102R1102 | MP3-11G | Active | 7320500268025 | 6.48 | 1 | 10 | stuk | Pilot devices | BE31220 | SP (Control general) | stuk | MP3 terugveer verlicht groen | Boutton Poussoir gamme modulaire impulsion, lumineux, vert | MP3-11G Leuchtdrucktaster-Vorsatz grün, hoch-tastend, Frontring | MP3-11G Pushbutton
1SFA611102R1103 | MP3-11Y | Active | 7320500268032 | 6.48 | 1 | 10 | stuk | Pilot devices | BE31220 | SP (Control general) | stuk | MP3 terugveer verlicht geel | Boutton poussoir saillant Série modulaire impulsion, lumineux, jaune | MP3-11Y Leuchtdrucktaster-Vorsatz gelb, hoch-tastend, Frontring | MP3-11Y Pushbutton
1SFA611102R1104 | MP3-11L | Active | 7320500268049 | 6.48 | 1 | 10 | stuk | Pilot devices | BE31220 | SP (Control general) | stuk | MP3 terugveer verlicht blauw | Boutton poussoir saillant Série modulaire impulsion, lumineux, bleu | MP3-11L Leuchtdrucktaster-Vorsatz blau, hoch-tastend, Frontring | MP3-11L Pushbutton
1SFA611102R1105 | MP3-11W | Active | 7320500268056 | 6.48 | 1 | 10 | stuk | Pilot devices | BE31220 | SP (Control general) | stuk | MP3 terugveer verlicht wit | Boutton poussoir saillant Série modulaire impulsion, lumineux, blanc | MP3-11W Leuchtdrucktaster-Vorsatz weiss, hoch-tastend, Frontring | MP3-11W Pushbutton
1SFA611102R1108 | MP3-11C | Active | 7320500268063 | 6.48 | 1 | 10 | stuk | Pilot devices | BE31220 | SP (Control general) | stuk | MP3 Verlicht terugveer klaar | Bouton poussoir Illuminé, retournant, clair | MP3-11C Leuchtdrucktaster-Vorsatz farblos, hoch-tastend, Frontring | MP3-11C Pushbutton
1SFA611102R2001 | MP3-20R | Active | 7320500268087 | 5.8 | 1 | 10 | stuk | Pilot devices | BE31220 | SP (Control general) | stuk | MP3 terugveer chrome kraag rood | Boutton poussoir saillant Série modulaire impulsion, collerette chromé, rouge | MP3-20R Drucktaster-Vorsatz rot, hoch-tastend, Frontring | MP3-20R Pushbutton
1SFA611102R2002 | MP3-20G | Active | 7320500268094 | 5.8 | 1 | 10 | stuk | Pilot devices | BE31220 | SP (Control general) | stuk | MP3 terugveer chrome kraag groen | Boutton poussoir saillant Série modulaire impulsion, collerette chromé, vert | MP3-20G Drucktaster-Vorsatz grün, hoch-tastend, Frontring | MP3-20G Pushbutton
1SFA611102R2003 | MP3-20Y | Active | 7320500268100 | 5.8 | 1 | 10 | stuk | Pilot devices | BE31220 | SP (Control general) | stuk | MP3 terugveer chrome kraag geel | Boutton poussoir saillant Série modulaire impulsion, collerette chromé, jaune | MP3-20Y Drucktaster-Vorsatz gelb, hoch-tastend, Frontring | MP3-20Y Pushbutton
1SFA611102R2004 | MP3-20L | Active | 7320500268117 | 5.8 | 1 | 10 | stuk | Pilot devices | BE31220 | SP (Control general) | stuk | MP3 terugveer chrome kraag blauw | Boutton poussoir saillant Série modulaire impulsion, collerette chromé, bleu | MP3-20L Drucktaster-Vorsatz blau, hoch-tastend, Frontring | MP3-20L Pushbutton
1SFA611102R2005 | MP3-20W | Active | 7320500268124 | 5.8 | 1 | 10 | stuk | Pilot devices | BE31220 | SP (Control general) | stuk | MP3 terugveer chrome kraag wit | Boutton poussoir saillant Série modulaire impulsion, collerette chromé, blanc | MP3-20W Drucktaster-Vorsatz weiss, hoch-tastend, Frontring | MP3-20W Pushbutton
1SFA611102R2006 | MP3-20B | Active | 7320500268131 | 5.8 | 1 | 10 | stuk | Pilot devices | BE31220 | SP (Control general) | stuk | MP3 terugveer chrome kraag zw | Boutton poussoir saillant Série modulaire impulsion, collerette chromé, noir | MP3-20B Drucktaster-Vorsatz schwarz, hoch-tastend, Frontring | MP3-20B Pushbutton
1SFA611102R2101 | MP3-21R | Active | 7320500268155 | 6.31 | 1 | 10 | stuk | Pilot devices | BE31220 | SP (Control general) | stuk | MP3 terugveer verlicht chrome kraag | Boutton poussoir saillant Série modulaire impulsion, lumineux, collerette chromé, rouge | MP3-21R Leuchtdrucktaster-Vorsatz rot, hoch-tastend, Frontring | MP3-21R Pushbutton
1SFA611102R2102 | MP3-21G | Active | 7320500268162 | 6.31 | 1 | 10 | stuk | Pilot devices | BE31220 | SP (Control general) | stuk | MP3 terugveer verlicht chrome kraag | Boutton poussoir saillant Série modulaire impulsion, lumineux, collerette chromé, vert | MP3-21G Leuchtdrucktaster-Vorsatz grün, hoch-tastend, Frontring | MP3-21G Pushbutton
1SFA611102R2103 | MP3-21Y | Active | 7320500268179 | 6.31 | 1 | 10 | stuk | Pilot devices | BE31220 | SP (Control general) | stuk | MP3 terugveer verlicht chrome kraag | Boutton poussoir saillant Série modulaire impulsion, lumineux, collerette chromé, jaune | MP3-21Y Leuchtdrucktaster-Vorsatz gelb, hoch-tastend, Frontring | MP3-21Y Pushbutton
1SFA611102R2104 | MP3-21L | Active | 7320500268186 | 6.31 | 1 | 10 | stuk | Pilot devices | BE31220 | SP (Control general) | stuk | MP3 terugveer verlicht chrome kraag | Boutton poussoir saillant Série modulaire impulsion, lumineux, collerette chromé, bleu | MP3-21L Leuchtdrucktaster-Vorsatz blau, hoch-tastend, Frontring | MP3-21L Pushbutton
1SFA611102R2105 | MP3-21W | Active | 7320500268193 | 6.31 | 1 | 10 | stuk | Pilot devices | BE31220 | SP (Control general) | stuk | MP3 terugveer verlicht chrome kraag wit | Boutton poussoir saillant Série modulaire impulsion, lumineux, collerette chromé, blanc | MP3-21W Leuchtdrucktaster-Vorsatz weiss, hoch-tastend, Frontring | MP3-21W Pushbutton
1SFA611102R2108 | MP3-21C | Limited | 7320500268209 | 7.04 | 1 | 10 | stuk | Pilot devices | BE31220 | SP (Control general) | stuk | MP3 terugveer verlicht chrome kraag | Boutton poussoir saillant Série modulaire impulsion, lumineux, collerette chromé, clair | MP3-21C Leuchtdrucktaster-Vorsatz farblos, hoch-tastend, Frontring | MP3-21C Pushbutton
1SFA611102R3001 | MP3-30R | Active | 7320500268216 | 10.56 | 1 | 10 | stuk | Pilot devices | BE31220 | SP (Control general) | stuk | MP3 terugveerMetalen kraag rood | Boutton poussoir saillant Série modulaire impulsion, collerette métal, rouge | MP3-30R Drucktaster-Vorsatz rot, hoch-tastend, Frontring | MP3-30R Pushbutton
1SFA611102R3002 | MP3-30G | Active | 7320500268223 | 10.56 | 1 | 10 | stuk | Pilot devices | BE31220 | SP (Control general) | stuk | MP3 terugveerMetalen kraag groen | Boutton poussoir saillant Série modulaire impulsion, collerette métal, vert | MP3-30G Drucktaster-Vorsatz grün, hoch-tastend, Frontring | MP3-30G Pushbutton
1SFA611102R3003 | MP3-30Y | Active | 7320500268230 | 10.56 | 1 | 10 | stuk | Pilot devices | BE31220 | SP (Control general) | stuk | MP3 terugveerMetalen kraag geel | Boutton poussoir saillant Série modulaire impulsion, collerette métal, jaune | MP3-30Y Drucktaster-Vorsatz gelb, hoch-tastend, Frontring | MP3-30Y Pushbutton
1SFA611102R3004 | MP3-30L | Active | 7320500268247 | 10.56 | 1 | 10 | stuk | Pilot devices | BE31220 | SP (Control general) | stuk | MP3 terugveerMetalen kraag blauw | Boutton poussoir saillant Série modulaire impulsion, collerette métal, bleu | MP3-30L Drucktaster-Vorsatz blau, hoch-tastend, Frontring | MP3-30L Pushbutton
1SFA611102R3005 | MP3-30W | Active | 7320500268254 | 10.56 | 1 | 10 | stuk | Pilot devices | BE31220 | SP (Control general) | stuk | MP3 terugveerMetalen kraag wit | Boutton poussoir saillant Série modulaire impulsion, collerette métal, blanc | MP3-30W Drucktaster-Vorsatz weiss, hoch-tastend, Frontring | MP3-30W Pushbutton
1SFA611102R3006 | MP3-30B | Active | 7320500268261 | 10.56 | 1 | 10 | stuk | Pilot devices | BE31220 | SP (Control general) | stuk | MP3 terugveerMetalen kraag zw | Boutton poussoir saillant Série modulaire impulsion, collerette métal, noir | MP3-30B Drucktaster-Vorsatz schwarz, hoch-tastend, Frontring | MP3-30B Pushbutton
1SFA611102R3101 | MP3-31R | Active | 7320500268285 | 10.61 | 1 | 10 | stuk | Pilot devices | BE31220 | SP (Control general) | stuk | MP3 terugveer verlichtMetalen kraag | Boutton poussoir saillant Série modulaire impulsion, lumineux, collerette métal, rouge | MP3-31R Leuchtdrucktaster-Vorsatz rot, hoch-tastend, Frontring | MP3-31R Pushbutton
1SFA611102R3102 | MP3-31G | Active | 7320500268292 | 10.61 | 1 | 10 | stuk | Pilot devices | BE31220 | SP (Control general) | stuk | MP3 terugveer verlichtMetalen kraag | Boutton poussoir saillant Série modulaire impulsion, lumineux, collerette métal, vert | MP3-31G Leuchtdrucktaster-Vorsatz grün, hoch-tastend, Frontring | MP3-31G Pushbutton
1SFA611102R3103 | MP3-31Y | Active | 7320500268308 | 10.32 | 1 | 10 | stuk | Pilot devices | BE31220 | SP (Control general) | stuk | MP3 terugveer verlichtMetalen kraag | Boutton poussoir saillant Série modulaire impulsion, lumineux, collerette métal, jaune | MP3-31Y Leuchtdrucktaster-Vorsatz gelb, hoch-tastend, Frontring | MP3-31Y Pushbutton
1SFA611102R3104 | MP3-31L | Active | 7320500268315 | 10.32 | 1 | 10 | stuk | Pilot devices | BE31220 | SP (Control general) | stuk | MP3 terugveer verlichtMetalen kraag | Boutton poussoir saillant Série modulaire impulsion, lumineux, collerette métal, bleu | MP3-31L Leuchtdrucktaster-Vorsatz blau, hoch-tastend, Frontring | MP3-31L Pushbutton
1SFA611102R3105 | MP3-31W | Active | 7320500268322 | 10.32 | 1 | 10 | stuk | Pilot devices | BE31220 | SP (Control general) | stuk | MP3 terugveer verlichtMetalen kraag | Boutton poussoir saillant Série modulaire impulsion, lumineux, collerette métal, blanc | MP3-31W Leuchtdrucktaster-Vorsatz weiss, hoch-tastend, Frontring | MP3-31W Pushbutton
1SFA611102R3108 | MP3-31C | Active | 7320500268339 | 10.32 | 1 | 10 | stuk | Pilot devices | BE31220 | SP (Control general) | stuk | MP3 terugveer verlichtMetalen kraag | Boutton poussoir saillant Série modulaire impulsion, lumineux, collerette métal, clair | MP3-31C Leuchtdrucktaster-Vorsatz farblos, hoch-tastend, Frontring | MP3-31C Pushbutton
1SFA611102R7031 | MP3-7031 | Active | 7320500338384 | 10.56 | 1 | 10 | stuk | Pilot devices | BE31220 | SP (Control general) | stuk | MP3 terugveer rood opschrift '0' | Boutton poussoir saillant Série modulaire impulsion, rouge, marqué '0' | Extended pushbutton Modular range momentary, red, marked '0' | MP3-7031 Pushbutton
1SFA611102R7040 | MP3-7040 | Active | 7320500339251 | 10.56 | 1 | 10 | stuk | Pilot devices | BE31220 | SP (Control general) | stuk | MP3 terugveer verlicht wit opschrift | Boutton poussoir saillant Série modulaire impulsion, lumineux, blanc, marqué '0 | MP3-7040 Leuchtdrucktaster-Vorsatz besch weiss, hoch-tastend, Frontring | MP3-7040 Pushbutton
1SFA611103R1001 | MP4-10R | Active | 7320500273609 | 5.99 | 1 | 10 | stuk | Pilot devices | BE31220 | SP (Control general) | stuk | MP4 bistab.rood | Boutton poussoir saillant Série modulaire accrochage, rouge | MP4-10R Drucktaster-Vorsatz rot, hoch-verrastend, Frontring | MP4-10R Pushbutton
1SFA611103R1002 | MP4-10G | Active | 7320500273616 | 5.99 | 1 | 10 | stuk | Pilot devices | BE31220 | SP (Control general) | stuk | MP4 bistab.groen | Boutton poussoir saillant Série modulaire accrochage, vert | MP4-10G Drucktaster-Vorsatz grün, hoch-verrastend, Frontring | MP4-10G Pushbutton
1SFA611103R1003 | MP4-10Y | Active | 7320500273623 | 5.99 | 1 | 10 | stuk | Pilot devices | BE31220 | SP (Control general) | stuk | MP4 bistab.geel | Boutton poussoir saillant Série modulaire accrochage, jaune | MP4-10Y Drucktaster-Vorsatz gelb, hoch-verrastend, Frontring | MP4-10Y Pushbutton
1SFA611103R1004 | MP4-10L | Active | 7320500273630 | 5.99 | 1 | 10 | stuk | Pilot devices | BE31220 | SP (Control general) | stuk | MP4 bistab.blauw | Boutton poussoir saillant Série modulaire accrochage, bleu | MP4-10L Drucktaster-Vorsatz blau, hoch-verrastend, Frontring | MP4-10L Pushbutton
1SFA611103R1005 | MP4-10W | Active | 7320500273647 | 5.99 | 1 | 10 | stuk | Pilot devices | BE31220 | SP (Control general) | stuk | MP4 bistab.wit | Boutton poussoir saillant Série modulaire accrochage, blanc | MP4-10W Drucktaster-Vorsatz weiss, hoch-verrastend, Frontring | MP4-10W Pushbutton
1SFA611103R1006 | MP4-10B | Active | 7320500273654 | 5.99 | 1 | 10 | stuk | Pilot devices | BE31220 | SP (Control general) | stuk | MP4 bistab.zw | Boutton poussoir saillant Série modulaire accrochage, noir | MP4-10B Drucktaster-Vorsatz schwarz, hoch-verrastend, Frontring | MP4-10B Pushbutton
1SFA611103R1101 | MP4-11R | Active | 7320500273661 | 6.24 | 1 | 10 | stuk | Pilot devices | BE31220 | SP (Control general) | stuk | MP4 bistab.verlicht rood | Boutton poussoir saillant Série modulaire accrochage, lumineux, rouge | MP4-11R Leuchtdrucktaster-Vorsatz rot, hoch-verrastend, Frontring | MP4-11R Pushbutton
1SFA611103R1102 | MP4-11G | Active | 7320500273678 | 6.24 | 1 | 10 | stuk | Pilot devices | BE31220 | SP (Control general) | stuk | MP4 bistab.verlicht groen | Boutton poussoir saillant Série modulaire accrochage, lumineux, vert | MP4-11G Leuchtdrucktaster-Vorsatz grün, hoch-verrastend, Frontring | MP4-11G Pushbutton
1SFA611103R1103 | MP4-11Y | Active | 7320500273685 | 6.24 | 1 | 10 | stuk | Pilot devices | BE31220 | SP (Control general) | stuk | MP4 bistab.verlicht geel | Boutton poussoir saillant Série modulaire accrochage, lumineux, jaune | MP4-11Y Leuchtdrucktaster-Vorsatz gelb, hoch-verrastend, Frontring | MP4-11Y Pushbutton
1SFA611103R1104 | MP4-11L | Active | 7320500273692 | 6.24 | 1 | 10 | stuk | Pilot devices | BE31220 | SP (Control general) | stuk | MP4 bistab.verlicht blauw | Boutton poussoir saillant Série modulaire accrochage, lumineux, bleu | MP4-11L Leuchtdrucktaster-Vorsatz blau, hoch-verrastend, Frontring | MP4-11L Pushbutton
1SFA611103R1105 | MP4-11W | Active | 7320500273708 | 6.24 | 1 | 10 | stuk | Pilot devices | BE31220 | SP (Control general) | stuk | MP4 bistab.verlicht wit | Boutton poussoir saillant Série modulaire accrochage, lumineux, blanc | MP4-11W Leuchtdrucktaster-Vorsatz weiss, hoch-verrastend, Frontring | MP4-11W Pushbutton
1SFA611103R1108 | MP4-11C | Active | 7320500273715 | 6.24 | 1 | 10 | stuk | Pilot devices | BE31220 | SP (Control general) | stuk | MP4 bistab.verlicht helder | Boutton poussoir saillant Série modulaire accrochage, lumineux, clair | MP4-11C Leuchtdrucktaster-Vorsatz farblos, hoch-verrastend, Frontring | MP4-11C Pushbutton
1SFA611103R2001 | MP4-20R | Active | 7320500273722 | 17.04 | 1 | 10 | stuk | Pilot devices | BE31220 | SP (Control general) | stuk | MP4 bistab.chrome kraag rood | Boutton poussoir saillant Série modulaire accrochage, collerette chromé, rouge | MP4-20R Drucktaster-Vorsatz rot, hoch-verrastend, Frontring | MP4-20R Pushbutton
1SFA611103R2003 | MP4-20Y | Active | 7320500273746 | 17.04 | 1 | 10 | stuk | Pilot devices | BE31220 | SP (Control general) | stuk | MP4 bistab.chrome kraag geel | Boutton poussoir saillant Série modulaire accrochage, collerette chromé, jaune | MP4-20Y Drucktaster-Vorsatz gelb, hoch-verrastend, Frontring | MP4-20Y Pushbutton
1SFA611103R2004 | MP4-20L | Active | 7320500273753 | 17.04 | 1 | 10 | stuk | Pilot devices | BE31220 | SP (Control general) | stuk | MP4 bistab.chrome kraag blauw | Boutton poussoir saillant Série modulaire accrochage, collerette chromé, bleu | MP4-20L Drucktaster-Vorsatz blau, hoch-verrastend, Frontring | MP4-20L Pushbutton
1SFA611103R2101 | MP4-21R | Active | 7320500273784 | 6.31 | 1 | 10 | stuk | Pilot devices | BE31220 | SP (Control general) | stuk | MP4 bistab.verlicht chrome kraag rood | Boutton poussoir saillant Série modulaire accrochage, lumineux, collerette chromé, rouge | MP4-21R Leuchtdrucktaster-Vorsatz rot, hoch-verrastend, Frontring | MP4-21R Pushbutton
1SFA611103R2102 | MP4-21G | Active | 7320500273791 | 6.31 | 1 | 10 | stuk | Pilot devices | BE31220 | SP (Control general) | stuk | MP4 bistab.verlicht chrome kraag groen | Boutton poussoir saillant Série modulaire accrochage, lumineux, collerette chromé, vert | MP4-21G Leuchtdrucktaster-Vorsatz grün, hoch-verrastend, Frontring | MP4-21G Pushbutton
1SFA611103R2103 | MP4-21Y | Active | 7320500273807 | 6.31 | 1 | 10 | stuk | Pilot devices | BE31220 | SP (Control general) | stuk | MP4 bistab.verlicht chrome kraag geel | Boutton poussoir saillant Série modulaire accrochage, lumineux, collerette chromé, jaune | MP4-21Y Leuchtdrucktaster-Vorsatz gelb, hoch-verrastend, Frontring | MP4-21Y Pushbutton
1SFA611103R2104 | MP4-21L | Active | 7320500273814 | 6.31 | 1 | 10 | stuk | Pilot devices | BE31220 | SP (Control general) | stuk | MP4 bistab.verlicht chrome kraag blauw | Boutton poussoir saillant Série modulaire accrochage, lumineux, collerette chromé, bleu | MP4-21L Leuchtdrucktaster-Vorsatz blau, hoch-verrastend, Frontring | MP4-21L Pushbutton
1SFA611103R2105 | MP4-21W | Active | 7320500273821 | 6.31 | 1 | 10 | stuk | Pilot devices | BE31220 | SP (Control general) | stuk | MP4 bistab.verlicht chrome kraag wit | Boutton poussoir saillant Série modulaire accrochage, lumineux, collerette chromé, blanc | MP4-21W Leuchtdrucktaster-Vorsatz weiss, hoch-verrastend, Frontring | MP4-21W Pushbutton
1SFA611103R3002 | MP4-30G | Limited | 7320500273852 | 18.87 | 1 | 10 | stuk | Pilot devices | BE31220 | SP (Control general) | stuk | MP4 bistab.Metalen kraag groen | Boutton poussoir saillant Série modulaire accrochage, collerette métal, vert | MP4-30G Drucktaster-Vorsatz grün, hoch-verrastend, Frontring | MP4-30G Pushbutton
1SFA611103R3006 | MP4-30B | Limited | 7320500273890 | 18.87 | 1 | 10 | stuk | Pilot devices | BE31220 | SP (Control general) | stuk | MP4 bistab.Metalen kraag zw | Boutton poussoir saillant Série modulaire accrochage, collerette métal, noir | MP4-30B Drucktaster-Vorsatz schwarz, hoch-verrastend, Frontring | MP4-30B Pushbutton
1SFA611103R3101 | MP4-31R | Active | 7320500273906 | 10.32 | 1 | 10 | stuk | Pilot devices | BE31220 | SP (Control general) | stuk | MP4 bistab.verlichtMetalen kraag rood | Boutton poussoir saillant Série modulaire accrochage, lumineux, collerette métal, rouge | MP4-31R Leuchtdrucktaster-Vorsatz rot, hoch-verrastend, Frontring | MP4-31R Pushbutton
1SFA611103R3102 | MP4-31G | Active | 7320500273913 | 10.32 | 1 | 10 | stuk | Pilot devices | BE31220 | SP (Control general) | stuk | MP4 bistab.verlichtMetalen kraag | Boutton poussoir saillant Série modulaire accrochage, lumineux, collerette métal, vert | MP4-31G Leuchtdrucktaster-Vorsatz grün, hoch-verrastend, Frontring | MP4-31G Pushbutton
1SFA611103R3104 | MP4-31L | Active | 7320500273937 | 10.32 | 1 | 10 | stuk | Pilot devices | BE31220 | SP (Control general) | stuk | MP4 bistab.verlichtMetalen kraag | Boutton poussoir saillant Série modulaire accrochage, lumineux, collerette métal, bleu | MP4-31L Leuchtdrucktaster-Vorsatz blau, hoch-verrastend, Frontring | MP4-31L Pushbutton
1SFA611103R3108 | MP4-31C | Active | 7320500273951 | 10.32 | 1 | 10 | stuk | Pilot devices | BE31220 | SP (Control general) | stuk | MP4 bistab.verlichtMetalen kraag | Boutton poussoir saillant Série modulaire accrochage, lumineux, collerette métal, clair | MP4-31C Leuchtdrucktaster-Vorsatz farblos, hoch-verrastend, Frontring | MP4-31C Pushbutton
1SFA611124R1001 | MPM1-10R | Active | 7320500274866 | 11.1 | 1 | 10 | stuk | Pilot devices | BE31220 | SP (Control general) | stuk | PaddestoelMPM1 dia.40mm rood | Bouton poussoir coup de poing Rouge, Diam 40mm | MPM1-10R Pilzdrucktaster-Vorsatz rot, tastend, D=40 mm, Frontring | MPM1-10R Mushroom Pushbutton
1SFA611124R1003 | MPM1-10Y | Active | 7320500274873 | 11.1 | 1 | 10 | stuk | Pilot devices | BE31220 | SP (Control general) | stuk | PaddestoelMPM1 dia.40mm geel | Boutton coup de poing Série modulaire dia. 40mm, jaune | MPM1-10Y Pilztdruckaster-Vorsatz gelb, tastend, D=40 mm, Frontring | MPM1-10Y Mushroom Pushbutton
1SFA611124R1006 | MPM1-10B | Active | 7320500274880 | 11.1 | 1 | 10 | stuk | Pilot devices | BE31220 | SP (Control general) | stuk | PaddestoelMPM1 dia.40mm zw | Bouton poussoir coup de poing gamme modulaire impulsion, 40mm, noir | MPM1-10B Pilztdruckaster-Vorsatz schwarz, tastend, D=40 mm, Frontring | MPM1-10B Mushroom Pushbutton
1SFA611124R1101 | MPM1-11R | Active | 7320500274897 | 11.1 | 1 | 10 | stuk | Pilot devices | BE31220 | SP (Control general) | stuk | PaddestoelMPM1 dia.40mm verlicht rood | Boutton coup de poing Série modulaire dia. 40mm, lumineux, rouge | MPM1-11R Leuchtpilztaster-Vorsatz rot, tastend, D=40 mm, Frontring | MPM1-11R Mushroom Pushbutton
1SFA611124R1102 | MPM1-11G | Active | 7320500339169 | 10.87 | 1 | 10 | stuk | Pilot devices | BE31220 | SP (Control general) | stuk | PaddestoelMPM1 dia.40mm verlicht groen | Boutton coup de poing, Série modulaire, dia. 40mm, lumineux, vert | MPM1-11G Drucktastervorsatz | MPM1-11G Mushroom Pushbutton
1SFA611124R1103 | MPM1-11Y | Active | 7320500274903 | 11.1 | 1 | 10 | stuk | Pilot devices | BE31220 | SP (Control general) | stuk | PaddestoelMPM1 dia.40mm verlicht geel | Boutton coup de poing Série modulaire dia. 40mm, lumineux, jaune | MPM1-11Y Leuchtpilztaster-Vorsatz gelb, tastend, D=40 mm, Frontring | MPM1-11Y Mushroom Pushbutton
1SFA611125R1001 | MPM2-10R | Active | 7320500275764 | 13.26 | 1 | 10 | stuk | Pilot devices | BE31220 | SP (Control general) | stuk | PaddestoelMPM2 dia.60mm rood | Bouton poussoir coup de poing Rouge, Diam 40mm | MPM2-10R Pilztdruckaster-Vorsatz rot, tastend, D=60 mm, Frontring | MPM2-10R Mushroom Pushbutton
1SFA611125R1003 | MPM2-10Y | Active | 7320500275771 | 13.26 | 1 | 10 | stuk | Pilot devices | BE31220 | SP (Control general) | stuk | PaddestoelMPM2 dia.60mm geel | Boutton coup de poing Série modulaire dia. 60mm, jaune | MPM2-10Y Pilztdruckaster-Vorsatz gelb, tastend, D=60 mm, Frontring | MPM2-10Y Mushroom Pushbutton
1SFA611125R1006 | MPM2-10B | Active | 7320500275788 | 13.26 | 1 | 10 | stuk | Pilot devices | BE31220 | SP (Control general) | stuk | PaddestoelMPM2 dia.60mm zw | Boutton coup de poing Série modulaire dia. 60mm, noir | MPM2-10B Pilztdruckaster-Vorsatz schwarz, tastend, D=60 mm, Frontring | MPM2-10B Mushroom Pushbutton
1SFA611125R1101 | MPM2-11R | Active | 7320500275795 | 13.26 | 1 | 10 | stuk | Pilot devices | BE31220 | SP (Control general) | stuk | PaddestoelMPM2 dia.60mm verlicht rood | Boutton coup de poing Série modulaire dia. 60mm, lumineux, rouge | MPM2-11R Leuchtpilztaster-Vorsatz rot, tastend, D=60 mm, Frontring | MPM2-11R Mushroom Pushbutton
1SFA611125R1103 | MPM2-11Y | Active | 7320500275801 | 13.26 | 1 | 10 | stuk | Pilot devices | BE31220 | SP (Control general) | stuk | PaddestoelMPM2 dia.60mm verlicht geel | Boutton coup de poing Série modulaire dia. 60mm, lumineux, jaune | MPM2-11Y Leuchtpilztaster-Vorsatz gelb, D=60 mm, Frontring | MPM2-11Y Mushroom Pushbutton
1SFA611130R1101 | MPD1-11R | Active | 7320500276662 | 15.01 | 1 | 10 | stuk | Pilot devices | BE31220 | SP (Control general) | stuk | MPD1 dubb. verlicht groen/rood rode lens | Boutton poussoir double Série modulaire lumineux, vert/rouge, lentille rouge | MPD1-11R Doppeldrucktaster Tasten - oben grün: ohne Text - unten | MPD1-11R Double Pushbutton
1SFA611130R1102 | MPD1-11G | Active | 7320500276679 | 15.01 | 1 | 10 | stuk | Pilot devices | BE31220 | SP (Control general) | stuk | MPD1 dubb. verlicht groen/rood groene lens | Boutton poussoir double Série modulaire lumineux, vert/rouge, lentille verte | MPD1-11G Doppeldrucktaster Tasten - oben grün: ohne Text - unten | MPD1-11G Double Pushbutton
1SFA611130R1103 | MPD1-11Y | Active | 7320500276686 | 15.01 | 1 | 10 | stuk | Pilot devices | BE31220 | SP (Control general) | stuk | MPD1 dubb. verlicht groen/rood gele lens | Boutton poussoir double Série modulaire lumineux, vert/rouge, lentille jaune | MPD1-11Y Doppeldrucktaster Tasten - oben grün: ohne Text - unten | MPD1-11Y Double Pushbutton
1SFA611130R1106 | MPD1-11B | Active | 7320500276693 | 14.58 | 1 | 10 | stuk | Pilot devices | BE31220 | SP (Control general) | stuk | MPD1 dubb. groen/rood | Boutton poussoir double Série modulaire vert/rouge | MPD1-11B Doppeldrucktaster Tasten - oben grün: ohne Text - unten | MPD1-11B Double Pushbutton
1SFA611130R1108 | MPD1-11C | Active | 7320500276709 | 15.01 | 1 | 10 | stuk | Pilot devices | BE31220 | SP (Control general) | stuk | MPD1-11C Double Pushbutton | Boutton poussoir double Série modulaire lumineux, vert/rouge, lentille claire | MPD1-11C Doppeldrucktaster Tasten - oben grün: ohne Text - unten | MPD1-11C Double Pushbutton
1SFA611131R1101 | MPD2-11R | Active | 7320500276969 | 15.01 | 1 | 10 | stuk | Pilot devices | BE31220 | SP (Control general) | stuk | MPD2 dubb. vlakkeMod. | Bouton poussoir double plat gamme modulaire | MPD2-11R Doppeldrucktaster Tasten - oben grün: Symbol I - unten | MPD2-11R Double Pushbutton
1SFA611131R1102 | MPD2-11G | Active | 7320500307991 | 15.01 | 1 | 10 | stuk | Pilot devices | BE31220 | SP (Control general) | stuk | MPD2-11G Double Pushbutton | Boutton poussoir double Série modulaire lumineux, vert/rouge, marqué 'I/0', lentille verte | MPD2-11G Doppeldrucktaster Tasten - oben grün: Symbol I - unten | MPD2-11G Double Pushbutton
1SFA611131R1103 | MPD2-11Y | Active | 7320500276976 | 15.01 | 1 | 10 | stuk | Pilot devices | BE31220 | SP (Control general) | stuk | MPD2-11Y Double Pushbutton | Bouton poussoir double plat gamme modulaire lum, vert/rouge, I/O, verrine jaune | MPD2-11Y Doppeldrucktaster Tasten - oben grün: Symbol I - unten | MPD2-11Y Double Pushbutton
1SFA611131R1106 | MPD2-11B | Active | 7320500308004 | 16.73 | 1 | 10 | stuk | Pilot devices | BE31220 | SP (Control general) | stuk | MPD2 dubb. vlakkeMod. | Bouton poussoir double plat gamme modulaire | MPD2-11B Doppeldrucktaster Tasten - oben grün: Symbol I - unten | MPD2-11B Double Pushbutton
1SFA611131R1108 | MPD2-11C | Active | 7320500308011 | 15.01 | 1 | 10 | stuk | Pilot devices | BE31220 | SP (Control general) | stuk | MPD2-11C Double Pushbutton | Bouton poussoir Double, vert (1), rouge (0), verrine clair | MPD2-11C Doppeldrucktaster Tasten - oben grün: Symbol I - unten | MPD2-11C Double Pushbutton
1SFA611132R1101 | MPD3-11R | Active | 7320500277249 | 15.01 | 1 | 10 | stuk | Pilot devices | BE31220 | SP (Control general) | stuk | MPD3-11R Double Pushbutton | Boutton poussoir double Série modulaire lumineux, vert/rouge, marqué 'ON/OFF', lentille rouge | MPD3-11R Doppeldrucktaster Tasten - oben grün: Symbol ON - unten | MPD3-11R Double Pushbutton
1SFA611132R1102 | MPD3-11G | Active | 7320500277256 | 15.01 | 1 | 10 | stuk | Pilot devices | BE31220 | SP (Control general) | stuk | MPD3-11G Double Pushbutton | Boutton poussoir double Série modulaire lumineux, vert/rouge, marqué 'ON/OFF', lentille verte | MPD3-11G Doppeldrucktaster Tasten - oben grün: Symbol ON - unten | MPD3-11G Double Pushbutton
1SFA611132R1103 | MPD3-11Y | Active | 7320500277263 | 15.01 | 1 | 10 | stuk | Pilot devices | BE31220 | SP (Control general) | stuk | MPD3-11Y Double Pushbutton | Boutton poussoir double Série modulaire lumineux, vert/rouge, marqué 'ON/OFF', lentille jaune | MPD3-11Y Doppeldrucktaster Tasten - oben grün: Symbol ON - unten | MPD3-11Y Double Pushbutton
1SFA611132R1106 | MPD3-11B | Active | 7320500277270 | 16.73 | 1 | 10 | stuk | Pilot devices | BE31220 | SP (Control general) | stuk | MPD3 dubb. groen/rood opschrift 'ON/OFF' | Boutton poussoir double Série modulaire vert/rouge, marqué 'ON/OFF' bleu | MPD3-11B Doppeldrucktaster Tasten - oben grün: Symbol ON - unten | MPD3-11B Double Pushbutton
1SFA611132R1108 | MPD3-11C | Active | 7320500277287 | 15.01 | 1 | 10 | stuk | Pilot devices | BE31220 | SP (Control general) | stuk | MPD3-11C Double Pushbutton | Boutton poussoir double Série modulaire lumineux, vert/rouge, marqué 'ON/OFF', lentille claire | MPD3-11C Doppeldrucktaster Tasten - oben grün: Symbol ON - unten | MPD3-11C Double Pushbutton
1SFA611133R1101 | MPD4-11R | Active | 7320500277546 | 15.01 | 1 | 10 | stuk | Pilot devices | BE31220 | SP (Control general) | stuk | MPD4-11R Double Pushbutton | Boutton poussoir double Série modulaire lumineux, vert/rouge, marqué 'Start/Stop', lentille rouge | MPD4-11R Doppeldrucktaster Tasten - oben grün: START - unten | MPD4-11R Double Pushbutton
1SFA611133R1102 | MPD4-11G | Active | 7320500277553 | 15.01 | 1 | 10 | stuk | Pilot devices | BE31220 | SP (Control general) | stuk | MPD4-11G Double Pushbutton | Boutton poussoir double Série modulaire lumineux, vert/rouge, marqué 'Start/Stop', lentille verte | MPD4-11G Doppeldrucktaster Tasten - oben grün: START - unten | MPD4-11G Double Pushbutton
1SFA611133R1103 | MPD4-11Y | Active | 7320500277560 | 15.01 | 1 | 10 | stuk | Pilot devices | BE31220 | SP (Control general) | stuk | MPD4-11Y Double Pushbutton | Boutton poussoir double Série modulaire lumineux, vert/rouge, marqué 'Start/Stop', lentille jaune | MPD4-11Y Doppeldrucktaster Tasten - oben grün: START - unten | MPD4-11Y Double Pushbutton
1SFA611133R1106 | MPD4-11B | Active | 7320500277577 | 16.73 | 1 | 10 | stuk | Pilot devices | BE31220 | SP (Control general) | stuk | MPD4-11B Double Pushbutton | Boutton poussoir double Série modulaire vert/rouge, marqué "Start/Stop" | MPD4-11B Doppeldrucktaster Tasten - oben grün: START - unten | MPD4-11B Double Pushbutton
1SFA611133R1108 | MPD4-11C | Active | 7320500277584 | 15.01 | 1 | 10 | stuk | Pilot devices | BE31220 | SP (Control general) | stuk | MPD4-11C Double Pushbutton | Boutton poussoir double Série modulaire lumineux, vert/rouge, marqué 'Start/Stop', lentille claire | MPD4-11C Doppeldrucktaster Tasten - oben grün: START - unten | MPD4-11C Double Pushbutton
1SFA611134R1101 | MPD5-11R | Active | 7320500277850 | 15.01 | 1 | 10 | stuk | Pilot devices | BE31220 | SP (Control general) | stuk | MPD5 dubb. verlicht wit/zw rode lens | Boutton poussoir double Série modulaire lumineux, blanc/noir, lentille rouge blanc | MPD5-11R Doppeldrucktaster Tasten - oben weiss: ohne Text - unten | MPD5-11R Double Pushbutton
1SFA611134R1102 | MPD5-11G | Active | 7320500277867 | 15.01 | 1 | 10 | stuk | Pilot devices | BE31220 | SP (Control general) | stuk | MPD5 dubb. verlicht wit/zw groene lens | Boutton poussoir double Série modulaire lumineux, blanc/noir, lentille verte clair | MPD5-11G Doppeldrucktaster Tasten - oben weiss: ohne Text - unten | MPD5-11G Double Pushbutton
1SFA611134R1103 | MPD5-11Y | Limited | 7320500277874 | 16.74 | 1 | 10 | stuk | Pilot devices | BE31220 | SP (Control general) | stuk | MPD5 dubb. verlicht wit/zw gele lens | Boutton poussoir double Série modulaire lumineux, blanc/noir, lentille jaune | MPD5-11Y Doppeldrucktaster Tasten - oben weiss: ohne Text - unten | MPD5-11Y Double Pushbutton
1SFA611134R1106 | MPD5-11B | Active | 7320500277881 | 16.73 | 1 | 10 | stuk | Pilot devices | BE31220 | SP (Control general) | stuk | MPD5 dubb. wit/zw | Boutton poussoir double Série modulaire blanc/noir | MPD5-11B Doppeldrucktaster Tasten - oben weiss: ohne Text - unten | MPD5-11B Double Pushbutton
1SFA611134R1108 | MPD5-11C | Active | 7320500277898 | 15.01 | 1 | 10 | stuk | Pilot devices | BE31220 | SP (Control general) | stuk | MPD5 dubb. verlicht wit/zw heldere lens | Boutton poussoir double Série modulaire lumineux, blanc/noir, lentille claire | MPD5-11C Doppeldrucktaster Tasten - oben weiss: ohne Text - unten | MPD5-11C Double Pushbutton
1SFA611135R1102 | MPD6-11G | Active | 7320500278161 | 15.01 | 1 | 10 | stuk | Pilot devices | BE31220 | SP (Control general) | stuk | MPD6-11G Double Pushbutton | Boutton poussoir double Série modulaire lumineux, blanc/noir, marqué 'I/0', lentille verte | MPD6-11G Doppeldrucktaster Tasten - oben weiss: Symbol I - unten | MPD6-11G Double Pushbutton
1SFA611135R1106 | MPD6-11B | Active | 7320500278185 | 16.73 | 1 | 10 | stuk | Pilot devices | BE31220 | SP (Control general) | stuk | MPD6 dubb. wit/zw opschrift 'I/0' | Boutton poussoir double Série modulaire blanc/noir, marqué 'I/0' bleu | MPD6-11B Doppeldrucktaster Tasten - oben weiss: Symbol I - unten | MPD6-11B Double Pushbutton
1SFA611135R1108 | MPD6-11C | Active | 7320500278192 | 15.01 | 1 | 10 | stuk | Pilot devices | BE31220 | SP (Control general) | stuk | MPD6-11C Double Pushbutton | Boutton poussoir double Série modulaire lumineux, blanc/noir, marqué 'I/0', lentille claire | MPD6-11C Doppeldrucktaster Tasten - oben weiss: Symbol I - unten | MPD6-11C Double Pushbutton
1SFA611136R1102 | MPD7-11G | Active | 7320500278475 | 15.01 | 1 | 10 | stuk | Pilot devices | BE31220 | SP (Control general) | stuk | MPD7-11G Double Pushbutton | Boutton poussoir double Série modulaire lumineux, blanc/noir, marqué 'ON/OFF' lentille verte | MPD7-11G Doppeldrucktaster Tasten - oben weiss: Symbol ON - unten | MPD7-11G Double Pushbutton
1SFA611136R1106 | MPD7-11B | Active | 7320500278499 | 16.73 | 1 | 10 | stuk | Pilot devices | BE31220 | SP (Control general) | stuk | MPD7 dubb. wit/zw opschrift 'ON/OFF' | Boutton poussoir double Série modulaire blanc/noir, marqué 'ON/OFF' bleu | MPD7-11B Doppeldrucktaster Tasten - oben weiss: Symbol ON - unten | MPD7-11B Double Pushbutton
1SFA611137R1102 | MPD8-11G | Limited | 7320500278772 | 16.74 | 1 | 10 | stuk | Pilot devices | BE31220 | SP (Control general) | stuk | MPD8-11G Double Pushbutton | Boutton poussoir double Série modulaire lumineux, blanc/noir, marqué 'Start/Stop', lentille verte | MPD8-11G Doppeldrucktaster Tasten - oben weiss: START - unten | MPD8-11G Double Pushbutton
1SFA611137R1106 | MPD8-11B | Limited | 7320500278796 | 18.66 | 1 | 10 | stuk | Pilot devices | BE31220 | SP (Control general) | stuk | MPD8-11B Double Pushbutton | Boutton poussoir double Série modulaire blanc/noir, marqué 'Start/Stop' bleu | MPD8-11B Doppeldrucktaster Tasten - oben weiss: START - unten | MPD8-11B Double Pushbutton
1SFA611137R1108 | MPD8-11C | Active | 7320500278802 | 15.01 | 1 | 10 | stuk | Pilot devices | BE31220 | SP (Control general) | stuk | MPD8-11C Double Pushbutton | Boutton poussoir double Série modulaire lumineux, blanc/noir, marqué 'Start/Stop', lentille claire | MPD8-11C Doppeldrucktaster Tasten - oben weiss: START - unten | MPD8-11C Double Pushbutton
1SFA611141R1101 | MPD12-11R | Active | 7320500279960 | 17.46 | 1 | 10 | stuk | Pilot devices | BE31220 | SP (Control general) | stuk | MPD12-11R Double Pushbutton | Boutton poussoir double Série modulaire lumineux, bouton bas saillant, vert/rouge, lentille rouge | MPD12-11R Doppeldrucktaster Tasten - oben grün: ohne Text - unten | MPD12-11R Double Pushbutton
1SFA611141R1102 | MPD12-11G | Active | 7320500279977 | 17.46 | 1 | 10 | stuk | Pilot devices | BE31220 | SP (Control general) | stuk | MPD12-11G Double Pushbutton | Boutton poussoir double Série modulaire lumineux, bouton bas saillant, vert/rouge, lentille verte | MPD12-11G Doppeldrucktaster Tasten - oben grün: ohne Text - unten | MPD12-11G Double Pushbutton
1SFA611141R1103 | MPD12-11Y | Active | 7320500279984 | 17.46 | 1 | 10 | stuk | Pilot devices | BE31220 | SP (Control general) | stuk | MPD12-11Y Double Pushbutton | Boutton poussoir double Série modulaire lumineux, bouton bas saillant, vert/rouge, lentille jaune | MPD12-11Y Doppeldrucktaster Tasten - oben grün: ohne Text - unten | MPD12-11Y Double Pushbutton
1SFA611141R1106 | MPD12-11B | Active | 7320500279991 | 14.58 | 1 | 10 | stuk | Pilot devices | BE31220 | SP (Control general) | stuk | MPD12 dubb. onder verhoogd groen/rood | Boutton poussoir double Série modulaire bouton bas saillant, vert/rouge | MPD12-11B Doppeldrucktaster Tasten - oben grün: ohne Text - unten | MPD12-11B Double Pushbutton
1SFA611141R1108 | MPD12-11C | Active | 7320500280003 | 17.46 | 1 | 10 | stuk | Pilot devices | BE31220 | SP (Control general) | stuk | MPD12-11C Double Pushbutton | Boutton poussoir double Série modulaire lumineux, bouton bas saillant, vert/rouge, lentille claire | MPD12-11C Doppeldrucktaster Tasten - oben grün: ohne Text - unten | MPD12-11C Double Pushbutton
1SFA611142R1101 | MPD13-11R | Active | 7320500280263 | 17.46 | 1 | 10 | stuk | Pilot devices | BE31220 | SP (Control general) | stuk | MPD13-11R Double Pushbutton | Boutton poussoir double Série modulaire lumineux, bouton bas saillant, vert/rouge, marqué 'I/0', lentille ro | MPD13-11R Doppeldrucktaster Tasten - oben grün: Symbol I - unten | MPD13-11R Double Pushbutton
1SFA611142R1102 | MPD13-11G | Active | 7320500280270 | 17.46 | 1 | 10 | stuk | Pilot devices | BE31220 | SP (Control general) | stuk | MPD13-11G Double Pushbutton | Boutton poussoir double Série modulaire lumineux, bouton bas saillant, vert/rouge, marqué 'I/0', lentille ve | MPD13-11G Doppeldrucktaster Tasten - oben grün: Symbol I - unten | MPD13-11G Double Pushbutton
1SFA611142R1103 | MPD13-11Y | Active | 7320500280287 | 17.46 | 1 | 10 | stuk | Pilot devices | BE31220 | SP (Control general) | stuk | MPD13-11Y Double Pushbutton | Boutton poussoir double Série modulaire lumineux, bouton bas saillant, vert/rouge, marqué 'I/0', lentille ja | MPD13-11Y Doppeldrucktaster Tasten - oben grün: Symbol I - unten | MPD13-11Y Double Pushbutton
1SFA611142R1106 | MPD13-11B | Active | 7320500280294 | 14.58 | 1 | 10 | stuk | Pilot devices | BE31220 | SP (Control general) | stuk | MPD13-11B Double Pushbutton | Boutton poussoir double Série modulaire bouton bas saillant, vert/rouge, marqué 'I/0' | MPD13-11B Doppeldrucktaster Tasten - oben grün: Symbol I - unten | MPD13-11B Double Pushbutton
1SFA611142R1108 | MPD13-11C | Active | 7320500280300 | 17.46 | 1 | 10 | stuk | Pilot devices | BE31220 | SP (Control general) | stuk | MPD13-11C Double Pushbutton | Boutton poussoir double Série modulaire lumineux, bouton bas saillant, vert/ rouge, marqué 'I/0', lentille claire | MPD13-11C Doppeldrucktaster Tasten - oben grün: Symbol I - unten | MPD13-11C Double Pushbutton
1SFA611143R1101 | MPD14-11R | Active | 7320500280560 | 17.46 | 1 | 10 | stuk | Pilot devices | BE31220 | SP (Control general) | stuk | MPD14-11R Double Pushbutton | Boutton poussoir double Série modulaire lumineux, bouton bas saillant, vert/ rouge, marqué 'ON/OFF', lentille roug | MPD14-11R Doppeldrucktaster Tasten - oben grün: Symbol ON - unten | MPD14-11R Double Pushbutton
1SFA611143R1102 | MPD14-11G | Active | 7320500280577 | 17.46 | 1 | 10 | stuk | Pilot devices | BE31220 | SP (Control general) | stuk | MPD14-11G Double Pushbutton | Boutton poussoir double Série modulaire lumineux, bouton bas saillant, vert/ rouge, marqué 'ON/OFF', lentille vert | MPD14-11G Doppeldrucktaster Tasten - oben grün: Symbol ON - unten | MPD14-11G Double Pushbutton
1SFA611143R1103 | MPD14-11Y | Limited | 7320500280584 | 19.46 | 1 | 10 | stuk | Pilot devices | BE31220 | SP (Control general) | stuk | MPD14-11Y Double Pushbutton | Boutton poussoir double Série modulaire lumineux, bouton bas saillant, vert/ rouge, marqué 'ON/OFF', lentille jaun | MPD14-11Y Doppeldrucktaster Tasten - oben grün: Symbol ON - unten | MPD14-11Y Double Pushbutton
1SFA611143R1106 | MPD14-11B | Active | 7320500280591 | 14.58 | 1 | 10 | stuk | Pilot devices | BE31220 | SP (Control general) | stuk | MPD14-11B Double Pushbutton | Boutton poussoir double Série modulaire bouton bas saillant, vert/rouge, marqué 'ON/OFF' | MPD14-11B Doppeldrucktaster Tasten - oben grün: Symbol ON - unten | MPD14-11B Double Pushbutton
1SFA611143R1108 | MPD14-11C | Active | 7320500280607 | 17.46 | 1 | 10 | stuk | Pilot devices | BE31220 | SP (Control general) | stuk | MPD14-11C Double Pushbutton | Boutton poussoir double Série modulaire lumineux, bouton bas saillant, vert/ rouge, marqué 'ON/OFF', lentille clai | MPD14-11C Doppeldrucktaster Tasten - oben grün: Symbol ON - unten | MPD14-11C Double Pushbutton
1SFA611144R1101 | MPD15-11R | Active | 7320500280867 | 17.46 | 1 | 10 | stuk | Pilot devices | BE31220 | SP (Control general) | stuk | MPD15-11R Double Pushbutton | Boutton poussoir double Série modulaire lumineux, bouton bas saillant, vert/ rouge, marqué 'Start/Stop'lentille ro | MPD15-11R Doppeldrucktaster Tasten - oben grün: START - unten | MPD15-11R Double Pushbutton
1SFA611144R1102 | MPD15-11G | Active | 7320500280874 | 17.46 | 1 | 10 | stuk | Pilot devices | BE31220 | SP (Control general) | stuk | MPD15-11G Double Pushbutton | Boutton poussoir double Série modulaire lumineux, bouton bas saillant, vert/ rouge, marqué 'Start/Stop'lentille ve | MPD15-11G Doppeldrucktaster Tasten - oben grün: START - unten | MPD15-11G Double Pushbutton
1SFA611144R1103 | MPD15-11Y | Active | 7320500280881 | 17.46 | 1 | 10 | stuk | Pilot devices | BE31220 | SP (Control general) | stuk | MPD15-11Y Double Pushbutton | Boutton poussoir double Série modulaire lumineux, bouton bas saillant, vert/ rouge, marqué 'Start/Stop'lentille ja | MPD15-11Y Doppeldrucktaster Tasten - oben grün: START - unten | MPD15-11Y Double Pushbutton
1SFA611144R1106 | MPD15-11B | Active | 7320500280898 | 14.58 | 1 | 10 | stuk | Pilot devices | BE31220 | SP (Control general) | stuk | MPD15-11B Double Pushbutton | Boutton poussoir double Série modulaire bouton bas saillant, vert/rouge, marqué 'Start/Stop' | MPD15-11B Doppeldrucktaster Tasten - oben grün: START - unten | MPD15-11B Double Pushbutton
1SFA611144R1108 | MPD15-11C | Active | 7320500280904 | 17.46 | 1 | 10 | stuk | Pilot devices | BE31220 | SP (Control general) | stuk | MPD15-11C Double Pushbutton | Boutton poussoir double Série modulaire lumineux, bouton bas saillant, vert/ rouge, marqué'Start/Stop'lentille cla | MPD15-11C Doppeldrucktaster Tasten - oben grün: START - unten | MPD15-11C Double Pushbutton
1SFA611145R1101 | MPD16-11R | Active | 7320500281178 | 17.46 | 1 | 10 | stuk | Pilot devices | BE31220 | SP (Control general) | stuk | MPD16-11R Double Pushbutton | Boutton poussoir double Série modulaire lumineux, bouton bas saillant, blanc/noir, lentille rouge | MPD16-11R Doppeldrucktaster Tasten - oben weiss: ohne Text - unten | MPD16-11R Double Pushbutton
1SFA611145R1102 | MPD16-11G | Active | 7320500281185 | 17.46 | 1 | 10 | stuk | Pilot devices | BE31220 | SP (Control general) | stuk | MPD16-11G Double Pushbutton | Boutton poussoir double Série modulaire lumineux, bouton bas saillant, blanc/noir, lentille verte | MPD16-11G Doppeldrucktaster Tasten - oben weiss: ohne Text - unten | MPD16-11G Double Pushbutton
1SFA611145R1103 | MPD16-11Y | Active | 7320500281192 | 17.46 | 1 | 10 | stuk | Pilot devices | BE31220 | SP (Control general) | stuk | MPD16-11Y Double Pushbutton | Boutton poussoir double Série modulaire lumineux, bouton bas saillant, blanc/noir, lentille jaune | MPD16-11Y Doppeldrucktaster Tasten - oben weiss: ohne Text - unten | MPD16-11Y Double Pushbutton
1SFA611145R1106 | MPD16-11B | Active | 7320500281208 | 14.58 | 1 | 10 | stuk | Pilot devices | BE31220 | SP (Control general) | stuk | MPD16 dubb. onder verhoogd wit/zw | Boutton poussoir double Série modulaire bouton bas saillant, blanc/noir | MPD16-11B Doppeldrucktaster Tasten - oben weiss: ohne Text - unten | MPD16-11B Double Pushbutton
1SFA611145R1108 | MPD16-11C | Active | 7320500281215 | 17.46 | 1 | 10 | stuk | Pilot devices | BE31220 | SP (Control general) | stuk | MPD16-11C Double Pushbutton | Boutton poussoir double Série modulaire lumineux, bouton bas saillant, blanc/noir, lentille claire | MPD16-11C Doppeldrucktaster Tasten - oben weiss: ohne Text - unten | MPD16-11C Double Pushbutton
1SFA611146R1102 | MPD17-11G | Active | 7320500281482 | 17.46 | 1 | 10 | stuk | Pilot devices | BE31220 | SP (Control general) | stuk | MPD17-11G Double Pushbutton | Boutton poussoir double Série modulaire lumineux, bouton bas saillant, blanc/noir, marqué 'I/0', lentille ve | MPD17-11G Doppeldrucktaster Tasten - oben weiss: Symbol I - unten | MPD17-11G Double Pushbutton
1SFA611146R1103 | MPD17-11Y | Limited | 7320500281499 | 19.46 | 1 | 10 | stuk | Pilot devices | BE31220 | SP (Control general) | stuk | MPD17-11Y Double Pushbutton | Boutton poussoir double Série modulaire lumineux, bouton bas saillant, blanc/noir, marqué 'I/0', lentille ja | MPD17-11Y Doppeldrucktaster Tasten - oben weiss: Symbol I - unten | MPD17-11Y Double Pushbutton
1SFA611146R1106 | MPD17-11B | Active | 7320500281505 | 14.58 | 1 | 10 | stuk | Pilot devices | BE31220 | SP (Control general) | stuk | MPD17-11B Double Pushbutton | Boutton poussoir double Série modulaire bouton bas saillant, blanc/noir, marqué 'I/0' | MPD17-11B Doppeldrucktaster Tasten - oben weiss: Symbol I - unten | MPD17-11B Double Pushbutton
1SFA611146R1108 | MPD17-11C | Active | 7320500281512 | 17.46 | 1 | 10 | stuk | Pilot devices | BE31220 | SP (Control general) | stuk | MPD17-11C Double Pushbutton | Boutton poussoir double Série modulaire lumineux, bouton bas saillant, blanc/noir, marqué 'I/0', lentille cl | MPD17-11C Doppeldrucktaster Tasten - oben weiss: Symbol I - unten | MPD17-11C Double Pushbutton
1SFA611147R1106 | MPD18-11B | Limited | 7320500281802 | 16.26 | 1 | 10 | stuk | Pilot devices | BE31220 | SP (Control general) | stuk | MPD18-11B Double Pushbutton | Boutton poussoir double Série modulaire bouton bas saillant, blanc/noir, marqué 'ON/OFF' | MPD18-11B Doppeldrucktaster Tasten - oben weiss: Symbol ON - unten | MPD18-11B Double Pushbutton
1SFA611148R1102 | MPD19-11G | Active | 7320500282083 | 17.46 | 1 | 10 | stuk | Pilot devices | BE31220 | SP (Control general) | stuk | MPD19-11G Double Pushbutton | Boutton poussoir double Série modulaire lumineux, bouton bas saillant, blanc/ noir, marqué 'Start/Stop' lentille ve | MPD19-11G Doppeldrucktaster Tasten - oben weiss: START - unten | MPD19-11G Double Pushbutton
1SFA611148R1106 | MPD19-11B | Active | 7320500282106 | 14.58 | 1 | 10 | stuk | Pilot devices | BE31220 | SP (Control general) | stuk | MPD19-11B Double Pushbutton | Boutton poussoir double Série modulaire bouton bas saillant, blanc/noir, marqué 'Start/Stop' | MPD19-11B Doppeldrucktaster Tasten - oben weiss: START - unten | MPD19-11B Double Pushbutton
1SFA611148R1108 | MPD19-11C | Active | 7320500282113 | 17.46 | 1 | 10 | stuk | Pilot devices | BE31220 | SP (Control general) | stuk | MPD19-11C Double Pushbutton | Boutton poussoir double Série modulaire lumineux, bouton bas saillant, blanc/ noir, marqué 'Start/Stop'lentille cla | MPD19-11C Doppeldrucktaster Tasten - oben weiss: START - unten | MPD19-11C Double Pushbutton
1SFA611200R1001 | 1SFA611200R1001 | Active | 7320500283295 | 12.81 | 1 | 10 | stuk | Modular Plastic Range | BE31220 | SP (Control general) | stuk | Keuzeschakelaar Modulaire serie M2SS1-10R | Commutateur de selection Série modulaire M2SS1-10R | Selector switch Modular range M2SS1-10R | Selector switch Modular range M2SS1-10R
1SFA611200R1006 | M2SS1-10B | Active | 7320500283301 | 11.89 | 1 | 10 | stuk | Pilot devices | BE31220 | SP (Control general) | stuk | M2SS1-10B Selector Switch | Commutateur de selection 2pos fixe, noir | M2SS1-10B Wahlschalter-Vorsatz B-C schwarz, 2 Stellungen, kurzer Drehgriff | M2SS1-10B Selector Switch
1SFA611200R1101 | M2SS1-11R | Active | 7320500283325 | 12.77 | 1 | 10 | stuk | Pilot devices | BE31220 | SP (Control general) | stuk | M2SS1-11R Selector Switch | Commutateur de selection gamme modulaire lumineux, 2pos maintenu, rouge | M2SS1-11R Leuchtwahlschalter-Vorsatz B-C rot, 2 Stellungen, kurzer Drehgriff | M2SS1-11R Selector Switch
1SFA611200R1102 | M2SS1-11G | Active | 7320500283332 | 12.77 | 1 | 10 | stuk | Pilot devices | BE31220 | SP (Control general) | stuk | M2SS1-11G Selector Switch | Commutateur de selection illuminé, 2pos fixe, vert | M2SS1-11G Leuchtwahlschalter-Vorsatz B-C grün, 2 Stellungen, kurzer Drehgriff | M2SS1-11G Selector Switch
1SFA611200R1103 | M2SS1-11Y | Active | 7320500283349 | 12.77 | 1 | 10 | stuk | Pilot devices | BE31220 | SP (Control general) | stuk | Verlicht keuzesch.N terugv.2st.geelM2SS1-11Y | Bouton tourn. lum 2 pos.col.jaune M2SS1-11Y | M2SS1-11Y Leuchtwahlschalter-Vorsatz B-C gelb, 2 Stellungen, kurzer Drehgriff | M2SS1-11Y Selector Switch
1SFA611200R1104 | M2SS1-11L | Active | 7320500283356 | 12.77 | 1 | 10 | stuk | Pilot devices | BE31220 | SP (Control general) | stuk | Mod. | Commutateur de selection gamme modulaire | M2SS1-11L Leuchtwahlschalter-Vorsatz B-C blau, 2 Stellungen, kurzer Drehgriff | M2SS1-11L Selector Switch
1SFA611200R1108 | M2SS1-11C | Active | 7320500283363 | 12.77 | 1 | 10 | stuk | Pilot devices | BE31220 | SP (Control general) | stuk | Mod. | Commutateur de selection gamme modulaire | M2SS1-11C Leuchtwahlschalter-Vorsatz B-C farblos, 2 Stellungen, kurzer Drehgriff | M2SS1-11C Selector Switch
1SFA611200R2006 | 1SFA611200R2006 | Active | 7320500283387 | 12.18 | 1 | 10 | stuk | Modular Plastic Range | BE31220 | SP (Control general) | stuk | Keuzeschakelaar Modulaire serie M2SS1-20B | Commutateur de selection Série modulaire M2SS1-20B | Selector switch Modular range M2SS1-20B | Selector switch Modular range M2SS1-20B
1SFA611200R3006 | M2SS1-30B | Active | 7320500283462 | 16.08 | 1 | 10 | stuk | Pilot devices | BE31220 | SP (Control general) | stuk | KMod. | Commutateur de selection Série modulaire | M2SS1-30B Wahlschalter-Vorsatz B-C schwarz, 2 Stellungen, kurzer Drehgriff | M2SS1-30B Selector Switch
1SFA611201R1001 | M2SS2-10R | Active | 7320500284971 | 11.89 | 1 | 10 | stuk | Pilot devices | BE31220 | SP (Control general) | stuk | M2SS2 kort hendel 2 Vast st, rood | Commutateur de selection gamme modulaire 2pos maintenu, rouge | M2SS2-10R Wahlschalter-Vorsatz A-C rot, 2 Stellungen, kurzer Drehgriff | M2SS2-10R Selector Switch
1SFA611201R1006 | M2SS2-10B | Active | 7320500284988 | 11.89 | 1 | 10 | stuk | Pilot devices | BE31220 | SP (Control general) | stuk | M2SS2-10B Selector Switch | Commutateur de selection 2pos, noir | M2SS2-10B Wahlschalter-Vorsatz A-C schwarz, 2 Stellungen, kurzer Drehgriff | M2SS2-10B Selector Switch
1SFA611201R1007 | M2SS2-10U | Active | 7320500284995 | 11.89 | 1 | 10 | stuk | Pilot devices | BE31220 | SP (Control general) | stuk | M2SS2 kort hendel 2 Vast st, grijs | Commutateur de selection Série modulaire 2pos maintenu, gris | M2SS2-10U Wahlschalter-Vorsatz A-C grau, 2 Stellungen, kurzer Drehgriff | M2SS2-10U Selector Switch
1SFA611201R1101 | M2SS2-11R | Active | 7320500285008 | 12.77 | 1 | 10 | stuk | Pilot devices | BE31220 | SP (Control general) | stuk | M2SS2-11R Selector Switch | Commutateur de selection Série modulaire lumineux, 2pos maintenu, rouge | M2SS2-11R Leuchtwahlschalter-Vorsatz A-C rot, 2 Stellungen, kurzer Drehgriff | M2SS2-11R Selector Switch
1SFA611201R1102 | M2SS2-11G | Active | 7320500285015 | 12.77 | 1 | 10 | stuk | Pilot devices | BE31220 | SP (Control general) | stuk | M2SS2-11G Selector Switch | Keuzeschakelaar Modular series lumineux, 2pos maintenu, vert | M2SS2-11G Leuchtwahlschalter-Vorsatz A-C grün, 2 Stellungen, kurzer Drehgriff | M2SS2-11G Selector Switch
1SFA611201R1103 | M2SS2-11Y | Active | 7320500285022 | 12.77 | 1 | 10 | stuk | Pilot devices | BE31220 | SP (Control general) | stuk | M2SS2-11Y Selector Switch | Commutateur de selection gamme modulaire lumineux, 2pos maintenu, jaune | M2SS2-11Y Leuchtwahlschalter-Vorsatz A-C gelb, 2 Stellungen, kurzer Drehgriff | M2SS2-11Y Selector Switch
1SFA611201R1104 | M2SS2-11L | Active | 7320500285039 | 12.77 | 1 | 10 | stuk | Pilot devices | BE31220 | SP (Control general) | stuk | M2SS2-11L Selector Switch | Commutateur de selection Série modulaire lumineux, 2pos maintenu, bleu | M2SS2-11L Leuchtwahlschalter-Vorsatz A-C blau, 2 Stellungen, kurzer Drehgriff | M2SS2-11L Selector Switch
1SFA611201R1108 | M2SS2-11C | Active | 7320500285046 | 12.77 | 1 | 10 | stuk | Pilot devices | BE31220 | SP (Control general) | stuk | M2SS2-11C Selector Switch | Commutateur de selection gamme modulaire lumineux, 2pos maintenu, clair | M2SS2-11C Leuchtwahlschalter-Vorsatz A-C farblos, 2 Stellungen, kurzer Drehgriff | M2SS2-11C Selector Switch
1SFA611201R2001 | M2SS2-20R | Active | 7320500285053 | 18.84 | 1 | 10 | stuk | Pilot devices | BE31220 | SP (Control general) | stuk | M2SS2 kort hendel 2 Vast st, rood | Commutateur de selection Série modulaire 2pos maintenu, rouge | M2SS2-20R Wahlschalter-Vorsatz A-C rot, 2 Stellungen, kurzer Drehgriff | M2SS2-20R Selector Switch
1SFA611201R2006 | M2SS2-20B | Active | 7320500285060 | 18.84 | 1 | 10 | stuk | Pilot devices | BE31220 | SP (Control general) | stuk | M2SS2 kort hendel 2 Vast st, zw | Commutateur de selection Série modulaire 2pos maintenu, noir | M2SS2-20B Wahlschalter-Vorsatz A-C schwarz, 2 Stellungen, kurzer Drehgriff | M2SS2-20B Selector Switch
1SFA611201R2007 | M2SS2-20U | Active | 7320500285077 | 18.84 | 1 | 10 | stuk | Pilot devices | BE31220 | SP (Control general) | stuk | M2SS2 kort hendel 2 Vast st, grijs | Commutateur de selection Série modulaire 2pos maintenu, gris | M2SS2-20U Wahlschalter-Vorsatz A-C grau, 2 Stellungen, kurzer Drehgriff | M2SS2-20U Selector Switch
1SFA611201R2101 | M2SS2-21R | Active | 7320500285084 | 15.17 | 1 | 10 | stuk | Pilot devices | BE31220 | SP (Control general) | stuk | M2SS2-21R Selector Switch | Commutateur de selection Série modulaire lumineux, 2pos maintenu, rouge | M2SS2-21R Leuchtwahlschalter-Vorsatz A-C rot, 2 Stellungen, kurzer Drehgriff | M2SS2-21R Selector Switch
1SFA611201R2102 | M2SS2-21G | Active | 7320500285091 | 15.17 | 1 | 10 | stuk | Pilot devices | BE31220 | SP (Control general) | stuk | M2SS2-21G Selector Switch | Commutateur de selection Série modulaire lumineux, 2pos maintenu, vert | M2SS2-21G Leuchtwahlschalter-Vorsatz A-C grün, 2 Stellungen, kurzer Drehgriff | M2SS2-21G Selector Switch
1SFA611201R2103 | M2SS2-21Y | Active | 7320500285107 | 15.17 | 1 | 10 | stuk | Pilot devices | BE31220 | SP (Control general) | stuk | M2SS2-21Y Selector Switch | Commutateur de selection Série modulaire lumineux, 2pos maintenu, jaune | M2SS2-21Y Leuchtwahlschalter-Vorsatz A-C gelb, 2 Stellungen, kurzer Drehgriff | M2SS2-21Y Selector Switch
1SFA611201R2104 | M2SS2-21L | Active | 7320500285114 | 15.17 | 1 | 10 | stuk | Pilot devices | BE31220 | SP (Control general) | stuk | M2SS2-21L Selector Switch | Commutateur de selection Série modulaire lumineux, 2pos maintenu, bleu | M2SS2-21L Leuchtwahlschalter-Vorsatz A-C blau, 2 Stellungen, kurzer Drehgriff | M2SS2-21L Selector Switch
1SFA611201R2108 | M2SS2-21C | Active | 7320500285121 | 15.17 | 1 | 10 | stuk | Pilot devices | BE31220 | SP (Control general) | stuk | M2SS2-21C Selector Switch | Commutateur de selection Série modulaire lumineux, 2pos maintenu, clair | M2SS2-21C Leuchtwahlschalter-Vorsatz A-C farblos, 2 Stellungen, kurzer Drehgriff | M2SS2-21C Selector Switch
1SFA611201R3001 | M2SS2-30R | Active | 7320500285138 | 21.24 | 1 | 10 | stuk | Pilot devices | BE31220 | SP (Control general) | stuk | M2SS2 kort hendel 2 Vast st, rood | Commutateur de selection Série modulaire 2pos maintenu, rouge | M2SS2-30R Wahlschalter-Vorsatz A-C rot, 2 Stellungen, kurzer Drehgriff | M2SS2-30R Selector Switch
1SFA611201R3006 | M2SS2-30B | Active | 7320500285145 | 16.57 | 1 | 10 | stuk | Pilot devices | BE31220 | SP (Control general) | stuk | M2SS2 kort hendel 2 Vast st, zw | Commutateur de selection Série modulaire 2pos maintenu, noir | M2SS2-30B Wahlschalter-Vorsatz A-C schwarz, 2 Stellungen, kurzer Drehgriff | M2SS2-30B Selector Switch
1SFA611202R1001 | M2SS3-10R | Active | 7320500286654 | 12.43 | 1 | 10 | stuk | Pilot devices | BE31220 | SP (Control general) | stuk | M2SS3 terugv kort hendel 2 st, rood | Commutateur de selection Série modulaire impulsion, 2 pos, rouge | M2SS3-10R Wahlschalter-Vorsatz rot, 2 Stellungen, Rückzug von C | M2SS3-10R Selector Switch
1SFA611202R1006 | M2SS3-10B | Active | 7320500286661 | 12.43 | 1 | 10 | stuk | Pilot devices | BE31220 | SP (Control general) | stuk | M2SS3 terugv kort hendel 2 st, zw | Commutateur de selection Série modulaire impulsion, 2 pos, noir | M2SS3-10B Wahlschalter-Vorsatz schwarz, 2 Stellungen, Rückzug von C | M2SS3-10B Selector Switch
1SFA611202R1007 | M2SS3-10U | Active | 7320500286678 | 12.43 | 1 | 10 | stuk | Pilot devices | BE31220 | SP (Control general) | stuk | M2SS3 terugv kort hendel 2 st, grijs | Commutateur de selection Série modulaire impulsion, 2 pos, gris | M2SS3-10U Wahlschalter-Vorsatz grau, 2 Stellungen, Rückzug von C | M2SS3-10U Selector Switch
1SFA611202R1101 | M2SS3-11R | Active | 7320500286685 | 13.14 | 1 | 10 | stuk | Pilot devices | BE31220 | SP (Control general) | stuk | M2SS3-11R Selector Switch | Commutateur de selection Série modulaire lumineux, impulsion, 2pos, rouge | M2SS3-11R Leuchtwahlschalter-Vorsatz rot, 2 Stellungen, Rückzug von C | M2SS3-11R Selector Switch
1SFA611202R1102 | M2SS3-11G | Active | 7320500286692 | 13.14 | 1 | 10 | stuk | Pilot devices | BE31220 | SP (Control general) | stuk | M2SS3-11G Selector Switch | Commutateur de selection Série modulaire lumineux, impulsion, 2pos, vert | M2SS3-11G Leuchtwahlschalter-Vorsatz grün, 2 Stellungen, Rückzug von C | M2SS3-11G Selector Switch
1SFA611202R1103 | M2SS3-11Y | Active | 7320500286708 | 13.14 | 1 | 10 | stuk | Pilot devices | BE31220 | SP (Control general) | stuk | M2SS3-11Y Selector Switch | Commutateur de selection Série modulaire lumineux, impulsion, 2pos, jaune | M2SS3-11Y Leuchtwahlschalter-Vorsatz gelb, 2 Stellungen, Rückzug von C | M2SS3-11Y Selector Switch
1SFA611202R1104 | M2SS3-11L | Active | 7320500286715 | 13.14 | 1 | 10 | stuk | Pilot devices | BE31220 | SP (Control general) | stuk | M2SS3-11L Selector Switch | Commutateur de selection Série modulaire lumineux, impulsion, 2pos, bleu | M2SS3-11L Leuchtwahlschalter-Vorsatz blau, 2 Stellungen, Rückzug von C | M2SS3-11L Selector Switch
1SFA611202R1108 | M2SS3-11C | Active | 7320500286722 | 13.14 | 1 | 10 | stuk | Pilot devices | BE31220 | SP (Control general) | stuk | M2SS3 verl terugv kort hendel 2pos helder | Commutateur de selection Série modulaire lumineux, impulsion, 2pos, clair | M2SS3-11C Leuchtwahlschalter-Vorsatz farblos, 2 Stellungen, Rückzug von C | M2SS3-11C Selector Switch
1SFA611202R2001 | M2SS3-20R | Active | 7320500286739 | 12.6 | 1 | 10 | stuk | Pilot devices | BE31220 | SP (Control general) | stuk | M2SS3 terugv kort hendel 2 st, rood | Commutateur de selection Série modulaire impulsion, 2 pos, rouge | M2SS3-20R Wahlschalter-Vorsatz rot, 2 Stellungen, Rückzug von C | M2SS3-20R Selector Switch
1SFA611202R2006 | M2SS3-20B | Active | 7320500286746 | 12.6 | 1 | 10 | stuk | Pilot devices | BE31220 | SP (Control general) | stuk | M2SS3 terugv kort hendel 2 st, zw | Commutateur de selection Série modulaire impulsion, 2 pos, noir | M2SS3-20B Wahlschalter-Vorsatz schwarz, 2 Stellungen, Rückzug von C | M2SS3-20B Selector Switch
1SFA611202R2007 | M2SS3-20U | Active | 7320500286753 | 12.6 | 1 | 10 | stuk | Pilot devices | BE31220 | SP (Control general) | stuk | M2SS3 terugv kort hendel 2 st, grijs | Commutateur de selection Série modulaire impulsion, 2 pos, gris | M2SS3-20U Wahlschalter-Vorsatz grau, 2 Stellungen, Rückzug von C | M2SS3-20U Selector Switch
1SFA611202R2101 | M2SS3-21R | Active | 7320500286760 | 15.6 | 1 | 10 | stuk | Pilot devices | BE31220 | SP (Control general) | stuk | M2SS3-21R Selector Switch | Commutateur de selection Série modulaire lumineux, impulsion, 2pos, rouge | M2SS3-21R Leuchtwahlschalter-Vorsatz rot, 2 Stellungen, Rückzug von C | M2SS3-21R Selector Switch
1SFA611202R2102 | M2SS3-21G | Active | 7320500286777 | 15.6 | 1 | 10 | stuk | Pilot devices | BE31220 | SP (Control general) | stuk | M2SS3-21G Selector Switch | Commutateur de selection Série modulaire lumineux, impulsion, 2pos, vert | M2SS3-21G Leuchtwahlschalter-Vorsatz grün, 2 Stellungen, Rückzug von C | M2SS3-21G Selector Switch
1SFA611202R3006 | M2SS3-30B | Active | 7320500286821 | 16.73 | 1 | 10 | stuk | Pilot devices | BE31220 | SP (Control general) | stuk | M2SS3 lang hendel 2 Vast st, zw | Commutateur de selection Série modulaire M2SS3-30B | M2SS3-30B Wahlschalter-Vorsatz schwarz, 2 Stellungen, Rückzug von C | M2SS3-30B Selector Switch
1SFA611203R1001 | M2SS4-10R | Active | 7320500288337 | 12.48 | 1 | 10 | stuk | Pilot devices | BE31220 | SP (Control general) | stuk | M2SS4 lang hendel 2 Vast st, rood | Commutateur de selection Série modulaire 2pos maintenu, rouge | M2SS4-10R Wahlschalter-Vorsatz B-C rot, 2 Stellungen, langer Drehgriff | M2SS4-10R Selector Switch
1SFA611203R1006 | M2SS4-10B | Active | 7320500288344 | 12.48 | 1 | 10 | stuk | Pilot devices | BE31220 | SP (Control general) | stuk | M2SS4 lang hendel 2 Vast st, zw | Commutateur de selection Gamme modulaire 2pos maintenu, noir | M2SS4-10B Wahlschalter-Vorsatz B-C schwarz, 2 Stellungen, langer Drehgriff | M2SS4-10B Selector Switch
1SFA611203R1007 | M2SS4-10U | Active | 7320500288351 | 12.48 | 1 | 10 | stuk | Pilot devices | BE31220 | SP (Control general) | stuk | M2SS4 lang hendel 2 Vast st, grijs | Commutateur de selection Série modulaire 2pos maintenu, gris | M2SS4-10U Wahlschalter-Vorsatz B-C grau, 2 Stellungen, langer Drehgriff | M2SS4-10U Selector Switch
1SFA611203R1101 | M2SS4-11R | Active | 7320500288368 | 12.77 | 1 | 10 | stuk | Pilot devices | BE31220 | SP (Control general) | stuk | M2SS4 verl lang hendel 2Vast st, rood | Commutateur de selection Série modulaire lumineux, 2pos maintenu, rouge | M2SS4-11R Leuchtwahlschalter-Vorsatz B-C rot, 2 Stellungen, langer Drehgriff | M2SS4-11R Selector Switch
1SFA611203R1102 | M2SS4-11G | Active | 7320500288375 | 12.77 | 1 | 10 | stuk | Pilot devices | BE31220 | SP (Control general) | stuk | M2SS4-11G Selector Switch | Commutateur de selection Gamme modulaire lumineux, 2pos maintenu, vert | M2SS4-11G Leuchtwahlschalter-Vorsatz B-C grün, 2 Stellungen, langer Drehgriff | M2SS4-11G Selector Switch
1SFA611203R1103 | M2SS4-11Y | Active | 7320500288382 | 12.77 | 1 | 10 | stuk | Pilot devices | BE31220 | SP (Control general) | stuk | M2SS4 verl lang hendel 2Vast st, geel | Commutateur de selection Série modulaire lumineux, 2pos maintenu, jaune | M2SS4-11Y Leuchtwahlschalter-Vorsatz B-C gelb, 2 Stellungen, langer Drehgriff | M2SS4-11Y Selector Switch
1SFA611203R1104 | M2SS4-11L | Active | 7320500288399 | 12.77 | 1 | 10 | stuk | Pilot devices | BE31220 | SP (Control general) | stuk | M2SS4-11L Selector Switch | Commutateur de selection Série modulaire lumineux, 2pos maintenu, bleu | M2SS4-11L Leuchtwahlschalter-Vorsatz B-C blau, 2 Stellungen, langer Drehgriff | M2SS4-11L Selector Switch
1SFA611203R1108 | M2SS4-11C | Active | 7320500288405 | 12.77 | 1 | 10 | stuk | Pilot devices | BE31220 | SP (Control general) | stuk | M2SS4-11C Selector Switch | Commutateur de selection Série modulaire lumineux, 2pos maintenu, clair | M2SS4-11C Leuchtwahlschalter-Vorsatz B-C farblos, 2 Stellungen, langer Drehgriff | M2SS4-11C Selector Switch
1SFA611203R2001 | M2SS4-20R | Limited | 7320500288412 | 14.12 | 1 | 10 | stuk | Pilot devices | BE31220 | SP (Control general) | stuk | M2SS4 lang hendel 2 Vast st, rood | Commutateur de selection Série modulaire 2pos maintenu, rouge | M2SS4-20R Wahlschalter-Vorsatz B-C rot, 2 Stellungen, langer Drehgriff | M2SS4-20R Selector Switch
1SFA611203R2006 | M2SS4-20B | Active | 7320500288429 | 12.67 | 1 | 10 | stuk | Pilot devices | BE31220 | SP (Control general) | stuk | M2SS4 lang hendel 2 Vast st, zw | Commutateur de selection Série modulaire 2pos maintenu, noir | M2SS4-20B Wahlschalter-Vorsatz B-C schwarz, 2 Stellungen, langer Drehgriff | M2SS4-20B Selector Switch
1SFA611203R2007 | M2SS4-20U | Active | 7320500288436 | 12.67 | 1 | 10 | stuk | Pilot devices | BE31220 | SP (Control general) | stuk | M2SS4 lang hendel 2 Vast st, grijs | Commutateur de selection Série modulaire 2pos maintenu, gris | M2SS4-20U Wahlschalter-Vorsatz B-C grau, 2 Stellungen, langer Drehgriff | M2SS4-20U Selector Switch
1SFA611203R2101 | M2SS4-21R | Active | 7320500288443 | 15.17 | 1 | 10 | stuk | Pilot devices | BE31220 | SP (Control general) | stuk | M2SS4 verl lang hendel 2Vast st, rood | Commutateur de selection Série modulaire lumineux, 2pos maintenu, rouge | M2SS4-21R Leuchtwahlschalter-Vorsatz B-C rot, 2 Stellungen, langer Drehgriff | M2SS4-21R Selector Switch
1SFA611203R2102 | M2SS4-21G | Active | 7320500288450 | 15.17 | 1 | 10 | stuk | Pilot devices | BE31220 | SP (Control general) | stuk | M2SS4-21G Selector Switch | Commutateur de selection Série modulaire lumineux, 2pos maintenu, vert | M2SS4-21G Leuchtwahlschalter-Vorsatz B-C grün, 2 Stellungen, langer Drehgriff | M2SS4-21G Selector Switch
1SFA611203R2103 | M2SS4-21Y | Active | 7320500288467 | 15.17 | 1 | 10 | stuk | Pilot devices | BE31220 | SP (Control general) | stuk | M2SS4 verl lang hendel 2Vast st, geel | Commutateur de selection Série modulaire lumineux, 2pos maintenu, jaune | M2SS4-21Y Leuchtwahlschalter-Vorsatz B-C gelb, 2 Stellungen, langer Drehgriff | M2SS4-21Y Selector Switch
1SFA611203R2104 | M2SS4-21L | Limited | 7320500288474 | 16.92 | 1 | 10 | stuk | Pilot devices | BE31220 | SP (Control general) | stuk | M2SS4-21L Selector Switch | Commutateur de selection Gamme modulaire lumineux, 2pos maintenu, bleu | M2SS4-21L Leuchtwahlschalter-Vorsatz B-C blau, 2 Stellungen, langer Drehgriff | M2SS4-21L Selector Switch
1SFA611203R2108 | M2SS4-21C | Active | 7320500288481 | 15.17 | 1 | 10 | stuk | Pilot devices | BE31220 | SP (Control general) | stuk | M2SS4-21C Selector Switch | Commutateur de selection Série modulaire lumineux, 2pos maintenu, clair | M2SS4-21C Leuchtwahlschalter-Vorsatz B-C farblos, 2 Stellungen, langer Drehgriff | M2SS4-21C Selector Switch
1SFA611204R1001 | M2SS5-10R | Active | 7320500290019 | 12.48 | 1 | 10 | stuk | Pilot devices | BE31220 | SP (Control general) | stuk | M2SS5 lang hendel 2 Vast st, rood | Commutateur de selection Série modulaire 2pos maintenu, rouge | M2SS5-10R Wahlschalter-Vorsatz A-C rot, 2 Stellungen, langer Drehgriff | M2SS5-10R Selector Switch
1SFA611204R1006 | M2SS5-10B | Active | 7320500290026 | 12.48 | 1 | 10 | stuk | Pilot devices | BE31220 | SP (Control general) | stuk | M2SS5 lang hendel 2 Vast st, zw | Commutateur de selection gamme modulaire 2pos maintenu, noir | M2SS5-10B Wahlschalter-Vorsatz A-C schwarz, 2 Stellungen, langer Drehgriff | M2SS5-10B Selector Switch
1SFA611204R1007 | M2SS5-10U | Active | 7320500290033 | 12.48 | 1 | 10 | stuk | Pilot devices | BE31220 | SP (Control general) | stuk | M2SS5 lang hendel 2 Vast st, grijs | Commutateur de selection Série modulaire 2pos maintenu, gris | M2SS5-10U Wahlschalter-Vorsatz A-C grau, 2 Stellungen, langer Drehgriff | M2SS5-10U Selector Switch
1SFA611204R1101 | M2SS5-11R | Active | 7320500290040 | 12.77 | 1 | 10 | stuk | Pilot devices | BE31220 | SP (Control general) | stuk | M2SS5 verl lang hendel 2Vast st, rood | Commutateur de selection Série modulaire lumineux, 2pos maintenu, rouge | M2SS5-11R Leuchtwahlschalter-Vorsatz A-C rot, 2 Stellungen, langer Drehgriff | M2SS5-11R Selector Switch
1SFA611204R1102 | M2SS5-11G | Active | 7320500290057 | 12.77 | 1 | 10 | stuk | Pilot devices | BE31220 | SP (Control general) | stuk | M2SS5-11G Selector Switch | Commutateur de selection Série modulaire lumineux, 2pos maintenu, vert | M2SS5-11G Leuchtwahlschalter-Vorsatz A-C grün, 2 Stellungen, langer Drehgriff | M2SS5-11G Selector Switch
1SFA611204R1103 | M2SS5-11Y | Active | 7320500290064 | 12.77 | 1 | 10 | stuk | Pilot devices | BE31220 | SP (Control general) | stuk | M2SS5 verl lang hendel 2Vast st, geel | Commutateur de selection Série modulaire lumineux, 2pos maintenu, jaune | M2SS5-11Y Leuchtwahlschalter-Vorsatz A-C gelb, 2 Stellungen, langer Drehgriff | M2SS5-11Y Selector Switch
1SFA611204R1104 | M2SS5-11L | Active | 7320500290071 | 12.77 | 1 | 10 | stuk | Pilot devices | BE31220 | SP (Control general) | stuk | M2SS5-11L Selector Switch | Commutateur de selection Série modulaire lumineux, 2pos maintenu, bleu | M2SS5-11L Leuchtwahlschalter-Vorsatz A-C blau, 2 Stellungen, langer Drehgriff | M2SS5-11L Selector Switch
1SFA611204R1108 | M2SS5-11C | Active | 7320500290088 | 15.72 | 1 | 10 | stuk | Pilot devices | BE31220 | SP (Control general) | stuk | M2SS5-11C Selector Switch | Commutateur de selection Série modulaire lumineux, 2pos maintenu, clair | M2SS5-11C Leuchtwahlschalter-Vorsatz A-C farblos, 2 Stellungen, langer Drehgriff | M2SS5-11C Selector Switch
1SFA611204R2001 | M2SS5-20R | Active | 7320500290095 | 12.67 | 1 | 10 | stuk | Pilot devices | BE31220 | SP (Control general) | stuk | M2SS5 lang hendel 2 Vast st, rood | Commutateur de selection Série modulaire 2pos maintenu, rouge | M2SS5-20R Wahlschalter-Vorsatz A-C rot, 2 Stellungen, langer Drehgriff | M2SS5-20R Selector Switch
1SFA611204R2006 | M2SS5-20B | Active | 7320500290101 | 12.67 | 1 | 10 | stuk | Pilot devices | BE31220 | SP (Control general) | stuk | M2SS5 lang hendel 2 Vast st, zw | Commutateur de selection Série modulaire 2pos maintenu, noir | M2SS5-20B Wahlschalter-Vorsatz A-C schwarz, 2 Stellungen, langer Drehgriff | M2SS5-20B Selector Switch
1SFA611204R2007 | M2SS5-20U | Active | 7320500290118 | 12.67 | 1 | 10 | stuk | Pilot devices | BE31220 | SP (Control general) | stuk | M2SS5 lang hendel 2 Vast st, grijs | Commutateur de selection Série modulaire 2pos maintenu, gris | M2SS5-20U Wahlschalter-Vorsatz A-C grau, 2 Stellungen, langer Drehgriff | M2SS5-20U Selector Switch
1SFA611204R2101 | M2SS5-21R | Active | 7320500290125 | 15.17 | 1 | 10 | stuk | Pilot devices | BE31220 | SP (Control general) | stuk | M2SS5 verl lang hendel 2Vast st, rood | Commutateur de selection Série modulaire lumineux, 2pos maintenu, rouge | M2SS5-21R Leuchtwahlschalter-Vorsatz A-C rot, 2 Stellungen, langer Drehgriff | M2SS5-21R Selector Switch
1SFA611204R2102 | M2SS5-21G | Active | 7320500290132 | 15.17 | 1 | 10 | stuk | Pilot devices | BE31220 | SP (Control general) | stuk | M2SS5-21G Selector Switch | Commutateur de selection Série modulaire lumineux, 2pos maintenu, vert | M2SS5-21G Leuchtwahlschalter-Vorsatz A-C grün, 2 Stellungen, langer Drehgriff | M2SS5-21G Selector Switch
1SFA611204R2103 | M2SS5-21Y | Active | 7320500290149 | 15.17 | 1 | 10 | stuk | Pilot devices | BE31220 | SP (Control general) | stuk | M2SS5 verl lang hendel 2Vast st, geel | Commutateur de selection Série modulaire lumineux, 2pos maintenu, jaune | M2SS5-21Y Leuchtwahlschalter-Vorsatz A-C gelb, 2 Stellungen, langer Drehgriff | M2SS5-21Y Selector Switch
1SFA611204R2104 | M2SS5-21L | Active | 7320500290156 | 15.17 | 1 | 10 | stuk | Pilot devices | BE31220 | SP (Control general) | stuk | M2SS5-21L Selector Switch | Commutateur de selection Série modulaire lumineux, 2pos maintenu, bleu | M2SS5-21L Leuchtwahlschalter-Vorsatz A-C blau, 2 Stellungen, langer Drehgriff | M2SS5-21L Selector Switch
1SFA611204R2108 | M2SS5-21C | Active | 7320500290163 | 15.17 | 1 | 10 | stuk | Pilot devices | BE31220 | SP (Control general) | stuk | M2SS5-21C Selector Switch | Commutateur de selection Série modulaire lumineux, 2pos maintenu, clair | M2SS5-21C Leuchtwahlschalter-Vorsatz A-C farblos, 2 Stellungen, langer Drehgriff | M2SS5-21C Selector Switch
1SFA611204R3006 | M2SS5-30B | Active | 7320500290187 | 16.57 | 1 | 10 | stuk | Pilot devices | BE31220 | SP (Control general) | stuk | M2SS5 terugv lang hendel 2 st, zw | Commutateur de selection Série modulaire | M2SS5-30B Wahlschalter-Vorsatz A-C schwarz, 2 Stellungen, langer Drehgriff | M2SS5-30B Selector Switch
1SFA611205R1001 | M2SS6-10R | Active | 7320500291696 | 12.96 | 1 | 10 | stuk | Pilot devices | BE31220 | SP (Control general) | stuk | M2SS6 terugv lang hendel 2 st, rood | Commutateur de selection Série modulaire impulsion, 2 pos, rouge | M2SS6-10R Wahlschalter-Vorsatz rot, 2 Stellungen, Rückzug von C | M2SS6-10R Selector Switch
1SFA611205R1006 | M2SS6-10B | Active | 7320500291702 | 12.96 | 1 | 10 | stuk | Pilot devices | BE31220 | SP (Control general) | stuk | M2SS6 terugv lang hendel 2 st, zw | Commutateur de selection Série modulaire impulsion, 2 pos, noir | M2SS6-10B Wahlschalter-Vorsatz schwarz, 2 Stellungen, Rückzug von C | M2SS6-10B Selector Switch
1SFA611205R1101 | M2SS6-11R | Active | 7320500291726 | 13.14 | 1 | 10 | stuk | Pilot devices | BE31220 | SP (Control general) | stuk | M2SS6-11R Selector Switch | Commutateur de selection Série modulaire lumineux, impulsion, 2pos, rouge | M2SS6-11R Wahlschalter-Vorsatz rot, 2 Stellungen, Rückzug von C | M2SS6-11R Selector Switch
1SFA611205R1102 | M2SS6-11G | Active | 7320500291733 | 13.14 | 1 | 10 | stuk | Pilot devices | BE31220 | SP (Control general) | stuk | M2SS6-11G Selector Switch | Commutateur de selection Série modulaire lumineux, impulsion, 2pos, vert | M2SS6-11G Leuchtwahlschalter-Vorsatz grün, 2 Stellungen, Rückzug von C | M2SS6-11G Selector Switch
1SFA611205R1103 | M2SS6-11Y | Active | 7320500291740 | 13.14 | 1 | 10 | stuk | Pilot devices | BE31220 | SP (Control general) | stuk | M2SS6-11Y Selector Switch | Commutateur de selection Série modulaire lumineux, impulsion, 2pos, jaune | M2SS6-11Y Leuchtwahlschalter-Vorsatz gelb, 2 Stellungen, Rückzug von C | M2SS6-11Y Selector Switch
1SFA611205R1104 | M2SS6-11L | Limited | 7320500291757 | 14.65 | 1 | 10 | stuk | Pilot devices | BE31220 | SP (Control general) | stuk | M2SS6-11L Selector Switch | Commutateur de selection Série modulaire lumineux, impulsion, 2pos, bleu | M2SS6-11L Leuchtwahlschalter-Vorsatz blau, 2 Stellungen, Rückzug von C | M2SS6-11L Selector Switch
1SFA611205R1108 | M2SS6-11C | Active | 7320500291764 | 13.14 | 1 | 10 | stuk | Pilot devices | BE31220 | SP (Control general) | stuk | M2SS6 verl terugv lang hendel 2pos helder | Commutateur de selection Série modulaire lumineux, impulsion, 2pos, clair | M2SS6-11C Leuchtwahlschalter-Vorsatz farblos, 2 Stellungen, Rückzug von C | M2SS6-11C Selector Switch
1SFA611205R2006 | M2SS6-20B | Active | 7320500291788 | 13.14 | 1 | 10 | stuk | Pilot devices | BE31220 | SP (Control general) | stuk | M2SS6 terugv lang hendel 2 st, zw | Commutateur de selection Série modulaire impulsion, 2 pos, noir | M2SS6-20B Wahlschalter-Vorsatz schwarz, 2 Stellungen, Rückzug von C | M2SS6-20B Selector Switch
1SFA611205R2007 | M2SS6-20U | Active | 7320500291795 | 13.14 | 1 | 10 | stuk | Pilot devices | BE31220 | SP (Control general) | stuk | M2SS6 terugv lang hendel 2 st, grijs | Commutateur de selection Série modulaire impulsion, 2 pos, gris | M2SS6-20U Wahlschalter-Vorsatz grau, 2 Stellungen, Rückzug von C | M2SS6-20U Selector Switch
1SFA611210R1001 | M3SS1-10R | Active | 7320500293379 | 13.68 | 1 | 10 | stuk | Pilot devices | BE31220 | SP (Control general) | stuk | M3SS1 kort hendel 3 Vast st, rood | Commutateur de selection gamme modulaire 3pos maintenu, rouge | M3SS1-10R Wahlschalter-Vorsatz rot, 3 Stellungen, kurzer Drehgriff | M3SS1-10R Selector Switch
1SFA611210R1006 | M3SS1-10B | Active | 7320500293386 | 13.68 | 1 | 10 | stuk | Pilot devices | BE31220 | SP (Control general) | stuk | M3SS1-10B Selector Switch | Commutateur de selection 3 positions fix, noir | M3SS1-10B Wahlschalter-Vorsatz schwarz, 3 Stellungen, kurzer Drehgriff | M3SS1-10B Selector Switch
1SFA611210R1007 | M3SS1-10U | Active | 7320500293393 | 13.68 | 1 | 10 | stuk | Pilot devices | BE31220 | SP (Control general) | stuk | M3SS1 kort hendel 3 Vast st, grijs | Commutateur de selection gamme modulaire 3pos maintenu, gris | M3SS1-10U Wahlschalter-Vorsatz grau, 3 Stellungen, kurzer Drehgriff | M3SS1-10U Selector Switch
1SFA611210R1101 | M3SS1-11R | Active | 7320500293409 | 14.52 | 1 | 10 | stuk | Pilot devices | BE31220 | SP (Control general) | stuk | M3SS1-11R Selector Switch | Commutateur de selection gamme modulaire lumineux, 3pos maintenu, rouge | M3SS1-11R Leuchtwahlschalter-Vorsatz rot, 3 Stellungen, kurzer Drehgriff | M3SS1-11R Selector Switch
1SFA611210R1102 | M3SS1-11G | Active | 7320500293416 | 14.52 | 1 | 10 | stuk | Pilot devices | BE31220 | SP (Control general) | stuk | M3SS1-11G Selector Switch | Commutateur de selection 3 positions fix, vert | M3SS1-11G Leuchtwahlschalter-Vorsatz grün, 3 Stellungen, kurzer Drehgriff | M3SS1-11G Selector Switch
1SFA611210R1103 | M3SS1-11Y | Active | 7320500293423 | 14.52 | 1 | 10 | stuk | Pilot devices | BE31220 | SP (Control general) | stuk | M3SS1-11Y Selector Switch | Commutateur de selection gamme modulaire lumineux, 3pos maintenu, jaune | M3SS1-11Y Leuchtwahlschalter-Vorsatz gelb, 3 Stellungen, kurzer Drehgriff | M3SS1-11Y Selector Switch
1SFA611210R1104 | M3SS1-11L | Active | 7320500293430 | 14.52 | 1 | 10 | stuk | Pilot devices | BE31220 | SP (Control general) | stuk | M3SS1-11L Selector Switch | Commutateur de selection gamme modulaire lumineux, 3pos maintenu, bleu | M3SS1-11L Leuchtwahlschalter-Vorsatz blau, 3 Stellungen, kurzer Drehgriff | M3SS1-11L Selector Switch
1SFA611210R1108 | M3SS1-11C | Active | 7320500293447 | 14.52 | 1 | 10 | stuk | Pilot devices | BE31220 | SP (Control general) | stuk | M3SS1-11C Selector Switch | Commutateur de selection gamme modulaire lumineux, 3pos maintenu, clair | M3SS1-11C Leuchtwahlschalter-Vorsatz farblos, 3 Stellungen, kurzer Drehgriff | M3SS1-11C Selector Switch
1SFA611210R2001 | M3SS1-20R | Active | 7320500293454 | 13.92 | 1 | 10 | stuk | Pilot devices | BE31220 | SP (Control general) | stuk | M3SS1 kort hendel 3 Vast st, rood | Commutateur de selection gamme modulaire 3pos maintenu, rouge | M3SS1-20R Wahlschalter-Vorsatz rot, 3 Stellungen, kurzer Drehgriff | M3SS1-20R Selector Switch
1SFA611210R2006 | M3SS1-20B | Active | 7320500293461 | 13.92 | 1 | 10 | stuk | Pilot devices | BE31220 | SP (Control general) | stuk | M3SS1 kort hendel 3 Vast st, zw | Commutateur de selection gamme modulaire 3pos maintenu, noir | M3SS1-20B Wahlschalter-Vorsatz schwarz, 3 Stellungen, kurzer Drehgriff | M3SS1-20B Selector Switch
1SFA611210R2007 | M3SS1-20U | Active | 7320500293478 | 13.92 | 1 | 10 | stuk | Pilot devices | BE31220 | SP (Control general) | stuk | M3SS1 kort hendel 3 Vast st, grijs | Commutateur de selection gamme modulaire 3pos maintenu, gris | M3SS1-20U Wahlschalter-Vorsatz grau, 3 Stellungen, kurzer Drehgriff | M3SS1-20U Selector Switch
1SFA611210R2101 | M3SS1-21R | Active | 7320500293485 | 14.77 | 1 | 10 | stuk | Pilot devices | BE31220 | SP (Control general) | stuk | M3SS1-21R Selector Switch | Commutateur de selection gamme modulaire lumineux, 3pos maintenu, rouge | M3SS1-21R Leuchtwahlschalter-Vorsatz rot, 3 Stellungen, kurzer Drehgriff | M3SS1-21R Selector Switch
1SFA611210R2102 | M3SS1-21G | Active | 7320500293492 | 14.77 | 1 | 10 | stuk | Pilot devices | BE31220 | SP (Control general) | stuk | M3SS1-21G Selector Switch | Commutateur de selection gamme modulaire lumineux, 3pos maintenu, vert | M3SS1-21G Leuchtwahlschalter-Vorsatz grün, 3 Stellungen, kurzer Drehgriff | M3SS1-21G Selector Switch
1SFA611210R2103 | M3SS1-21Y | Active | 7320500293508 | 14.77 | 1 | 10 | stuk | Pilot devices | BE31220 | SP (Control general) | stuk | M3SS1-21Y Selector Switch | Commutateur de selection gamme modulaire lumineux, 3pos maintenu, jaune | M3SS1-21Y Leuchtwahlschalter-Vorsatz gelb, 3 Stellungen, kurzer Drehgriff | M3SS1-21Y Selector Switch
1SFA611210R2104 | M3SS1-21L | Active | 7320500293515 | 14.77 | 1 | 10 | stuk | Pilot devices | BE31220 | SP (Control general) | stuk | M3SS1-21L Selector Switch | Commutateur de selection gamme modulaire lumineux, 3pos maintenu, bleu | M3SS1-21L Leuchtwahlschalter-Vorsatz blau, 3 Stellungen, kurzer Drehgriff | M3SS1-21L Selector Switch
1SFA611210R2108 | M3SS1-21C | Active | 7320500293522 | 14.77 | 1 | 10 | stuk | Pilot devices | BE31220 | SP (Control general) | stuk | M3SS1-21C Selector Switch | Commutateur de selection gamme modulaire lumineux, 3pos maintenu, clair | M3SS1-21C Leuchtwahlschalter-Vorsatz farblos, 3 Stellungen, kurzer Drehgriff | M3SS1-21C Selector Switch
1SFA611210R3006 | M3SS1-30B | Active | 7320500293546 | 17.71 | 1 | 10 | stuk | Pilot devices | BE31220 | SP (Control general) | stuk | M3SS1-30B Selector Switch | Commutateur de selection Série modulaire M3SS1-30B | M3SS1-30B Wahlschalter-Vorsatz schwarz, 3 Stellungen, kurzer Drehgriff | M3SS1-30B Selector Switch
1SFA611211R1001 | M3SS2-10R | Active | 7320500294574 | 14.58 | 1 | 10 | stuk | Pilot devices | BE31220 | SP (Control general) | stuk | M3SS2 terugv kort hendel 3st, rood | Commutateur de selection gamme modulaire impulsion, 3pos, rouge | M3SS2-10R Wahlschalter-Vorsatz rot, beidseitiger Rückzug nach B | M3SS2-10R Selector Switch
1SFA611211R1006 | M3SS2-10B | Active | 7320500294581 | 14.58 | 1 | 10 | stuk | Pilot devices | BE31220 | SP (Control general) | stuk | M3SS2 terugv kort hendel 3st, zw | Commutateur de selection gamme modulaire impulsion, 3pos, noir | M3SS2-10B Wahlschalter-Vorsatz schwarz, beidseitiger Rückzug nach B | M3SS2-10B Selector Switch
1SFA611211R1007 | M3SS2-10U | Active | 7320500294598 | 14.58 | 1 | 10 | stuk | Pilot devices | BE31220 | SP (Control general) | stuk | M3SS2 terugv kort hendel 3st, grijs | Commutateur de selection gamme modulaire impulsion, 3pos, gris | M3SS2-10U Wahlschalter-Vorsatz grau, beidseitiger Rückzug nach B | M3SS2-10U Selector Switch
1SFA611211R1101 | M3SS2-11R | Active | 7320500294604 | 15.72 | 1 | 10 | stuk | Pilot devices | BE31220 | SP (Control general) | stuk | M3SS2-11R Selector Switch | Commutateur de selection gamme modulaire lumineux, impulsion, 3pos, rouge | M3SS2-11R Leuchtwahlschalter-Vorsatz rot, beidseitiger Rückzug nach B | M3SS2-11R Selector Switch
1SFA611211R1102 | M3SS2-11G | Active | 7320500294611 | 15.72 | 1 | 10 | stuk | Pilot devices | BE31220 | SP (Control general) | stuk | M3SS2-11G Selector Switch | Commutateur de selection gamme modulaire lumineux, impulsion, 3pos, vert | M3SS2-11G Leuchtwahlschalter-Vorsatz grün, beidseitiger Rückzug nach B | M3SS2-11G Selector Switch
1SFA611211R1103 | M3SS2-11Y | Active | 7320500294628 | 15.72 | 1 | 10 | stuk | Pilot devices | BE31220 | SP (Control general) | stuk | M3SS2-11Y Selector Switch | Commutateur de selection gamme modulaire lumineux, impulsion, 3pos, jaune | M3SS2-11Y Leuchtwahlschalter-Vorsatz gelb, beidseitiger Rückzug nach B | M3SS2-11Y Selector Switch
1SFA611211R1104 | M3SS2-11L | Active | 7320500294635 | 15.72 | 1 | 10 | stuk | Pilot devices | BE31220 | SP (Control general) | stuk | M3SS2-11L Selector Switch | Commutateur de selection gamme modulaire lumineux, impulsion, 3pos, bleu | M3SS2-11L Leuchtwahlschalter-Vorsatz blau, beidseitiger Rückzug nach B | M3SS2-11L Selector Switch
1SFA611211R1108 | M3SS2-11C | Active | 7320500294642 | 15.72 | 1 | 10 | stuk | Pilot devices | BE31220 | SP (Control general) | stuk | M3SS2 verl terugv kort hendel 3pos helder | Commutateur de selection gamme modulaire lumineux, impulsion, 3pos, clair | M3SS2-11C Leuchtwahlschalter-Vorsatz farblos, beidseitiger Rückzug nach B | M3SS2-11C Selector Switch
1SFA611211R2001 | M3SS2-20R | Active | 7320500294659 | 14.82 | 1 | 10 | stuk | Pilot devices | BE31220 | SP (Control general) | stuk | M3SS2 terugv kort hendel 3st, rood | Commutateur de selection gamme modulaire impulsion, 3pos, rouge | M3SS2-20R Wahlschalter-Vorsatz rot, beidseitiger Rückzug nach B | M3SS2-20R Selector Switch
1SFA611211R2006 | M3SS2-20B | Active | 7320500294666 | 14.82 | 1 | 10 | stuk | Pilot devices | BE31220 | SP (Control general) | stuk | M3SS2 terugv kort hendel 3st, zw | Commutateur de selection gamme modulaire impulsion, 3pos, noir | M3SS2-20B Wahlschalter-Vorsatz schwarz, beidseitiger Rückzug nach B | M3SS2-20B Selector Switch
1SFA611211R2007 | M3SS2-20U | Active | 7320500294673 | 14.82 | 1 | 10 | stuk | Pilot devices | BE31220 | SP (Control general) | stuk | M3SS2 terugv kort hendel 3st, grijs | Commutateur de selection gamme modulaire impulsion, 3pos, gris | M3SS2-20U Wahlschalter-Vorsatz grau, beidseitiger Rückzug nach B | M3SS2-20U Selector Switch
1SFA611211R2101 | M3SS2-21R | Active | 7320500294680 | 16.03 | 1 | 10 | stuk | Pilot devices | BE31220 | SP (Control general) | stuk | M3SS2-21R Selector Switch | Commutateur de selection gamme modulaire lumineux, impulsion, 3pos, rouge | M3SS2-21R Leuchtwahlschalter-Vorsatz rot, beidseitiger Rückzug nach B | M3SS2-21R Selector Switch
1SFA611211R2102 | M3SS2-21G | Active | 7320500294697 | 16.03 | 1 | 10 | stuk | Pilot devices | BE31220 | SP (Control general) | stuk | M3SS2-21G Selector Switch | Commutateur de selection gamme modulaire lumineux, impulsion, 3pos, vert | M3SS2-21G Leuchtwahlschalter-Vorsatz grün, beidseitiger Rückzug nach B | M3SS2-21G Selector Switch
1SFA611211R2103 | M3SS2-21Y | Active | 7320500294703 | 16.03 | 1 | 10 | stuk | Pilot devices | BE31220 | SP (Control general) | stuk | M3SS2-21Y Selector Switch | Commutateur de selection gamme modulaire lumineux, impulsion, 3pos, jaune | M3SS2-21Y Leuchtwahlschalter-Vorsatz gelb, beidseitiger Rückzug nach B | M3SS2-21Y Selector Switch
1SFA611211R2104 | M3SS2-21L | Active | 7320500294710 | 16.03 | 1 | 10 | stuk | Pilot devices | BE31220 | SP (Control general) | stuk | M3SS2-21L Selector Switch | Commutateur de selection gamme modulaire lumineux, impulsion, 3pos, bleu | M3SS2-21L Leuchtwahlschalter-Vorsatz blau, beidseitiger Rückzug nach B | M3SS2-21L Selector Switch
1SFA611211R2108 | M3SS2-21C | Active | 7320500294727 | 16.03 | 1 | 10 | stuk | Pilot devices | BE31220 | SP (Control general) | stuk | M3SS2 verl terugv kort hendel 3pos helder | Commutateur de selection gamme modulaire lumineux, impulsion, 3pos, clair | M3SS2-21C Leuchtwahlschalter-Vorsatz farblos, beidseitiger Rückzug nach B | M3SS2-21C Selector Switch
1SFA611212R1001 | M3SS3-10R | Active | 7320500295779 | 14.95 | 1 | 10 | stuk | Pilot devices | BE31220 | SP (Control general) | stuk | M3SS3 terugv kort hendel 3st, rood | Commutateur de selection gamme modulaire impulsion, 3pos, rouge | M3SS3-10R Wahlschalter-Vorsatz rot, C mit Rückzug nach B | M3SS3-10R Selector Switch
1SFA611212R1006 | M3SS3-10B | Active | 7320500295786 | 14.58 | 1 | 10 | stuk | Pilot devices | BE31220 | SP (Control general) | stuk | M3SS3 terugv kort hendel 3st, zw | Commutateur de selection gamme modulaire impulsion, 3pos, noir | M3SS3-10B Wahlschalter-Vorsatz schwarz, C mit Rückzug nach B | M3SS3-10B Selector Switch
1SFA611212R1007 | M3SS3-10U | Active | 7320500295793 | 14.58 | 1 | 10 | stuk | Pilot devices | BE31220 | SP (Control general) | stuk | M3SS3 terugv kort hendel 3st, grijs | Commutateur de selection gamme modulaire impulsion, 3pos, gris | M3SS3-10U Wahlschalter-Vorsatz grau, C mit Rückzug nach B | M3SS3-10U Selector Switch
1SFA611212R1101 | M3SS3-11R | Active | 7320500295809 | 15.72 | 1 | 10 | stuk | Pilot devices | BE31220 | SP (Control general) | stuk | M3SS3-11R Selector Switch | Commutateur de selection gamme modulaire lumineux, impulsion, 3pos, rouge | M3SS3-11R Leuchtwahlschalter-Vorsatz rot, C mit Rückzug nach B | M3SS3-11R Selector Switch
1SFA611212R1102 | M3SS3-11G | Active | 7320500295816 | 15.72 | 1 | 10 | stuk | Pilot devices | BE31220 | SP (Control general) | stuk | M3SS3-11G Selector Switch | Commutateur de selection gamme modulaire lumineux, impulsion, 3pos, vert | M3SS3-11G Leuchtwahlschalter-Vorsatz grün, C mit Rückzug nach B | M3SS3-11G Selector Switch
1SFA611212R1103 | M3SS3-11Y | Active | 7320500295823 | 15.72 | 1 | 10 | stuk | Pilot devices | BE31220 | SP (Control general) | stuk | M3SS3-11Y Selector Switch | Commutateur de selection gamme modulaire lumineux, impulsion, 3pos, jaune | M3SS3-11Y Leuchtwahlschalter-Vorsatz gelb, C mit Rückzug nach B | M3SS3-11Y Selector Switch
1SFA611212R1104 | M3SS3-11L | Active | 7320500295830 | 15.72 | 1 | 10 | stuk | Pilot devices | BE31220 | SP (Control general) | stuk | M3SS3-11L Selector Switch | Commutateur de selection gamme modulaire lumineux, impulsion, 3pos, bleu | M3SS3-11L Leuchtwahlschalter-Vorsatz blau, C mit Rückzug nach B | M3SS3-11L Selector Switch
1SFA611212R1108 | M3SS3-11C | Active | 7320500295847 | 15.72 | 1 | 10 | stuk | Pilot devices | BE31220 | SP (Control general) | stuk | M3SS3 verl terugv kort hendel 3pos helder | Commutateur de selection gamme modulaire lumineux, impulsion, 3pos, clair | M3SS3-11C Leuchtwahlschalter-Vorsatz farblos, C mit Rückzug nach B | M3SS3-11C Selector Switch
1SFA611212R2006 | M3SS3-20B | Active | 7320500295861 | 14.82 | 1 | 10 | stuk | Pilot devices | BE31220 | SP (Control general) | stuk | M3SS3 terugv kort hendel 3st, zw | Commutateur de selection gamme modulaire impulsion, 3pos, noir | M3SS3-20B Wahlschalter-Vorsatz schwarz, C mit Rückzug nach B | M3SS3-20B Selector Switch
1SFA611212R2101 | M3SS3-21R | Active | 7320500295885 | 16.03 | 1 | 10 | stuk | Pilot devices | BE31220 | SP (Control general) | stuk | M3SS3-21R Selector Switch | Commutateur de selection gamme modulaire lumineux, impulsion, 3pos, rouge | M3SS3-21R Leuchtwahlschalter-Vorsatz rot, C mit Rückzug nach B | M3SS3-21R Selector Switch
1SFA611212R2102 | M3SS3-21G | Active | 7320500295892 | 16.03 | 1 | 10 | stuk | Pilot devices | BE31220 | SP (Control general) | stuk | M3SS3-21G Selector Switch | Commutateur de selection gamme modulaire lumineux, impulsion, 3pos, vert | M3SS3-21G Leuchtwahlschalter-Vorsatz grün, C mit Rückzug nach B | M3SS3-21G Selector Switch
1SFA611212R2108 | M3SS3-21C | Limited | 7320500295922 | 17.86 | 1 | 10 | stuk | Pilot devices | BE31220 | SP (Control general) | stuk | M3SS3 verl terugv kort hendel 3pos helder | Commutateur de selection gamme modulaire lumineux, impulsion, 3pos, clair | M3SS3-21C Leuchtwahlschalter-Vorsatz farblos, C mit Rückzug nach B | M3SS3-21C Selector Switch
1SFA611213R1001 | M3SS4-10R | Active | 7320500296974 | 13.92 | 1 | 10 | stuk | Pilot devices | BE31220 | SP (Control general) | stuk | M3SS4 lang hendel 3 Vast st, rood | Commutateur de selection gamme modulaire 3pos maintenu, rouge | M3SS4-10R Wahlschalter-Vorsatz rot, 3 Stellungen, langer Drehgriff | M3SS4-10R Selector Switch
1SFA611213R1006 | M3SS4-10B | Active | 7320500296981 | 13.92 | 1 | 10 | stuk | Pilot devices | BE31220 | SP (Control general) | stuk | M3SS4 lang hendel 3 Vast st, zw | Commutateur de selection Gamme modulaire 3pos maintenu, noir | M3SS4-10B Wahlschalter-Vorsatz schwarz, 3 Stellungen, langer Drehgriff | M3SS4-10B Selector Switch
1SFA611213R1007 | M3SS4-10U | Active | 7320500296998 | 13.92 | 1 | 10 | stuk | Pilot devices | BE31220 | SP (Control general) | stuk | M3SS4 lang hendel 3 Vast st, grijs | Commutateur de selection gamme modulaire 3pos maintenu, gris | M3SS4-10U Wahlschalter-Vorsatz grau, 3 Stellungen, langer Drehgriff | M3SS4-10U Selector Switch
1SFA611213R1101 | M3SS4-11R | Active | 7320500297001 | 14.52 | 1 | 10 | stuk | Pilot devices | BE31220 | SP (Control general) | stuk | M3SS4-11R Selector Switch | Commutateur de selection gamme modulaire lumineux, 3pos maintenu, rouge | M3SS4-11R Leuchtwahlschalter-Vorsatz rot, 3 Stellungen, langer Drehgriff | M3SS4-11R Selector Switch
1SFA611213R1102 | M3SS4-11G | Active | 7320500297018 | 14.52 | 1 | 10 | stuk | Pilot devices | BE31220 | SP (Control general) | stuk | M3SS4-11G Selector Switch | Commutateur de selection gamme modulaire lumineux, 3pos maintenu, vert | M3SS4-11G Leuchtwahlschalter-Vorsatz grün, 3 Stellungen, langer Drehgriff | M3SS4-11G Selector Switch
1SFA611213R1103 | M3SS4-11Y | Active | 7320500297025 | 14.52 | 1 | 10 | stuk | Pilot devices | BE31220 | SP (Control general) | stuk | M3SS4-11Y Selector Switch | Commutateur de selection gamme modulaire lumineux, 3pos maintenu, jaune | M3SS4-11Y Leuchtwahlschalter-Vorsatz gelb, 3 Stellungen, langer Drehgriff | M3SS4-11Y Selector Switch
1SFA611213R1104 | M3SS4-11L | Active | 7320500297032 | 14.52 | 1 | 10 | stuk | Pilot devices | BE31220 | SP (Control general) | stuk | M3SS4-11L Selector Switch | Commutateur de selection gamme modulaire lumineux, 3pos maintenu, bleu | M3SS4-11L Leuchtwahlschalter-Vorsatz blau, 3 Stellungen, langer Drehgriff | M3SS4-11L Selector Switch
1SFA611213R1108 | M3SS4-11C | Active | 7320500297049 | 14.52 | 1 | 10 | stuk | Pilot devices | BE31220 | SP (Control general) | stuk | M3SS4-11C Selector Switch | Commutateur de selection gamme modulaire lumineux, 3pos maintenu, clair | M3SS4-11C Leuchtwahlschalter-Vorsatz farblos, 3 Stellungen, langer Drehgriff | M3SS4-11C Selector Switch
1SFA611213R2001 | M3SS4-20R | Active | 7320500297056 | 14.28 | 1 | 10 | stuk | Pilot devices | BE31220 | SP (Control general) | stuk | M3SS4 lang hendel 3 Vast st, rood | Commutateur de selection gamme modulaire 3pos maintenu, rouge | M3SS4-20R Wahlschalter-Vorsatz rot, 3 Stellungen, langer Drehgriff | M3SS4-20R Selector Switch
1SFA611213R2006 | M3SS4-20B | Active | 7320500297063 | 14.28 | 1 | 10 | stuk | Pilot devices | BE31220 | SP (Control general) | stuk | M3SS4 lang hendel 3 Vast st, zw | Commutateur de selection gamme modulaire 3pos maintenu, noir | M3SS4-20B Wahlschalter-Vorsatz schwarz, 3 Stellungen, langer Drehgriff | M3SS4-20B Selector Switch
1SFA611213R2007 | M3SS4-20U | Active | 7320500297070 | 14.28 | 1 | 10 | stuk | Pilot devices | BE31220 | SP (Control general) | stuk | M3SS4 lang hendel 3 Vast st, grijs | Commutateur de selection gamme modulaire 3pos maintenu, gris | M3SS4-20U Wahlschalter-Vorsatz grau, 3 Stellungen, langer Drehgriff | M3SS4-20U Selector Switch
1SFA611213R2101 | M3SS4-21R | Active | 7320500297087 | 14.77 | 1 | 10 | stuk | Pilot devices | BE31220 | SP (Control general) | stuk | M3SS4-21R Selector Switch | Commutateur de selection gamme modulaire lumineux, 3pos maintenu, rouge | M3SS4-21R Leuchtwahlschalter-Vorsatz rot, 3 Stellungen, langer Drehgriff | M3SS4-21R Selector Switch
1SFA611213R2102 | M3SS4-21G | Active | 7320500297094 | 14.77 | 1 | 10 | stuk | Pilot devices | BE31220 | SP (Control general) | stuk | M3SS4-21G Selector Switch | Commutateur de selection gamme modulaire lumineux, 3pos maintenu, vert | M3SS4-21G Leuchtwahlschalter-Vorsatz grün, 3 Stellungen, langer Drehgriff | M3SS4-21G Selector Switch
1SFA611213R2103 | M3SS4-21Y | Limited | 7320500297100 | 16.47 | 1 | 10 | stuk | Pilot devices | BE31220 | SP (Control general) | stuk | M3SS4-21Y Selector Switch | Commutateur de selection gamme modulaire lumineux, 3pos maintenu, jaune | M3SS4-21Y Leuchtwahlschalter-Vorsatz gelb, 3 Stellungen, langer Drehgriff | M3SS4-21Y Selector Switch
1SFA611213R2104 | M3SS4-21L | Active | 7320500297117 | 14.77 | 1 | 10 | stuk | Pilot devices | BE31220 | SP (Control general) | stuk | M3SS4-21L Selector Switch | Commutateur de selection gamme modulaire lumineux, 3pos maintenu, bleu | M3SS4-21L Leuchtwahlschalter-Vorsatz blau, 3 Stellungen, langer Drehgriff | M3SS4-21L Selector Switch
1SFA611213R2108 | M3SS4-21C | Active | 7320500297124 | 14.77 | 1 | 10 | stuk | Pilot devices | BE31220 | SP (Control general) | stuk | M3SS4-21C Selector Switch | Commutateur de selection gamme modulaire lumineux, 3pos maintenu, clair | M3SS4-21C Leuchtwahlschalter-Vorsatz farblos, 3 Stellungen, langer Drehgriff | M3SS4-21C Selector Switch
1SFA611213R3006 | M3SS4-30B | Active | 7320500297148 | 17.65 | 1 | 10 | stuk | Pilot devices | BE31220 | SP (Control general) | stuk | M3SS4-30B Selector Switch | Selector switch, Modular range | M3SS4-30B Wahlschalter-Vorsatz schwarz, 3 Stellungen, langer Drehgriff | M3SS4-30B Selector Switch
1SFA611214R1001 | M3SS5-10R | Active | 7320500298176 | 14.95 | 1 | 10 | stuk | Pilot devices | BE31220 | SP (Control general) | stuk | M3SS5 terugv lang hendel 3st, rood | Commutateur de selection gamme modulaire impulsion, 3pos, rouge | M3SS5-10R Wahlschalter-Vorsatz rot, beidseitiger Rückzug nach B | M3SS5-10R Selector Switch
1SFA611214R1006 | M3SS5-10B | Active | 7320500298183 | 14.95 | 1 | 10 | stuk | Pilot devices | BE31220 | SP (Control general) | stuk | M3SS5 terugv lang hendel 3st, zw | Commutateur de selection gamme modulaire impulsion, 3pos, noir | M3SS5-10B Wahlschalter-Vorsatz schwarz, beidseitiger Rückzug nach B | M3SS5-10B Selector Switch
1SFA611214R1007 | M3SS5-10U | Active | 7320500298190 | 14.95 | 1 | 10 | stuk | Pilot devices | BE31220 | SP (Control general) | stuk | M3SS5 terugv lang hendel 3st, grijs | Commutateur de selection gamme modulaire impulsion, 3pos, gris | M3SS5-10U Wahlschalter-Vorsatz grau, beidseitiger Rückzug nach B | M3SS5-10U Selector Switch
1SFA611214R1101 | M3SS5-11R | Active | 7320500298206 | 15.72 | 1 | 10 | stuk | Pilot devices | BE31220 | SP (Control general) | stuk | M3SS5-11R Selector Switch | Commutateur de selection gamme modulaire lumineux, impulsion, 3pos, rouge | M3SS5-11R Leuchtwahlschalter-Vorsatz rot, beidseitiger Rückzug nach B | M3SS5-11R Selector Switch
1SFA611214R1102 | M3SS5-11G | Active | 7320500298213 | 15.72 | 1 | 10 | stuk | Pilot devices | BE31220 | SP (Control general) | stuk | M3SS5-11G Selector Switch | Commutateur de selection gamme modulaire lumineux, impulsion, 3pos, vert | M3SS5-11G Leuchtwahlschalter-Vorsatz grün, beidseitiger Rückzug nach B | M3SS5-11G Selector Switch
1SFA611214R1103 | M3SS5-11Y | Active | 7320500298220 | 15.72 | 1 | 10 | stuk | Pilot devices | BE31220 | SP (Control general) | stuk | M3SS5-11Y Selector Switch | Commutateur de selection gamme modulaire lumineux, impulsion, 3pos, jaune | M3SS5-11Y Leuchtwahlschalter-Vorsatz gelb, beidseitiger Rückzug nach B | M3SS5-11Y Selector Switch
1SFA611214R1104 | M3SS5-11L | Active | 7320500298237 | 15.72 | 1 | 10 | stuk | Pilot devices | BE31220 | SP (Control general) | stuk | M3SS5-11L Selector Switch | Commutateur de selection gamme modulaire lumineux, impulsion, 3pos, bleu | M3SS5-11L Leuchtwahlschalter-Vorsatz blau, beidseitiger Rückzug nach B | M3SS5-11L Selector Switch
1SFA611214R1108 | M3SS5-11C | Active | 7320500298244 | 15.72 | 1 | 10 | stuk | Pilot devices | BE31220 | SP (Control general) | stuk | M3SS5 verl terugv lang hendel 3pos helder | Commutateur de selection gamme modulaire lumineux, impulsion, 3pos, clair | M3SS5-11C Leuchtwahlschalter-Vorsatz farblos, beidseitiger Rückzug nach B | M3SS5-11C Selector Switch
1SFA611214R2006 | M3SS5-20B | Active | 7320500298268 | 15.17 | 1 | 10 | stuk | Pilot devices | BE31220 | SP (Control general) | stuk | M3SS5 terugv lang hendel 3st, zw | Commutateur de selection gamme modulaire impulsion, 3pos, noir | M3SS5-20B Wahlschalter-Vorsatz schwarz, beidseitiger Rückzug nach B | M3SS5-20B Selector Switch
1SFA611214R2007 | M3SS5-20U | Active | 7320500298275 | 15.17 | 1 | 10 | stuk | Pilot devices | BE31220 | SP (Control general) | stuk | M3SS5 terugv lang hendel 3st, grijs | Commutateur de selection gamme modulaire impulsion, 3pos, gris | M3SS5-20U Wahlschalter-Vorsatz grau, beidseitiger Rückzug nach B | M3SS5-20U Selector Switch
1SFA611214R2101 | M3SS5-21R | Limited | 7320500298282 | 17.86 | 1 | 10 | stuk | Pilot devices | BE31220 | SP (Control general) | stuk | M3SS5-21R Selector Switch | Commutateur de selection gamme modulaire lumineux, impulsion, 3pos, rouge | M3SS5-21R Leuchtwahlschalter-Vorsatz rot, beidseitiger Rückzug nach B | M3SS5-21R Selector Switch
1SFA611214R2102 | M3SS5-21G | Active | 7320500298299 | 16.03 | 1 | 10 | stuk | Pilot devices | BE31220 | SP (Control general) | stuk | M3SS5-21G Selector Switch | Commutateur de selection gamme modulaire lumineux, impulsion, 3pos, vert | M3SS5-21GLeuchtwahlschalter-Vorsatz grün, beidseitiger Rückzug nach B | M3SS5-21G Selector Switch
1SFA611214R2103 | M3SS5-21Y | Active | 7320500298305 | 16.03 | 1 | 10 | stuk | Pilot devices | BE31220 | SP (Control general) | stuk | M3SS5-21Y Selector Switch | Commutateur de selection gamme modulaire lumineux, impulsion, 3pos, jaune | M3SS5-21Y Leuchtwahlschalter-Vorsatz gelb, beidseitiger Rückzug nach B | M3SS5-21Y Selector Switch
1SFA611214R2104 | M3SS5-21L | Limited | 7320500298312 | 17.86 | 1 | 10 | stuk | Pilot devices | BE31220 | SP (Control general) | stuk | M3SS5-21L Selector Switch | Commutateur de selection gamme modulaire lumineux, impulsion, 3pos, bleu | M3SS5-21LLeuchtwahlschalter-Vorsatz blau, beidseitiger Rückzug nach B | M3SS5-21L Selector Switch
1SFA611214R2108 | M3SS5-21C | Active | 7320500298329 | 16.03 | 1 | 10 | stuk | Pilot devices | BE31220 | SP (Control general) | stuk | M3SS5 verl terugv lang hendel 3pos helder | Commutateur de selection gamme modulaire lumineux, impulsion, 3pos, clair | M3SS5-21C Leuchtwahlschalter-Vorsatz farblos, beidseitiger Rückzug nach B | M3SS5-21C Selector Switch
1SFA611215R1001 | M3SS6-10R | Limited | 7320500299371 | 27.57 | 1 | 10 | stuk | Pilot devices | BE31220 | SP (Control general) | stuk | M3SS6 terugv lang hendel 3st, rood | Commutateur de selection gamme modulaire impulsion, 3pos, rouge | M3SS6-10R Wahlschalter-Vorsatz rot, C mit Rückzug nach B | M3SS6-10R Selector Switch
1SFA611215R1006 | M3SS6-10B | Active | 7320500299388 | 14.95 | 1 | 10 | stuk | Pilot devices | BE31220 | SP (Control general) | stuk | M3SS6 terugv lang hendel 3st, zw | Commutateur de selection gamme modulaire impulsion, 3pos, noir | M3SS6-10B Wahlschalter-Vorsatz schwarz, C mit Rückzug nach B | M3SS6-10B Selector Switch
1SFA611215R1101 | M3SS6-11R | Active | 7320500299401 | 15.72 | 1 | 10 | stuk | Pilot devices | BE31220 | SP (Control general) | stuk | M3SS6-11R Selector Switch | Commutateur de selection gamme modulaire lumineux, impulsion, 3pos, rouge | M3SS6-11R Leuchtwahlschalter-Vorsatz rot, C mit Rückzug nach B | M3SS6-11R Selector Switch
1SFA611215R1102 | M3SS6-11G | Active | 7320500299418 | 15.72 | 1 | 10 | stuk | Pilot devices | BE31220 | SP (Control general) | stuk | M3SS6-11G Selector Switch | Commutateur de selection gamme modulaire lumineux, impulsion, 3pos, vert | M3SS6-11G Leuchtwahlschalter-Vorsatz grün, C mit Rückzug nach B | M3SS6-11G Selector Switch
1SFA611215R1103 | M3SS6-11Y | Active | 7320500299425 | 15.72 | 1 | 10 | stuk | Pilot devices | BE31220 | SP (Control general) | stuk | M3SS6-11Y Selector Switch | Commutateur de selection gamme modulaire lumineux, impulsion, 3pos, jaune | M3SS6-11Y Leuchtwahlschalter-Vorsatz gelb, C mit Rückzug nach B | M3SS6-11Y Selector Switch
1SFA611215R1104 | M3SS6-11L | Limited | 7320500299432 | 17.52 | 1 | 10 | stuk | Pilot devices | BE31220 | SP (Control general) | stuk | M3SS6-11L Selector Switch | Commutateur de selection gamme modulaire lumineux, impulsion, 3pos, bleu | M3SS6-11L Leuchtwahlschalter-Vorsatz blau, C mit Rückzug nach B | M3SS6-11L Selector Switch
1SFA611215R1108 | M3SS6-11C | Active | 7320500299449 | 15.72 | 1 | 10 | stuk | Pilot devices | BE31220 | SP (Control general) | stuk | M3SS6 verl terugv lang hendel 3pos helder | Commutateur de selection gamme modulaire lumineux, impulsion, 3pos, clair | M3SS6-11C Leuchtwahlschalter-Vorsatz farblos, C mit Rückzug nach B | M3SS6-11C Selector Switch
1SFA611215R2006 | M3SS6-20B | Active | 7320500299463 | 15.17 | 1 | 10 | stuk | Pilot devices | BE31220 | SP (Control general) | stuk | M3SS6 terugv lang hendel 3st, zw | Commutateur de selection gamme modulaire impulsion, 3pos, noir | M3SS6-20B Wahlschalter-Vorsatz schwarz, C mit Rückzug nach B | M3SS6-20B Selector Switch
1SFA611215R2102 | M3SS6-21G | Active | 7320500299494 | 16.03 | 1 | 10 | stuk | Pilot devices | BE31220 | SP (Control general) | stuk | M3SS6-21G Selector Switch | Commutateur de selection gamme modulaire lumineux, impulsion, 3pos, vert | M3SS6-21G Leuchtwahlschalter-Vorsatz grün, C mit Rückzug nach B | M3SS6-21G Selector Switch
1SFA611215R2103 | M3SS6-21Y | Limited | 7320500299500 | 17.86 | 1 | 10 | stuk | Pilot devices | BE31220 | SP (Control general) | stuk | M3SS6-21Y Selector Switch | Commutateur de selection gamme modulaire lumineux, impulsion, 3pos, jaune | M3SS6-21Y Leuchtwahlschalter-Vorsatz gelb, C mit Rückzug nach B | M3SS6-21Y Selector Switch
1SFA611216R1001 | M3SS7-10R | Limited | 7320500300572 | 16.26 | 1 | 10 | stuk | Pilot devices | BE31220 | SP (Control general) | stuk | M3SS7 terugv kort hendel 3st, rood | Commutateur de selection gamme modulaire impulsion, 3pos, rouge | M3SS7-10R Wahlschalter-Vorsatz rot, rastend in B und C, Rückzug von | M3SS7-10R Selector Switch
1SFA611216R1006 | M3SS7-10B | Active | 7320500300589 | 14.58 | 1 | 10 | stuk | Pilot devices | BE31220 | SP (Control general) | stuk | M3SS7 terugv kort hendel 3st, zw | Commutateur de selection gamme modulaire impulsion, 3pos, noir | M3SS7-10B Wahlschalter-Vorsatz schwarz, rast. in B und C, Rückzug von | M3SS7-10B Selector Switch
1SFA611216R1101 | M3SS7-11R | Active | 7320500300602 | 14.06 | 1 | 10 | stuk | Pilot devices | BE31220 | SP (Control general) | stuk | M3SS7-11R Selector Switch | Commutateur de selection gamme modulaire impulsion, 3pos, rouge | M3SS7-11R Leuchtwahlschalter-Vorsatz rot, rastend in B und C, Rückzug von | M3SS7-11R Selector Switch
1SFA611221R1006 | M2SSV2-10B | Active | 7320500301562 | 14.71 | 1 | 10 | stuk | Pilot devices | BE31220 | SP (Control general) | stuk | M2SSV2-10B Selector Switch | Commutateur de selection Série modulaire | M2SSV2-10B Wahlschalter-Vorsatz schwarz, vertikal, rastend in A und C | M2SSV2-10B Selector Switch
1SFA611221R1102 | M2SSV2-11G | Active | 7320500301593 | 16.25 | 1 | 10 | stuk | Pilot devices | BE31220 | SP (Control general) | stuk | M2SSV2 | Commutateur de selection Série modulaire | M2SSV2-11G Leuchtwahlschalter-Vorsatz grün, vertikal, rastend in A und C | M2SSV2-11G Selector Switch
1SFA611230R1006 | M3SSV1-10B | Active | 7320500302767 | 14.77 | 1 | 10 | stuk | Pilot devices | BE31220 | SP (Control general) | stuk | M3SSV1 kort hendel 2 Vast st, zw | Commutateur de selection gamme modulaire 2pos maintenu, noir | M3SSV1-10B Wahlschalter-Vorsatz schwarz, vertikal, 3 Stell., verrastend | M3SSV1-10B Selector Switch
1SFA611250R1006 | M3SSC1-10B | Active | 7320500374993 | 15.12 | 1 | 10 | stuk | Pilot devices | BE31220 | SP (Control general) | stuk | M3SSC1 | M3SSC1-10B Selector Switch | M3SSC1-10B Wahlschalter 3 Pos. schwarz verrastend in A, B und C | M3SSC1-10B Selector Switch
1SFA611251R3006 | 1SFA611251R3006 | Active | 7320500375181 | 19.62 | 1 | 1 | stuk | Modular Plastic Range | BE31220 | SP (Control general) | stuk | Keuzeschakelaar, terugverend korte hendel, 3 standen, zwart | Selector switch Operator with short handle | Selector switch Operator with short handle | Selector switch Operator with short handle
1SFA611256R1006 | M3SSC7-10B | Active | 7320500375211 | 13.6 | 1 | 10 | stuk | Pilot devices | BE31220 | SP (Control general) | stuk | M3SSC7M3SSC7-10B | Commutateur de selections Gamme modulaire M3SSC7-10B | M3SSC7-10B Wahlschalter 3 Pos. schwarz tastend, Rückstellung von A nach B | M3SSC7-10B Selector Switch
1SFA611280R1001 | M2SSK1-101 | Active | 7320500304242 | 29.52 | 1 | 10 | stuk | Pilot devices | BE31220 | SP (Control general) | stuk | M2SSK1-101 Selector Switch | Commutateur à clef 2 positions fix | M2SSK1-101 Schlüsselwahlschalter 2 Pos. rastend, Entrieg. mit Code 71, Ronis 455 | M2SSK1-101 Selector Switch
1SFA611280R1002 | M2SSK1-102 | Active | 7320500304259 | 29.52 | 1 | 10 | stuk | Pilot devices | BE31220 | SP (Control general) | stuk | M2SSK1 2 Vast pos sleutelnr 72 | Commutateur à clef Série modulaire 2 position maintenu, clef 72 | M2SSK1-102 Schlüsselwahlschalter 2 Pos. rastend, Entrieg. mit Code 72, Ronis 421 | M2SSK1-102 Selector Switch
1SFA611280R1003 | M2SSK1-103 | Active | 7320500304266 | 29.52 | 1 | 10 | stuk | Pilot devices | BE31220 | SP (Control general) | stuk | M2SSK1 2 Vast pos sleutelnr 73 | Commutateur à clef Série modulaire 2 position maintenu, clef 73 | M2SSK1-103 Schlüsselwahlschalter 2 Pos. rastend, Entrieg. mit Code 73, Ronis | M2SSK1-103 Selector Switch
1SFA611280R1004 | M2SSK1-104 | Active | 7320500544167 | 29.52 | 1 | 25 | stuk | Pilot devices | BE31220 | SP (Control general) | stuk | M2SSK1 2 Vast pos sleutelnr op aanvr | Commutateur à clef Série modulaire 2 position maintenu, clef sur demande | M2SSK1-104 Schlüsselwahlschalter 2 Pos. rastend, zufällige Auswahl von Codes | M2SSK1-104 Selector Switch
1SFA611281R1001 | M2SSK2-101 | Active | 7320500304501 | 29.52 | 1 | 10 | stuk | Pilot devices | BE31220 | SP (Control general) | stuk | M2SSK2-101 Selector Switch | Commutateur à clef 2 positions fix | M2SSK2-101 Schlüsselwahlschalter 2 Pos. rastend, Entrieg. mit Code 71, Ronis 455 | M2SSK2-101 Selector Switch
1SFA611281R1002 | M2SSK2-102 | Active | 7320500304518 | 29.52 | 1 | 10 | stuk | Pilot devices | BE31220 | SP (Control general) | stuk | M2SSK2 2 Vast pos sleutelnr 72 | Commutateur à clef Série modulaire 2 position maintenu, clef 72 | M2SSK2-102 Schlüsselwahlschalter 2 Pos. rastend, Entrieg. mit Code 72, Ronis 421 | M2SSK2-102 Selector Switch
1SFA611281R1003 | M2SSK2-103 | Active | 7320500304525 | 29.52 | 1 | 10 | stuk | Pilot devices | BE31220 | SP (Control general) | stuk | M2SSK2 2 Vast pos sleutelnr 73 | Commutateur à clef Série modulaire 2 position maintenu, clef 73 | M2SSK2-103 Schlüsselwahlschalter 2 Pos. rastend, Entrieg. mit Code 73, Ronis | M2SSK2-103 Selector Switch
1SFA611281R1004 | M2SSK2-104 | Active | 7320500544181 | 29.52 | 1 | 25 | stuk | Pilot devices | BE31220 | SP (Control general) | stuk | M2SSK2-104 Selector Switch | Commutateur à clef 2 vaste pos,sleutelnr op aanvr 2 position maintenu, clef sur demande | M2SSK2-104 Schlüsselwahlschalter 2 Pos. rastend, zufällige Auswahl von Codes | M2SSK2-104 Selector Switch
1SFA611281R3001 | M2SSK2-301 | Active | 7320500313848 | 29.4 | 1 | 10 | stuk | Pilot devices | BE31220 | SP (Control general) | stuk | M2SSK2M2SSK2-301 | Commutateur à clef Série modulaire M2SSK2-301 | M2SSK2-301 Schlüsselwahlschalter 2 Pos. rastend, Entrieg. mit Code 71, Ronis 455 | M2SSK2-301 Selector Switch
1SFA611281R3002 | M2SSK2-302 | Active | 7320500313855 | 29.4 | 1 | 10 | stuk | Pilot devices | BE31220 | SP (Control general) | stuk | M2SSK2M2SSK2302 | Commutateur à clef Série modulaire M2SSK2302 | M2SSK2-302 Schlüsselwahlschalter 2 Pos. rastend, Entrieg. mit Code 72, Ronis 421 | M2SSK2-302 Selector Switch
1SFA611282R1001 | M2SSK3-101 | Active | 7320500304778 | 29.52 | 1 | 10 | stuk | Pilot devices | BE31220 | SP (Control general) | stuk | M2SSK3 2 pos terugveer sleutelnr 71 | Commutateur à clef gamme modulaire 2 positions, impulsion, clef 71 | M2SSK3-101 Schlüsselwahlschalter 2 Pos. tastend, Entrieg. mit Code 71, Ronis 455 | M2SSK3-101 Selector Switch
1SFA611282R1002 | M2SSK3-102 | Active | 7320500304785 | 29.52 | 1 | 10 | stuk | Pilot devices | BE31220 | SP (Control general) | stuk | M2SSK3 2 pos terugveer sleutelnr 72 | Commutateur à clef Série modulaire 2 positions, impulsion, clef 72 | M2SSK3-102 Schlüsselwahlschalter 2 Pos. tastend, Entrieg. mit Code 72, Ronis 421 | M2SSK3-102 Selector Switch
1SFA611282R1003 | M2SSK3-103 | Active | 7320500304792 | 29.52 | 1 | 10 | stuk | Pilot devices | BE31220 | SP (Control general) | stuk | M2SSK3 2 pos terugveer sleutelnr 73 | Commutateur à clef gamme modulaire 2 positions, impulsion, clef 73 | M2SSK3-103 Schlüsselwahlschalter 2 Pos. tastend, Entrieg. mit Code 73, Ronis | M2SSK3-103 Selector Switch
1SFA611282R1004 | M2SSK3-104 | Active | 7320500544204 | 29.52 | 1 | 25 | stuk | Pilot devices | BE31220 | SP (Control general) | stuk | M2SSK3-104 Selector Switch | Commutateur à clef Série modulaire 2 positions, impulsion, clef sur demande | M2SSK3-104 Schlüsselwahlschalter 2 Pos. tastend, zufällige Auswahl von Codes | M2SSK3-104 Selector Switch
1SFA611283R1001 | M3SSK1-101 | Active | 7320500305027 | 29.52 | 1 | 10 | stuk | Pilot devices | BE31220 | SP (Control general) | stuk | M3SSK1-101 Selector Switch | Commutateur à clef 3 positions fix | M3SSK1-101 Schlüsselwahlschalter 3 Pos. rastend, Entrieg. mit Code 71, Ronis 455 | M3SSK1-101 Selector Switch
1SFA611283R1002 | M3SSK1-102 | Active | 7320500305034 | 29.52 | 1 | 10 | stuk | Pilot devices | BE31220 | SP (Control general) | stuk | M3SSK1 3 Vast pos sleutelnr 72 | Commutateur à clef gamme modulaire 3 positions maintenu, clef 72 | M3SSK1-102 Schlüsselwahlschalter 3 Pos. rastend, Entrieg. mit Code 72, Ronis 421 | M3SSK1-102 Selector Switch
1SFA611283R1003 | M3SSK1-103 | Active | 7320500305041 | 29.52 | 1 | 10 | stuk | Pilot devices | BE31220 | SP (Control general) | stuk | M3SSK1 3 Vast pos sleutelnr 73 | Commutateur à clef gamme modulaire 3 positions maintenu, clef 73 | M3SSK1-103 Schlüsselwahlschalter 3 Pos. tastend, Entrieg. mit Code 73, R. 3433-E | M3SSK1-103 Selector Switch
1SFA611283R1004 | M3SSK1-104 | Active | 7320500544228 | 29.52 | 1 | 25 | stuk | Pilot devices | BE31220 | SP (Control general) | stuk | M3SSK1 3 Vast pos sleutelnr op aanvr | Commutateur à clef gamme modulaire 3 positions maintenu, clef sur demande | Lockable switch Modular range maint,keycode on request,3pos,removin B | M3SSK1-104 Selector Switch
1SFA611284R1001 | M3SSK2-101 | Active | 7320500305270 | 29.52 | 1 | 10 | stuk | Pilot devices | BE31220 | SP (Control general) | stuk | M3SSK2-101 Selector Switch | Commutateur à clef gamme modulaire 3 positions maintenu, clef 71 | M3SSK2-101 Schlüsselwahlschalter 3 Pos. rastend, Entrieg. mit Code 71, Ronis 455 | M3SSK2-101 Selector Switch
1SFA611284R1002 | M3SSK2-102 | Active | 7320500305287 | 29.52 | 1 | 10 | stuk | Pilot devices | BE31220 | SP (Control general) | stuk | M3SSK2 3 Vast pos sleutelnr 72 | Commutateur à clef gamme modulaire 3 positions maintenu, clef 72 | Lockable switch Modular range LOCKABLE SWITCH#M3SSK2-102 | M3SSK2-102 Selector Switch
1SFA611284R1003 | M3SSK2-103 | Active | 7320500305294 | 29.52 | 1 | 10 | stuk | Pilot devices | BE31220 | SP (Control general) | stuk | M3SSK2 3 Vast pos sleutelnr 73 | Commutateur à clef gamme modulaire 3 positions maintenu, clef 73 | Lockable switch Modular range LOCKABLE SWITCH#M3SSK2-103 | M3SSK2-103 Selector Switch
1SFA611285R1001 | M3SSK3-101 | Active | 7320500305522 | 29.52 | 1 | 10 | stuk | Pilot devices | BE31220 | SP (Control general) | stuk | M3SSK3-101 Selector Switch | Commutateur à clef 3 positions retournant | M3SSK3-101 Schloss-Schalter 3 Stell. | M3SSK3-101 Selector Switch
1SFA611285R1002 | M3SSK3-102 | Active | 7320500305539 | 29.52 | 1 | 10 | stuk | Pilot devices | BE31220 | SP (Control general) | stuk | M3SSK3 3 pos terugveer sleutelnr 72 | Commutateur à clef gamme modulaire 3 positions, impulsion, clef 72 | Lockable switch Modular range momentary, keycode 72, 3pos, remov in B | M3SSK3-102 Selector Switch
1SFA611285R1003 | M3SSK3-103 | Active | 7320500305546 | 30.1 | 1 | 10 | stuk | Pilot devices | BE31220 | SP (Control general) | stuk | M3SSK3 3 pos terugveer sleutelnr 73 | Commutateur à clef gamme modulaire 3 positions, impulsion, clef 73 | Lockable switch Modular range momentary, keycode 73, 3pos, remov in B | M3SSK3-103 Selector Switch
1SFA611285R1004 | M3SSK3-104 | Active | 7320500544242 | 29.52 | 1 | 25 | stuk | Pilot devices | BE31220 | SP (Control general) | stuk | M3SSK3-104 Selector Switch | Commutateur à clef gamme modulaire 3 positions, impulsion, clef sur demande | Lockable switch Modular range moment,keycode on request,3pos,rem in B | M3SSK3-104 Selector Switch
1SFA611286R1001 | M3SSK4-101 | Active | 7320500305775 | 29.52 | 1 | 10 | stuk | Pilot devices | BE31220 | SP (Control general) | stuk | M3SSK4 3 pos terugveer sleutelnr 71 | Commutateur à clef gamme modulaire 3 positions, impulsion, clef 71 | Lockable switch Modular range moment,keycode 71,3pos, remov in A | M3SSK4-101 Selector Switch
1SFA611286R1002 | M3SSK4-102 | Active | 7320500305782 | 30.1 | 1 | 10 | stuk | Pilot devices | BE31220 | SP (Control general) | stuk | M3SSK4 3 pos terugveer sleutelnr 72 | Commutateur à clef gamme modulaire 3 positions, impulsion, clef 72 | Lockable switch Modular range momentary,keycode 72,3pos, remov in A | M3SSK4-102 Selector Switch
1SFA611287R1001 | M3SSK5-101 | Active | 7320500305898 | 29.52 | 1 | 10 | stuk | Pilot devices | BE31220 | SP (Control general) | stuk | M3SSK5 3 pos terugveer sleutelnr 71 | Commutateur à clef gamme modulaire 3 positions, impulsion, clef 71 | Lockable switch Modular range moment,keycode 71,3pos,remov in all pos | M3SSK5-101 Selector Switch
1SFA611287R1003 | M3SSK5-103 | Limited | 7320500305911 | 33.55 | 1 | 10 | stuk | Pilot devices | BE31220 | SP (Control general) | stuk | M3SSK5 3 pos terugveer sleutelnr 73 | Commutateur à clef gamme modulaire 3 positions, impulsion, clef 73 | Lockable switch Modular range moment,keycode 73,3pos,remov in all pos | M3SSK5-103 Selector Switch
1SFA611290R4001 | M4SS1-10R | Active | 7320500474730 | 20.07 | 1 | 10 | stuk | Pilot devices | BE31220 | SP (Control general) | stuk | M4SS1 kort hendel 4 Vast st, rood | Commutateur de selection gamme modulaire 4pos maintenu, rouge | Selector switch Modular range maintained, short handle, 4pos, red | M4SS1-10R Selector Switch
1SFA611290R4006 | M4SS1-10B | Active | 7320500474747 | 20.07 | 1 | 10 | stuk | Pilot devices | BE31220 | SP (Control general) | stuk | M4SS2 kort hendel 4 Vast st, zw | Commutateur de selection gamme modulaire 4pos maintenu, noir | Selector switch Modular range maintained, short handle, 4pos, black | M4SS1-10B Selector Switch
1SFA611290R6001 | M4SS1-30R | Active | 7320500473634 | 20.07 | 1 | 10 | stuk | Pilot devices | BE31220 | SP (Control general) | stuk | M4SS1-30R Selector Switch | Commutateur de selection gamme modulaire 4pos maintenu, rouge/chrome métal | Selector switch Modular range maint., short, 4pos, red/chrome metal | M4SS1-30R Selector Switch
1SFA611290R6006 | M4SS1-30B | Active | 7320500473641 | 20.07 | 1 | 10 | stuk | Pilot devices | BE31220 | SP (Control general) | stuk | M4SS1-30B Selector Switch | Commutateur de selection gamme modulaire 4pos maintenu, noir/chrome métal | Selector switch Modular range maintained, short, 4pos, black/chrome metal | M4SS1-30B Selector Switch
1SFA611291R4001 | M4SS2-10R | Active | 7320500474754 | 20.07 | 1 | 10 | stuk | Pilot devices | BE31220 | SP (Control general) | stuk | M4SS2 lang hendel 4 Vast st, rood | Commutateur de selection gamme modulaire 4pos maintenu, rouge | Selector switch Modular range maintained, long handle, 4pos, red | M4SS2-10R Selector Switch
1SFA611291R4006 | M4SS2-10B | Active | 7320500474761 | 20.07 | 1 | 10 | stuk | Pilot devices | BE31220 | SP (Control general) | stuk | M4SS2 lang hendel 4 Vast st, zw | Commutateur de selection gamme modulaire 4pos maintenu, noir | Selector switch Modular range maintained, long handle, 4pos, black | M4SS2-10B Selector Switch
1SFA611291R6001 | M4SS2-30R | Active | 7320500473696 | 20.07 | 1 | 10 | stuk | Pilot devices | BE31220 | SP (Control general) | stuk | M4SS2-30R Selector Switch | Commutateur de selection gamme modulaire 4pos maintenu, rouge/chrome métal | Selector switch Modular range maintained, long handle, 4pos, red | M4SS2-30R Selector Switch
1SFA611291R6006 | M4SS2-30B | Active | 7320500474792 | 20.07 | 1 | 10 | stuk | Pilot devices | BE31220 | SP (Control general) | stuk | M4SS2-30B Selector Switch | Commutateur de selection gamme modulaire 4pos maintenu, noir/chrome métal | Selector switch Modular range maintained, long handle, 4pos, black | M4SS2-30B Selector Switch
1SFA611300R1006 | MTS1-10B | Active | 7320500308028 | 29.52 | 1 | 10 | stuk | Pilot devices | BE31220 | SP (Control general) | stuk | Tuimelschak.MTS1 N terugveer 2 posities zw | Sélecteur à levier 2 pos. fix, noir | MTS1-10B Kipphebelschalter Bedienelement 2 Positionen, rastend, Hebel schwarz | MTS1-10B Toggle Switch
1SFA611300R2006 | MTS1-20B | Active | 7320500308035 | 29.52 | 1 | 10 | stuk | Pilot devices | BE31220 | SP (Control general) | stuk | Tuimelschak.MTS1 bistab.chrome kraag 2 posities | Sélecteur à levier Série modulaire accrochage, collerette chromé, 2 positions | MTS1-20B Kipphebelschalter Bedienelement 2 Positionen, rastend, Hebel schwarz | MTS1-20B Toggle Switch
1SFA611300R3006 | MTS1-30B | Active | 7320500308042 | 29.52 | 1 | 10 | stuk | Pilot devices | BE31220 | SP (Control general) | stuk | Tuimelschak.MTS1 bistab.Metalen kraag 2 posities | Sélecteur à levier Série modulaire accrochage, collerette métal, 2 positions | MTS1-30B Kipphebelschalter Bedienelement 2 Positionen, rastend, Hebel schwarz | MTS1-30B Toggle Switch
1SFA611301R1006 | MTS2-10B | Active | 7320500308233 | 33.01 | 1 | 10 | stuk | Pilot devices | BE31220 | SP (Control general) | stuk | Tuimelschak.MTS2 terugveer zwe kraag 3 posities | Sélecteur à levier Série modulaire impulsion, collerette noir, 3 positions | MTS2-10B Kipphebelschalter Bedienelement 3 Positionen, tastend, Hebel schwarz | MTS2-10B Toggle Switch
1SFA611301R2006 | MTS2-20B | Active | 7320500308240 | 33.01 | 1 | 10 | stuk | Pilot devices | BE31220 | SP (Control general) | stuk | Pilot MTS2-20B | Sélecteur à levier Série modulaire impulsion, collerette chromé, 3 positions | MTS2-20B Kipphebelschalter Bedienelement 3 Positionen, tastend, Hebel schwarz | MTS2-20B Toggle Switch
1SFA611301R3006 | MTS2-30B | Active | 7320500308257 | 33.01 | 1 | 10 | stuk | Pilot devices | BE31220 | SP (Control general) | stuk | Pilot MTS2-30B | Sélecteur à levier Série modulaire impulsion, collerette métal, 3 positions | MTS2-30B Kipphebelschalter Bedienelement 3 Positionen, tastend, Hebel schwarz | MTS2-30B Toggle Switch
1SFA611302R1006 | MTS3-10B | Active | 7320500308387 | 33.01 | 1 | 10 | stuk | Pilot devices | BE31220 | SP (Control general) | stuk | Tuimelschak.MTS3 bistab.zwe kraag 3 posities | Sélecteur à levier Série modulaire accrochage, collerette noir, 3 positions | MTS3-10B Kipphebelschalter Bedienelement 3 Positionen, rastend, Hebel schwarz | MTS3-10B Toggle Switch
1SFA611302R2006 | MTS3-20B | Active | 7320500308394 | 33.01 | 1 | 10 | stuk | Pilot devices | BE31220 | SP (Control general) | stuk | Tuimelschak.MTS3 bistab.chrome kraag 3 posities | Sélecteur à levier Série modulaire accrochage, collerette chromé, 3 positions | MTS3-20B Kipphebelschalter Bedienelement 3 Positionen, rastend, Hebel schwarz | MTS3-20B Toggle Switch
1SFA611302R3006 | MTS3-30B | Active | 7320500308400 | 33.01 | 1 | 10 | stuk | Pilot devices | BE31220 | SP (Control general) | stuk | Tuimelschak.MTS3 bistab.Metalen kraag 3 posities | Sélecteur à levier Série modulaire accrochage, collerette métal, 3 positions | MTS3-30B Kipphebelschalter Bedienelement 3 Positionen, rastend, Hebel schwarz | MTS3-30B Toggle Switch
1SFA611400R1001 | ML1-100R | Active | 7320500306154 | 3.85 | 1 | 10 | stuk | Pilot devices | BE31220 | SP (Control general) | stuk | Sig.lampML1 rood | Armature de signalisation Rouge | ML1-100R Signalvorsatz rot ohne Leuchtmittel | ML1-100R Pilot Light
1SFA611400R1002 | ML1-100G | Active | 7320500306161 | 3.85 | 1 | 10 | stuk | Pilot devices | BE31220 | SP (Control general) | stuk | Sig.lampML1 groen | Armature de signalisation Vert | ML1-100G Signalvorsatz grün ohne Leuchtmittel | ML1-100G Pilot Light
1SFA611400R1003 | ML1-100Y | Active | 7320500306178 | 3.85 | 1 | 10 | stuk | Pilot devices | BE31220 | SP (Control general) | stuk | Sig.lampML1 geel | Armature de signalisation Jaune | ML1-100Y Signalvorsatz gelb ohne Leuchtmittel | ML1-100Y Pilot Light
1SFA611400R1004 | ML1-100L | Active | 7320500306185 | 3.85 | 1 | 10 | stuk | Pilot devices | BE31220 | SP (Control general) | stuk | Sig.lampML1 blauw | Armature de signalisation Bleu | ML1-100L Signalvorsatz blau ohne Leuchtmittel | ML1-100L Pilot Light
1SFA611400R1005 | ML1-100W | Active | 7320500306192 | 3.85 | 1 | 10 | stuk | Pilot devices | BE31220 | SP (Control general) | stuk | ML1-100W Pilot Light | Armature de signalisation Blanc | ML1-100W Signalvorsatz weiss ohne Leuchtmittel | ML1-100W Pilot Light
1SFA611400R1008 | ML1-100C | Active | 7320500306208 | 3.85 | 1 | 10 | stuk | Pilot devices | BE31220 | SP (Control general) | stuk | Sig.lampML1 helder | Armature de signalisation Transparant | ML1-100C Signalvorsatz farblos ohne Leuchtmittel | ML1-100C Pilot Light
1SFA611410R1006 | MT-1B | Active | 7320500544273 | 17.22 | 1 | 10 | stuk | Pilot devices | BE31220 | SP (Control general) | stuk | PotentiometerMTMT-1B | Potentiomètre Modular range MT-1B | Potentiometer Modular range MT-1B | MT-1B Potentiometer
1SFA611410R1056 | MT-105B | Active | 7320500376102 | 42.28 | 1 | 1 | stuk | Pilot devices | BE31220 | SP (Control general) | stuk | PotentiometerMT 5 kOhm | Potentiomètre Série modulaire 5 kOhm | MT-105B Potentiometer 5 kOhm Frontring Kunststoff schwarz | MT-105B Potentiometer
1SFA611410R1106 | MT-110B | Active | 7320500376157 | 46.58 | 1 | 1 | stuk | Pilot devices | BE31220 | SP (Control general) | stuk | PotentiometerMT 10 kOhm | Potentiomètre Série modulaire 10 kOhm | MT-110B Potentiometer 10 kOhm Frontring Kunststoff schwarz | MT-110B Potentiometer
1SFA611410R1506 | MT-150B | Active | 7320500376133 | 58.32 | 1 | 1 | stuk | Pilot devices | BE31220 | SP (Control general) | stuk | PotentiometerMT 50 kOhm | Potentiomètre Série modulaire 50 kOhm | MT-150B Potentiometer 50 kOhm Frontring Kunststoff schwarz | MT-150B Potentiometer
1SFA611410R2056 | MT-205B | Active | 7320500376171 | 54.71 | 1 | 1 | stuk | Pilot devices | BE31220 | SP (Control general) | stuk | PotentiometerMT 5 kOhm chrome kraag | Potentiomètre Série modulaire 5 kOhm, collerette chromé | MT-205B Potentiometer 5 kOhm Frontring Kunststoff verchromt | MT-205B Potentiometer
1SFA611410R2106 | MT-210B | Active | 7320500376188 | 55.81 | 1 | 1 | stuk | Pilot devices | BE31220 | SP (Control general) | stuk | PotentiometerMT 10 kOhm chrome kraag | Potentiomètre Série modulaire 10 kOhm, collerette chromé | MT-210B Potentiometer 10 kOhm Frontring Kunststoff verchromt | MT-210B Potentiometer
1SFA611410R3056 | MT-305B | Active | 7320500376140 | 54.82 | 1 | 1 | stuk | Pilot devices | BE31220 | SP (Control general) | stuk | PotentiometerMT 5 kOhmMetalen kraag | Potentiomètre, Série modulaire, 5 kOhm, collerette métal | MT-305B Potentiometer 5 kOhm Frontring Metall verchromt | MT-305B Potentiometer
1SFA611510R1101 | MPMT3-11R | Active | 7320500307038 | 17.78 | 1 | 1 | stuk | Pilot devices | BE31220 | SP (Control general) | stuk | NoodstopMPMT3 verlicht draai ontgrend. 40mm rood | Boutton d'arrêt Modular range lumineux, 40mm, tourner, rouge | MPMT3-11R NOT-AUS-Pilztaster-Vorsatz rot, D=40 mm, beleuchtbar | MPMT3-11R Emergency Stop
1SFA611510R1104 | MPMT3-11L | Active | 7320500342114 | 20.21 | 1 | 1 | stuk | Pilot devices | BE31220 | SP (Control general) | stuk | MPMT3-11LMachine Stop | Boutton arrêt de machine Série modulaire dia. 40mm, lumineux, déverrouillage rota | Machine stop pushbutton Modular range dia. 40mm, illuminated, twist release, b | MPMT3-11L Machine Stop
1SFA611511R1101 | MPMP3-11R | Active | 7320500307168 | 20.76 | 1 | 1 | stuk | Pilot devices | BE31220 | SP (Control general) | stuk | NoodstopMPMP3 dia.40mm verlicht trekontgrend. | Boutton arrêt d'urgence Série modulaire dia. 40mm, lumineux, déverrouillage tractive, rouge | MPMP3-11R NOT-AUS-Pilztaster 40mm rot rot, D=40 mm, | MPMP3-11R Emergency Stop
1SFA611513R1001 | MPMT4-10R | Active | 7320500307250 | 23.29 | 1 | 1 | stuk | Pilot devices | BE31220 | SP (Control general) | stuk | NoodstopMPMT4 draai ontgrend. 60mm rood | Boutton d'arrêt gamme modulaire 60mm, tourner, rouge | MPMT4-10R NOT-AUS-Pilztaster 60mm rot rot, D=60 mm, | MPMT4-10R Emergency Stop
1SFA611513R1101 | MPMT4-11R | Active | 7320500307267 | 25.92 | 1 | 1 | stuk | Pilot devices | BE31220 | SP (Control general) | stuk | NoodstopMPMT4 verlicht draai- ontgrend. 60mm rood | Boutton d'arrêt gamme modulaire lumineux, 60mm, tourner, rouge | MPMT4-11R NOT-AUS-Pilztaster 60mm rot rot, D=60 mm, | MPMT4-11R Emergency Stop
1SFA611514R1001 | MPMP4-10R | Active | 7320500307359 | 23.29 | 1 | 1 | stuk | Pilot devices | BE31220 | SP (Control general) | stuk | NoodstopMPMP4 dia.60mm trekontgrend.rood | Boutton arrêt d'urgence Série modulaire dia. 60mm, déverrouillage tractive, rouge | MPMP4-10R NOT-AUS-Pilztaster 60mm rot rot, D=60 mm, | MPMP4-10R Emergency Stop
1SFA611514R1101 | MPMP4-11R | Active | 7320500307366 | 25.92 | 1 | 1 | stuk | Pilot devices | BE31220 | SP (Control general) | stuk | NoodstopMPMP4 dia.60mm verlicht trekontgrend. | Boutton arrêt d'urgence Série modulaire dia. 60mm, lumineux, déverrouillage tractive, rouge | MPMP4-11R NOT-AUS-Pilztaster 60mm rot rot, D=60 mm, | MPMP4-11R Emergency Stop
1SFA611520R1001 | MPET3-10R | Active | 7320500372494 | 18.11 | 1 | 1 | stuk | Pilot devices | BE31220 | SP (Control general) | stuk | NoodstopMPET3 dia.30mm draaiontgrend. rood | Boutton arrêt d'urgence Série modulaire dia. 30mm, déverrouillage rotative, roug | MPET3-10R Not-Aus-Taster-Vorsatz drehent rot, | MPET3-10R Emergency Stop
1SFA611521R1001 | MPEP3-10R | Active | 7320500372593 | 18.11 | 1 | 1 | stuk | Pilot devices | BE31220 | SP (Control general) | stuk | NoodstopMPEP3 dia.30mm trekontgrend.rood | Boutton arrêt d'urgence Série modulaire dia. 30mm, déverrouillage tractive, roug | MPEP3-10R Not-Aus-Taster-Vorsatz zugentr rot, | MPEP3-10R Emergency Stop
1SFA611522R1301 | MPEK3-13R | Active | 7320500359891 | 36.25 | 1 | 1 | stuk | Pilot devices | BE31220 | SP (Control general) | stuk | NoodstopMPEK3 dia.30mm sleutelontgrend. rood | Boutton arrêt d'urgence Série modulaire dia. 30mm, déverrouillage à clé, rouge | MPEK3-13R Not-Aus-Taster-Vorsatz schloss rot, | MPEK3-13R Emergency Stop
1SFA611523R1001 | MPET4-10R | Active | 7320500372548 | 18.11 | 1 | 1 | stuk | Pilot devices | BE31220 | SP (Control general) | stuk | NoodstopMPET4 dia.40mm draaiontgrend. rood | Boutton arrêt d'urgence Série modulaire dia. 40mm, déverrouillage rotative, roug | MPET4-10R Not-Aus-Taster-Vorsatz drehent rot, | MPET4-10R Emergency Stop
1SFA611524R1001 | MPEP4-10R | Active | 7320500372647 | 18.11 | 1 | 1 | stuk | Pilot devices | BE31220 | SP (Control general) | stuk | NoodstopMPEP4 dia.40mm trekontgrend.rood | Boutton arrêt d'urgence Série modulaire dia. 40mm, déverrouillage tractive, roug | MPEP4-10R Not-Aus-Taster-Vorsatz zugentr rot, | MPEP4-10R Emergency Stop
1SFA611525R1101 | MPEK4-11R | Active | 7320500372746 | 36.25 | 1 | 1 | stuk | Pilot devices | BE31220 | SP (Control general) | stuk | NoodstopMPEK4 dia.40mm sleutelontgrend. rood | Boutton arrêt d'urgence Série modulaire dia. 40mm, déverrouillage à clé, rouge | MPEK4-11R Not-Aus-Taster-Vorsatz schloss rot, | MPEK4-11R Emergency Stop
1SFA611601R1100 | MCBH5-00 | Active | 7320500544303 | 1.06 | 1 | 10 | stuk | Pilot devices | BE31220 | SP (Control general) | stuk | Houder voor 5 blokken | Support Pilot devices pour 5 blocs | MCBH5-00 Halter f.5 Kontaktblöcke CombiLine-Modular 2.Generation | MCBH5-00 Contact Block Holder
1SFA611605R1100 | MCBH-00 | Active | 7320500544310 | 0.92 | 1 | 10 | stuk | Pilot devices | BE31220 | SP (Control general) | stuk | Houder voor 3 blokken | Support Pilot devices pour 3 blocs | MCBH-00 Halter f.3 Kontaktblöcke CombiLine-Modular 2.Gen. | MCBH-00 Contact Block Holder
1SFA611605R1101 | MCBH-10 | Active | 7320500307472 | 6.38 | 1 | 10 | stuk | Pilot devices | BE31220 | SP (Control general) | stuk | Houder met 1NO contact | Support Pilot devices avec 1 contact NO | MCBH-10 Kontaktblock 1S mit Halter f.nicht beleuchtbare Bedienelemente | MCBH-10 Contact Block
1SFA611605R1102 | MCBH-20 | Active | 7320500307489 | 12.31 | 1 | 10 | stuk | Pilot devices | BE31220 | SP (Control general) | stuk | Houder met 2NO contacten | Support Pilot devices avec 2 contacts NO | MCBH-20 Kontaktblock 2S mit Halter f.nicht beleuchtbare Bedienelemente | MCBH-20 Contact Block
1SFA611605R1103 | MCBH-30 | Active | 7320500307496 | 18.11 | 1 | 10 | stuk | Pilot devices | BE31220 | SP (Control general) | stuk | Houder met 3NO contacten | Support gamme modulaire 3NO inclus | MCBH-30 Kontaktblock 3S mit Halter f.nicht beleuchtbare Bedienelemente | MCBH-30 Contact Block
1SFA611605R1110 | MCBH-01 | Active | 7320500307502 | 6.38 | 1 | 10 | stuk | Pilot devices | BE31220 | SP (Control general) | stuk | Houder met 1NC contact | Support Pilot devices avec 1 contact NF | MCBH-01 Kontaktblock 1Ö mit Halter f.nicht beleuchtbare Bedienelemente | MCBH-01 Contact Block
1SFA611605R1111 | MCBH-11 | Active | 7320500307519 | 9.72 | 1 | 10 | stuk | Pilot devices | BE31220 | SP (Control general) | stuk | Houder met 1NO + 1NC contacten | Support Pilot devices avec 1contact NO+ 1 NF | MCBH-11 Kontaktblock 1S+1Ö mit Halter f.nicht beleuchtbare Bedienelemente | MCBH-11 Contact Block
1SFA611605R1112 | MCBH-21 | Active | 7320500307526 | 18.11 | 1 | 10 | stuk | Pilot devices | BE31220 | SP (Control general) | stuk | Houder met 2NO + 1NC contacten | Support Série modulaire avec 2NO + 1NC contacts | MCBH-21 Kontaktblock 2S+1Ö mit Halter f.nicht beleuchtbare Bedienelemente | MCBH-21 Contact Block
1SFA611605R1120 | MCBH-02 | Active | 7320500307533 | 12.31 | 1 | 10 | stuk | Pilot devices | BE31220 | SP (Control general) | stuk | Houder met 2NC contacten | Support Pilot devices MCBH-02 | MCBH-02 Kontaktblock 2Ö mit Halter f.nicht beleuchtbare Bedienelemente | MCBH-02 Contact Block
1SFA611605R1121 | MCBH-12 | Active | 7320500307540 | 18.11 | 1 | 10 | stuk | Pilot devices | BE31220 | SP (Control general) | stuk | Houder met 1NO + 2NC contacten | Support Série modulaire avec 1NO + 2NC contacts | MCBH-12 Kontaktblock 1S+2Ö mit Halter f.nicht beleuchtbare Bedienelemente | MCBH-12 Contact Block
1SFA611605R1130 | MCBH-03 | Active | 7320500307557 | 18.11 | 1 | 10 | stuk | Pilot devices | BE31220 | SP (Control general) | stuk | Houder met 3NC contacten | Support Gamme modulaire 3NC inclus | MCBH-03 Kontaktblock 3Ö mit Halter f.nicht beleuchtbare Bedienelemente | MCBH-03 Contact Block
1SFA611610R1001 | MCB-10 | Active | 7320500544327 | 5.94 | 1 | 10 | stuk | Pilot devices | BE31220 | SP (Control general) | stuk | KONTAKTLICHAAM1 NO vervanger van de SK616001-A | bloc de contact Pilot devices 1NO | MCB-10 Kontaktblock 1S ohne Halter f.Fronteinbau CombiLine-Modular 2.Gen. | MCB-10 Contact Block
1SFA611610R1002 | MCB-20 | Active | 7320500544334 | 12.6 | 1 | 10 | stuk | Pilot devices | BE31220 | SP (Control general) | stuk | dubb. kontaktblok frontMont.2 NO | bloc de contact Pilot devices double, 2NO | MCB-20 Doppelkontaktblock 2S f.Fronteinbau CombiLine Modular 2.Gen. | MCB-20 Contact Block
1SFA611610R1011 | MCB-11 | Active | 7320500544358 | 12.6 | 1 | 10 | stuk | Pilot devices | BE31220 | SP (Control general) | stuk | Pilot MCB-11 | bloc de contact Pilot devices double, 1NO+1NF | MCB-11 Doppelkontaktblock 1S+1Ö f.Fronteinbau CombiLine Modular 2.Gen. | MCB-11 Contact Block
1SFA611610R1020 | MCB-02 | Active | 7320500544365 | 12.6 | 1 | 10 | stuk | Pilot devices | BE31220 | SP (Control general) | stuk | cont.blokMCB 2NC | Bloc de contact Série modulaire 2NC | MCB-02 Doppelkontaktblock 2Ö f.Fronteinbau CombiLine Modular 2.Gen. | MCB-02 Contact Block
1SFA611610R1101 | MCB-10G | Active | 7320500544372 | 19.32 | 1 | 10 | stuk | Pilot devices | BE31220 | SP (Control general) | stuk | cont.blokMCB 1NO vergulde cont. | Bloc de contact Série modulaire 1NO, contacts dorés | MCB-10G Kontaktblock 1S Gold f.Fronteinbau CombiLine Modular 2.Gen. | MCB-10G Contact Block
1SFA611610R1110 | MCB-01G | Active | 7320500544396 | 19.32 | 1 | 10 | stuk | Pilot devices | BE31220 | SP (Control general) | stuk | cont.blokMCB 1NC vergulde cont. | Bloc de contact Série modulaire 1NC, contacts dorés | MCB-01G Kontaktblock 1Ö Gold f.Fronteinbau CombiLine Modular 2.Gen. | MCB-01G Contact Block
1SFA611610R1120 | MCB-02G | Active | 7320500544419 | 19.32 | 1 | 10 | stuk | Pilot devices | BE31220 | SP (Control general) | stuk | cont.blokMCB 2NC vergulde cont. | Bloc de contact Série modulaire 2NC, contacts dorés | MCB-20G Doppelkontakt 2S | MCB-02G Contact Block
1SFA611610R2001 | MCB-10B | Active | 7320500544426 | 5.94 | 1 | 10 | stuk | Pilot devices | BE31220 | SP (Control general) | stuk | cont.blokMCB is de vervanger van SK616002-A | bloc de contact Pilot devices pour armoire plastic, 1NO | MCB-10B Kontaktblock 1S rückw.Befest. | MCB-10B Contact Block
1SFA611610R2002 | MCB-20B | Active | 7320500544433 | 12.43 | 1 | 10 | stuk | Pilot devices | BE31220 | SP (Control general) | stuk | cont.blokMCB 2NO bodemMont. | Bloc de contact Série modulaire 2NO, montage au fond | MCB-20B Doppelkontaktblock 2S f.rückw. Befestigung | MCB-20B Contact Block
1SFA611610R2010 | MCB-01B | Active | 7320500544440 | 5.94 | 1 | 10 | stuk | Pilot devices | BE31220 | SP (Control general) | stuk | cont.blokMCB Vervanger van de SK616002-B | bloc de contact Pilot devices pour armoire plastic, 1NC | MCB-01B Kontaktblock 1Ö rückw.Befest. | MCB-01B Contact Block
1SFA611610R2011 | MCB-11B | Active | 7320500544457 | 12.48 | 1 | 10 | stuk | Pilot devices | BE31220 | SP (Control general) | stuk | cont.blokMCB 1no+1ng | Corps double contact Boites plastique 1no+1nf | MCB-11B Doppelkontaktblock 1S+1Ö f. rückwartige Befestigung | MCB-11B Contact Block
1SFA611610R2020 | MCB-02B | Active | 7320500544464 | 12.72 | 1 | 10 | stuk | Pilot devices | BE31220 | SP (Control general) | stuk | cont.blokMCB 2NC bodemMont. | Bloc de contact Série modulaire 2NC, montage au fond | MCB-02B Doppelkontaktblock 2Ö f.rückw. Befestigung | MCB-02B Contact Block
1SFA611610R2101 | MCB-10BG | Active | 7320500544471 | 12.07 | 1 | 10 | stuk | Pilot devices | BE31220 | SP (Control general) | stuk | cont.blokMCB 1NO bodemMont.vergulde cont. | Bloc de contact Série modulaire 1NO, montage au fond, contacts dorés | MCB-10BG Kontaktblock 1S goldplattiert f.rückw.Befest. | MCB-10BG Contact Block
1SFA611612R1001 | MCBL-01 | Active | 7320500544495 | 12.67 | 1 | 10 | stuk | Pilot devices | BE31220 | SP (Control general) | stuk | cont.blokMCBL 1NCMicro cont. | Bloc de contact Série modulaire 1NC, micro contact | MCBL-01 Mikro-Kontaktelement 1OE | MCBL-01 Contact Block
1SFA611612R1010 | MCBL-10 | Active | 7320500544501 | 12.67 | 1 | 10 | stuk | Pilot devices | BE31220 | SP (Control general) | stuk | cont.blokMCBL 1NOMicro cont. | Bloc de contact Série modulaire 1NO, micro contact | MCBL-10 Mikro-Kontaktelement 1S | MCBL-10 Contact Block
1SFA611621R1001 | MLBL-00R | Active | 7320500544518 | 14.72 | 1 | 10 | stuk | Pilot devices | BE31220 | SP (Control general) | stuk | Lampblok LEDMLBL rood 12Vdc | Bloc de lampe avec LED Série modulaire rouge, 12Vdc | MLBL-00R Leuchtelement m.fest integr.LED rot, 12VDC | MLBL-00R LED block
1SFA611621R1002 | MLBL-00G | Active | 7320500544525 | 14.72 | 1 | 10 | stuk | Pilot devices | BE31220 | SP (Control general) | stuk | Lampblok LEDMLBL groen 12Vdc | Bloc de lampe avec LED Série modulaire vert, 12Vdc | MLBL-00G Leuchtelement m.fest integr.LED gruen, 12VDC | MLBL-00G LED block
1SFA611621R1003 | MLBL-00Y | Active | 7320500544532 | 14.72 | 1 | 10 | stuk | Pilot devices | BE31220 | SP (Control general) | stuk | Lampblok LEDMLBL geel 12Vdc | Bloc de lampe avec LED Série modulaire jaune, 12Vdc | MLBL-00Y Leuchtelement m.fest integr.LED gelb, 12VDC | MLBL-00Y LED block
1SFA611621R1004 | MLBL-00L | Active | 7320500544549 | 14.72 | 1 | 10 | stuk | Pilot devices | BE31220 | SP (Control general) | stuk | Lampblok LEDMLBL blauw 12Vdc | Bloc de lampe avec LED Série modulaire bleu, 12Vdc | MLBL-00L Leuchtelement m.fest integr.LED blau, 12VDC | MLBL-00L LED block
1SFA611621R1005 | MLBL-00W | Active | 7320500544556 | 14.72 | 1 | 10 | stuk | Pilot devices | BE31220 | SP (Control general) | stuk | Lampblok LEDMLBL wit 12Vdc | Bloc de lampe avec LED Série modulaire blanc, 12Vdc | MLBL-00W Leuchtelement m.fest integr.LED weiss, 12VDC | MLBL-00W LED block
1SFA611621R1011 | MLBL-01R | Active | 7320500544563 | 14.72 | 1 | 10 | stuk | Pilot devices | BE31220 | SP (Control general) | stuk | Lampblok LEDMLBL rood 24Vac/dc | Bloc de lampe avec LED Série modulaire rouge, 24Vac/dc | MLBL-01R Leuchtelement m.fest integr.LED rot, 24VACDC | MLBL-01R LED block
1SFA611621R1012 | MLBL-01G | Active | 7320500544570 | 14.72 | 1 | 10 | stuk | Pilot devices | BE31220 | SP (Control general) | stuk | Lampblok LEDMLBL groen 24Vac/dc | Bloc de lampe avec LED Série modulaire vert, 24Vac/dc | MLBL-01G Leuchtelement m.fest integr.LED gruen, 24VACDC | MLBL-01G LED block
1SFA611621R1013 | MLBL-01Y | Active | 7320500544587 | 14.72 | 1 | 10 | stuk | Pilot devices | BE31220 | SP (Control general) | stuk | Lampblok LEDMLBL geel 24Vac/dc | Bloc de lampe avec LED Série modulaire jaune, 24Vac/dc | MLBL-01Y Leuchtelement m.fest integr.LED gelb, 24VACDC | MLBL-01Y LED block
1SFA611621R1014 | MLBL-01L | Active | 7320500544594 | 14.72 | 1 | 10 | stuk | Pilot devices | BE31220 | SP (Control general) | stuk | Lampblok LEDMLBL blauw 24Vac/dc | Bloc de lampe avec LED Série modulaire bleu, 24Vac/dc | MLBL-01L Leuchtelement m.fest integr.LED blau, 24VACDC | MLBL-01L LED block
1SFA611621R1015 | MLBL-01W | Active | 7320500544600 | 14.72 | 1 | 10 | stuk | Pilot devices | BE31220 | SP (Control general) | stuk | Lampblok LEDMLBL wit 24Vac/dc | Bloc de lampe avec LED Série modulaire blanc, 24Vac/dc | MLBL-01W Leuchtelement m.fest integr.LED weiss, 24VACDC | MLBL-01W LED block
1SFA611621R1021 | MLBL-02R | Active | 7320500544617 | 14.72 | 1 | 10 | stuk | Pilot devices | BE31220 | SP (Control general) | stuk | Lampblok LEDMLBL rood 48Vac/dc | Bloc de lampe avec LED Série modulaire rouge, 48Vac/dc | MLBL-02R Leuchtelement m.fest integr.LED rot, 48VACDC | MLBL-02R LED block
1SFA611621R1022 | MLBL-02G | Active | 7320500544624 | 14.72 | 1 | 10 | stuk | Pilot devices | BE31220 | SP (Control general) | stuk | Lampblok LEDMLBL groen 48Vac/dc | Bloc de lampe avec LED Série modulaire vert, 48Vac/dc | MLBL-02G Leuchtelement m.fest integr.LED gruen, 48VACDC | MLBL-02G LED block
1SFA611621R1023 | MLBL-02Y | Active | 7320500544631 | 14.72 | 1 | 10 | stuk | Pilot devices | BE31220 | SP (Control general) | stuk | Lampblok LEDMLBL geel 48Vac/dc | Bloc de lampe avec LED Série modulaire jaune, 48Vac/dc | MLBL-02Y Leuchtelement m.fest integr.LED gelb, 48VACDC | MLBL-02Y LED block
1SFA611621R1024 | MLBL-02L | Active | 7320500544648 | 14.72 | 1 | 10 | stuk | Pilot devices | BE31220 | SP (Control general) | stuk | Lampblok LEDMLBL blauw 48Vac/dc | Bloc de lampe avec LED Série modulaire bleu, 48Vac/dc | MLBL-02L Leuchtelement m.fest integr.LED blau, 48VACDC | MLBL-02L LED block
1SFA611621R1025 | MLBL-02W | Active | 7320500544655 | 14.72 | 1 | 10 | stuk | Pilot devices | BE31220 | SP (Control general) | stuk | Lampblok LEDMLBL wit 48Vac/dc | Bloc de lampe avec LED Série modulaire blanc, 48Vac/dc | MLBL-02W Leuchtelement m.fest integr.LED weiss, 48VACDC | MLBL-02W LED block
1SFA611621R1031 | MLBL-03R | Active | 7320500544662 | 14.72 | 1 | 10 | stuk | Pilot devices | BE31220 | SP (Control general) | stuk | Lampblok LEDMLBL rood 60Vac/dc | Bloc de lampe avec LED Série modulaire rouge, 60Vac/dc | MLBL-03R Leuchtelement m.fest integr.LED rot, 60VACDC | MLBL-03R LED block
1SFA611621R1032 | MLBL-03G | Active | 7320500544679 | 14.72 | 1 | 10 | stuk | Pilot devices | BE31220 | SP (Control general) | stuk | Lampblok LEDMLBL groen 60Vac/dc | Bloc de lampe avec LED Série modulaire vert, 60Vac/dc | MLBL-03G Leuchtelement m.fest integr.LED gruen, 60VACDC | MLBL-03G LED block
1SFA611621R1033 | MLBL-03Y | Active | 7320500544686 | 14.72 | 1 | 10 | stuk | Pilot devices | BE31220 | SP (Control general) | stuk | Lampblok LEDMLBL geel 60Vac/dc | Bloc de lampe avec LED Série modulaire jaune, 60Vac/dc | MLBL-03Y Leuchtelement m.fest integr.LED gelb, 60VACDC | MLBL-03Y LED block
1SFA611621R1034 | MLBL-03L | Active | 7320500544693 | 14.72 | 1 | 10 | stuk | Pilot devices | BE31220 | SP (Control general) | stuk | Lampblok LEDMLBL blauw 60Vac/dc | Bloc de lampe avec LED Série modulaire bleu, 60Vac/dc | MLBL-03L Leuchtelement m.fest integr.LED blau, 60VACDC | MLBL-03L LED block
1SFA611621R1035 | MLBL-03W | Active | 7320500544709 | 14.72 | 1 | 10 | stuk | Pilot devices | BE31220 | SP (Control general) | stuk | Lampblok LEDMLBL wit 60Vac/dc | Bloc de lampe avec LED Série modulaire blanc, 60Vac/dc | MLBL-03W Leuchtelement m.fest integr.LED weiss, 60VACDC | MLBL-03W LED block
1SFA611621R1041 | MLBL-04R | Active | 7320500544716 | 14.72 | 1 | 10 | stuk | Pilot devices | BE31220 | SP (Control general) | stuk | Lampblok LEDMLBL rood 110-130Vac | Bloc de lampe avec LED Série modulaire rouge, 110-130Vac | MLBL-04R Leuchtelement m.fest integr.LED rot, 110-130VAC | MLBL-04R LED block
1SFA611621R1042 | MLBL-04G | Active | 7320500544723 | 14.72 | 1 | 10 | stuk | Pilot devices | BE31220 | SP (Control general) | stuk | Lampblok LEDMLBL groen 110-130Vac | Bloc de lampe avec LED Série modulaire vert, 110-130Vac | MLBL-04G Leuchtelement m.fest integr.LED gruen, 110-130VAC | MLBL-04G LED block
1SFA611621R1043 | MLBL-04Y | Active | 7320500544730 | 14.72 | 1 | 10 | stuk | Pilot devices | BE31220 | SP (Control general) | stuk | Lampblok LEDMLBL geel 110-130Vac | Bloc de lampe avec LED Série modulaire jaune, 110-130Vac | MLBL-04Y Leuchtelement m.fest integr.LED gelb, 110-130VAC | MLBL-04Y LED block
1SFA611621R1044 | MLBL-04L | Active | 7320500544747 | 14.72 | 1 | 10 | stuk | Pilot devices | BE31220 | SP (Control general) | stuk | Lampblok LEDMLBL blauw 110-130Vac | Bloc de lampe avec LED Série modulaire bleu, 110-130Vac | MLBL-04L Leuchtelement m.fest integr.LED blau, 110-130VAC | MLBL-04L LED block
1SFA611621R1045 | MLBL-04W | Active | 7320500544754 | 14.72 | 1 | 10 | stuk | Pilot devices | BE31220 | SP (Control general) | stuk | Lampblok LEDMLBL wit 110-130Vac | Bloc de lampe avec LED Série modulaire blanc, 110-130Vac | MLBL-04W Leuchtelement m.fest integr.LED weiss, 110-130VAC | MLBL-04W LED block
1SFA611621R1051 | MLBL-05R | Active | 7320500544761 | 14.72 | 1 | 10 | stuk | Pilot devices | BE31220 | SP (Control general) | stuk | Lampblok LEDMLBL rood 110-130Vdc | Bloc de lampe avec LED Série modulaire rouge, 110-130Vdc | MLBL-05R Leuchtelement m.fest integr.LED rot, 110-130VACDC | MLBL-05R LED block
1SFA611621R1052 | MLBL-05G | Active | 7320500544778 | 14.72 | 1 | 10 | stuk | Pilot devices | BE31220 | SP (Control general) | stuk | Lampblok LEDMLBL groen 110-130Vdc | Bloc de lampe avec LED Série modulaire vert, 110-130Vdc | MLBL-05G Leuchtelement m.fest integr.LED gruen, 110-130VACDC | MLBL-05G LED block
1SFA611621R1053 | MLBL-05Y | Active | 7320500544785 | 14.72 | 1 | 10 | stuk | Pilot devices | BE31220 | SP (Control general) | stuk | Lampblok LEDMLBL geel 110-130Vdc | Bloc de lampe avec LED Série modulaire jaune, 110-130Vdc | MLBL-05Y Leuchtelement m.fest integr.LED gelb, 110-130VACDC | MLBL-05Y LED block
1SFA611621R1054 | MLBL-05L | Active | 7320500544792 | 14.72 | 1 | 10 | stuk | Pilot devices | BE31220 | SP (Control general) | stuk | Lampblok LEDMLBL blauw 110-130Vdc | Bloc de lampe avec LED Série modulaire bleu, 110-130Vdc | MLBL-05L Leuchtelement m.fest integr.LED blau, 110-130VACDC | MLBL-05L LED block
1SFA611621R1055 | MLBL-05W | Active | 7320500544808 | 14.72 | 1 | 10 | stuk | Pilot devices | BE31220 | SP (Control general) | stuk | Lampblok LEDMLBL wit 110-130Vdc | Bloc de lampe avec LED Série modulaire blanc, 110-130Vdc | MLBL-05W Leuchtelement m.fest integr.LED weiss, 110-130VACDC | MLBL-05W LED block
1SFA611621R1061 | MLBL-06R | Active | 7320500544815 | 14.72 | 1 | 10 | stuk | Pilot devices | BE31220 | SP (Control general) | stuk | Lampblok LEDMLBL rood 220Vdc | Bloc de lampe avec LED Série modulaire rouge, 220Vdc | MLBL-06R Leuchtelement m.fest integr.LED rot, 220VDC | MLBL-06R LED block
1SFA611621R1062 | MLBL-06G | Active | 7320500544822 | 14.72 | 1 | 10 | stuk | Pilot devices | BE31220 | SP (Control general) | stuk | Lampblok LEDMLBL groen 220Vdc | Bloc de lampe avec LED Série modulaire vert, 220Vdc | MLBL-06G Leuchtelement m.fest integr.LED gruen, 220VDC | MLBL-06G LED block
1SFA611621R1063 | MLBL-06Y | Active | 7320500544839 | 14.72 | 1 | 10 | stuk | Pilot devices | BE31220 | SP (Control general) | stuk | Lampblok LEDMLBL geel 220Vdc | Bloc de lampe avec LED Série modulaire jaune, 220Vdc | MLBL-06Y Leuchtelement m.fest integr.LED gelb, 220VDC | MLBL-06Y LED block
1SFA611621R1064 | MLBL-06L | Active | 7320500544846 | 14.72 | 1 | 10 | stuk | Pilot devices | BE31220 | SP (Control general) | stuk | Lampblok LEDMLBL blauw 220Vdc | Bloc de lampe avec LED Série modulaire bleu, 220Vdc | MLBL-06L Leuchtelement m.fest integr.LED blau, 220VDC | MLBL-06L LED block
1SFA611621R1065 | MLBL-06W | Active | 7320500544853 | 14.72 | 1 | 10 | stuk | Pilot devices | BE31220 | SP (Control general) | stuk | Lampblok LEDMLBL wit 220Vdc | Bloc de lampe avec LED Série modulaire blanc, 220Vdc | MLBL-06W Leuchtelement m.fest integr.LED weiss, 220VDC | MLBL-06W LED block
1SFA611621R1071 | MLBL-07R | Active | 7320500544860 | 14.72 | 1 | 10 | stuk | Pilot devices | BE31220 | SP (Control general) | stuk | Lampblok LEDMLBL rood 230Vac | Bloc de lampe avec LED Série modulaire rouge, 230Vac | MLBL-07R Leuchtelement m.fest integr.LED rot, 230VAC | MLBL-07R LED block
1SFA611621R1072 | MLBL-07G | Active | 7320500544877 | 14.72 | 1 | 10 | stuk | Pilot devices | BE31220 | SP (Control general) | stuk | Lampblok LEDMLBL groen 230Vac | Bloc de lampe avec LED Série modulaire vert, 230Vac | MLBL-07G Leuchtelement m.fest integr.LED gruen, 230VAC | MLBL-07G LED block
1SFA611621R1073 | MLBL-07Y | Active | 7320500544884 | 14.72 | 1 | 10 | stuk | Pilot devices | BE31220 | SP (Control general) | stuk | Lampblok LEDMLBL geel 230Vac | Bloc de lampe avec LED Série modulaire jaune, 230Vac | MLBL-07Y Leuchtelement m.fest integr.LED gelb, 230VAC | MLBL-07Y LED block
1SFA611621R1074 | MLBL-07L | Active | 7320500544891 | 14.72 | 1 | 10 | stuk | Pilot devices | BE31220 | SP (Control general) | stuk | Lampblok LEDMLBL blauw 230Vac | Bloc de lampe avec LED Série modulaire bleu, 230Vac | MLBL-07L Leuchtelement m.fest integr.LED blau, 230VAC | MLBL-07L LED block
1SFA611621R1075 | MLBL-07W | Active | 7320500544907 | 14.72 | 1 | 10 | stuk | Pilot devices | BE31220 | SP (Control general) | stuk | Lampblok LEDMLBL wit 230Vac | Bloc de lampe avec LED Série modulaire blanc, 230Vac | MLBL-07W Leuchtelement m.fest integr.LED weiss, 230VAC | MLBL-07W LED block
1SFA611621R1081 | MLBL-08R | Active | 7320500544914 | 14.72 | 1 | 10 | stuk | Pilot devices | BE31220 | SP (Control general) | stuk | Lampblok LEDMLBL rood 380Vac | Bloc de lampe avec LED Série modulaire rouge, 380Vac | MLBL-08R Leuchtelement m.fest integr.LED rot, 380VAC | MLBL-08R LED block
1SFA611621R1082 | MLBL-08G | Active | 7320500544921 | 14.72 | 1 | 10 | stuk | Pilot devices | BE31220 | SP (Control general) | stuk | Lampblok LEDMLBL groen 380Vac | Bloc de lampe avec LED Série modulaire vert, 380Vac | MLBL-08G Leuchtelement m.fest integr.LED gruen, 380VAC | MLBL-08G LED block
1SFA611621R1083 | MLBL-08Y | Active | 7320500544938 | 14.72 | 1 | 10 | stuk | Pilot devices | BE31220 | SP (Control general) | stuk | Lampblok LEDMLBL geel 380Vac | Bloc de lampe avec LED Série modulaire jaune, 380Vac | MLBL-08Y Leuchtelement m.fest integr.LED gelb, 380VAC | MLBL-08Y LED block
1SFA611621R1084 | MLBL-08L | Active | 7320500544945 | 14.72 | 1 | 10 | stuk | Pilot devices | BE31220 | SP (Control general) | stuk | Lampblok LEDMLBL blauw 380Vac | Bloc de lampe avec LED Série modulaire bleu, 380Vac | MLBL-08L Leuchtelement m.fest integr.LED blau, 380VAC | MLBL-08L LED block
1SFA611621R1085 | MLBL-08W | Active | 7320500544952 | 14.72 | 1 | 10 | stuk | Pilot devices | BE31220 | SP (Control general) | stuk | Lampblok LEDMLBL wit 380Vac | Bloc de lampe avec LED Série modulaire blanc, 380Vac | MLBL-08W Leuchtelement m.fest integr.LED weiss, 380VAC | MLBL-08W LED block
1SFA611621R1091 | MLBL-09R | Active | 7320500544969 | 14.72 | 1 | 10 | stuk | Pilot devices | BE31220 | SP (Control general) | stuk | Lampblok LEDMLBL rood 415Vac | Bloc de lampe avec LED Série modulaire rouge, 415Vac | MLBL-09R Leuchtelement m.fest integr.LED rot, 415VAC | MLBL-09R LED block
1SFA611621R1092 | MLBL-09G | Active | 7320500544976 | 14.72 | 1 | 10 | stuk | Pilot devices | BE31220 | SP (Control general) | stuk | Lampblok LEDMLBL groen 415Vac | Bloc de lampe avec LED Série modulaire vert, 415Vac | MLBL-09G Leuchtelement m.fest integr.LED gruen, 415VAC | MLBL-09G LED block
1SFA611621R1093 | MLBL-09Y | Active | 7320500544983 | 14.72 | 1 | 10 | stuk | Pilot devices | BE31220 | SP (Control general) | stuk | Lampblok LEDMLBL geel 415Vac | Bloc de lampe avec LED Série modulaire jaune, 415Vac | MLBL-09Y Leuchtelement m.fest integr.LED gelb, 415VAC | MLBL-09Y LED block
1SFA611621R1094 | MLBL-09L | Active | 7320500544990 | 14.72 | 1 | 10 | stuk | Pilot devices | BE31220 | SP (Control general) | stuk | Lampblok LEDMLBL blauw 415Vac | Bloc de lampe avec LED Série modulaire bleu, 415Vac | MLBL-09L Leuchtelement m.fest integr.LED blau, 415VAC | MLBL-09L LED block
1SFA611621R1095 | MLBL-09W | Active | 7320500545003 | 14.72 | 1 | 10 | stuk | Pilot devices | BE31220 | SP (Control general) | stuk | Lampblok LEDMLBL wit 415Vac | Bloc de lampe avec LED Série modulaire blanc, 415Vac | MLBL-09W Leuchtelement m.fest integr.LED weiss, 415VAC | MLBL-09W LED block
1SFA611621R2001 | MLBL-00BR | Active | 7320500545065 | 14.72 | 1 | 10 | stuk | Pilot devices | BE31220 | SP (Control general) | stuk | Lampblok LEDMLBL rood 12Vdc onder | Bloc de lampe avec LED Série modulaire rouge, 12Vdc, montage au fond | MLBL-00BR Leuchtelement m.fest integr.LE rot, 12VDC | MLBL-00BR LED block
1SFA611621R2002 | MLBL-00BG | Active | 7320500545072 | 14.72 | 1 | 10 | stuk | Pilot devices | BE31220 | SP (Control general) | stuk | Lampblok LEDMLBL groen 12Vdc onder | Bloc de lampe avec LED Série modulaire vert, 12Vdc, montage au fond | MLBL-00BG Leuchtelement m.fest integr.LE gruen, 12VDC | MLBL-00BG LED block
1SFA611621R2003 | MLBL-00BY | Active | 7320500545089 | 14.72 | 1 | 10 | stuk | Pilot devices | BE31220 | SP (Control general) | stuk | Lampblok LEDMLBL geel 12Vdc onder | Bloc de lampe avec LED Série modulaire jaune, 12Vdc, montage au fond | MLBL-00BY Leuchtelement m.fest integr.LE gelb, 12VDC | MLBL-00BY LED block
1SFA611621R2004 | MLBL-00BL | Active | 7320500545096 | 14.72 | 1 | 10 | stuk | Pilot devices | BE31220 | SP (Control general) | stuk | Lampblok LEDMLBL blauw 12Vdc onder | Bloc de lampe avec LED Série modulaire bleu, 12Vdc, montage au fond | MLBL-00BL Leuchtelement m.fest integr.LE blau, 12VDC | MLBL-00BL LED block
1SFA611621R2005 | MLBL-00BW | Active | 7320500545102 | 14.72 | 1 | 10 | stuk | Pilot devices | BE31220 | SP (Control general) | stuk | Lampblok LEDMLBL wit 12Vdc onder | Bloc de lampe avec LED Série modulaire blanc, 12Vdc, montage au fond | MLBL-00BW Leuchtelement m.fest integr.LE weiss, 12VDC | MLBL-00BW LED block
1SFA611621R2011 | MLBL-01BR | Active | 7320500545119 | 14.72 | 1 | 10 | stuk | Pilot devices | BE31220 | SP (Control general) | stuk | Lampblok LEDMLBL rood 24Vac/dc onder | Bloc de lampe avec LED Série modulaire rouge, 24Vac/dc, montage au fond | MLBL-01BR Leuchtelement m.fest integr.LE rot, 24VACDC | MLBL-01BR LED block
1SFA611621R2012 | MLBL-01BG | Active | 7320500545126 | 14.72 | 1 | 10 | stuk | Pilot devices | BE31220 | SP (Control general) | stuk | Lampblok LEDMLBL groen 24Vac/dc onder | Bloc de lampe avec LED Série modulaire vert, 24Vac/dc, montage au fond | MLBL-01BG Leuchtelement m.fest integr.LE gruen, 24VACDC | MLBL-01BG LED block
1SFA611621R2013 | MLBL-01BY | Active | 7320500545133 | 14.72 | 1 | 10 | stuk | Pilot devices | BE31220 | SP (Control general) | stuk | Lampblok LEDMLBL geel 24Vac/dc onder | Bloc de lampe avec LED Série modulaire jaune, 24Vac/dc, montage au fond | MLBL-01BY Leuchtelement m.fest integr.LE gelb, 24VACDC | MLBL-01BY LED block
1SFA611621R2014 | MLBL-01BL | Active | 7320500545140 | 14.72 | 1 | 10 | stuk | Pilot devices | BE31220 | SP (Control general) | stuk | Lampblok LEDMLBL blauw 24Vac/dc onder | Bloc de lampe avec LED Série modulaire bleu, 24Vac/dc, montage au fond | MLBL-01BL Leuchtelement m.fest integr.LE blau, 24VACDC | MLBL-01BL LED block
1SFA611621R2015 | MLBL-01BW | Active | 7320500545157 | 14.72 | 1 | 10 | stuk | Pilot devices | BE31220 | SP (Control general) | stuk | Lampblok LEDMLBL wit 24Vac/dc onder | Bloc de lampe avec LED Série modulaire blanc, 24Vac/dc, montage au fond | MLBL-01BW Leuchtelement m.fest integr.LE weiss, 24VACDC | MLBL-01BW LED block
1SFA611621R2021 | MLBL-02BR | Active | 7320500545164 | 14.72 | 1 | 10 | stuk | Pilot devices | BE31220 | SP (Control general) | stuk | Lampblok LEDMLBL rood 48Vac/dc onder | Bloc de lampe avec LED Série modulaire rouge, 48Vac/dc, montage au fond | MLBL-02BR Leuchtelement m.fest integr.LE rot, 48VACDC | MLBL-02BR LED block
1SFA611621R2022 | MLBL-02BG | Active | 7320500545171 | 14.72 | 1 | 10 | stuk | Pilot devices | BE31220 | SP (Control general) | stuk | Lampblok LEDMLBL groen 48Vac/dc onder | Bloc de lampe avec LED Série modulaire vert, 48Vac/dc, montage au fond | MLBL-02BG Leuchtelement m.fest integr.LE gruen, 48VACDC | MLBL-02BG LED block
1SFA611621R2023 | MLBL-02BY | Active | 7320500545188 | 14.72 | 1 | 10 | stuk | Pilot devices | BE31220 | SP (Control general) | stuk | Lampblok LEDMLBL geel 48Vac/dc onder | Bloc de lampe avec LED Série modulaire jaune, 48Vac/dc, montage au fond | MLBL-02BY Leuchtelement m.fest integr.LE gelb, 48VACDC | MLBL-02BY LED block
1SFA611621R2031 | MLBL-03BR | Active | 7320500545218 | 14.72 | 1 | 10 | stuk | Pilot devices | BE31220 | SP (Control general) | stuk | Lampblok LEDMLBL rood 60Vac/dc onder | Bloc de lampe avec LED Série modulaire rouge, 60Vac/dc, montage au fond | MLBL-03BR Leuchtelement m.fest integr.LE rot, 60VACDC | MLBL-03BR LED block
1SFA611621R2032 | MLBL-03BG | Active | 7320500545225 | 14.72 | 1 | 10 | stuk | Pilot devices | BE31220 | SP (Control general) | stuk | Lampblok LEDMLBL groen 60Vac/dc onder | Bloc de lampe avec LED Série modulaire vert, 60Vac/dc, montage au fond | MLBL-03BG Leuchtelement m.fest integr.LE gruen, 60VACDC | MLBL-03BG LED block
1SFA611621R2035 | MLBL-03BW | Active | 7320500545256 | 14.72 | 1 | 10 | stuk | Pilot devices | BE31220 | SP (Control general) | stuk | Lampblok LEDMLBL wit 60Vac/dc onder | Bloc de lampe avec LED Série modulaire blanc, 60Vac/dc, montage au fond | MLBL-03BW Leuchtelement m.fest integr.LE weiss, 60VACDC | MLBL-03BW LED block
1SFA611621R2041 | MLBL-04BR | Active | 7320500545263 | 14.72 | 1 | 10 | stuk | Pilot devices | BE31220 | SP (Control general) | stuk | Lampblok LEDMLBL rood 110-130Vac onder | Bloc de lampe avec LED Série modulaire rouge, 110-130Vac, montage au fond | MLBL-04BR Leuchtelement m.fest integr.LE rot, 110-130VAC | MLBL-04BR LED block
1SFA611621R2042 | MLBL-04BG | Active | 7320500545270 | 14.72 | 1 | 10 | stuk | Pilot devices | BE31220 | SP (Control general) | stuk | Lampblok LEDMLBL groen 110-130Vac onder | Bloc de lampe avec LED Série modulaire vert, 110-130Vac, montage au fond | MLBL-04BG Leuchtelement m.fest integr.LE gruen, 110-130VAC | MLBL-04BG LED block
1SFA611621R2043 | MLBL-04BY | Active | 7320500545287 | 14.72 | 1 | 10 | stuk | Pilot devices | BE31220 | SP (Control general) | stuk | Lampblok LEDMLBL geel 110-130Vac onder | Bloc de lampe avec LED Série modulaire jaune, 110-130Vac, montage au fond | MLBL-04BY Leuchtelement m.fest integr.LE gelb, 110-130VAC | MLBL-04BY LED block
1SFA611621R2044 | MLBL-04BL | Active | 7320500545294 | 14.72 | 1 | 10 | stuk | Pilot devices | BE31220 | SP (Control general) | stuk | Lampblok LEDMLBL blauw 110-130Vac onder | Bloc de lampe avec LED Série modulaire bleu, 110-130Vac, montage au fond | MLBL-04BL Leuchtelement m.fest integr.LE blau, 110-130VAC | MLBL-04BL LED block
1SFA611621R2045 | MLBL-04BW | Active | 7320500545300 | 14.72 | 1 | 10 | stuk | Pilot devices | BE31220 | SP (Control general) | stuk | Lampblok LEDMLBL wit 110-130Vac onder | Bloc de lampe avec LED Série modulaire blanc, 110-130Vac, montage au fond | MLBL-04BW Leuchtelement m.fest integr.LE weiss, 110-130VAC | MLBL-04BW LED block
1SFA611621R2051 | MLBL-05BR | Active | 7320500545317 | 14.72 | 1 | 10 | stuk | Pilot devices | BE31220 | SP (Control general) | stuk | Lampblok LEDMLBL rood 110-130Vdc onder | Bloc de lampe avec LED Série modulaire rouge, 110-130Vdc, montage au fond | MLBL-05BR Leuchtelement m.fest integr.LE rot, 110-130VACDC | MLBL-05BR LED block
1SFA611621R2052 | MLBL-05BG | Active | 7320500545324 | 14.72 | 1 | 10 | stuk | Pilot devices | BE31220 | SP (Control general) | stuk | Lampblok LEDMLBL groen 110-130Vdc onder | Bloc de lampe avec LED Série modulaire vert, 110-130Vdc, montage au fond | MLBL-05BG Leuchtelement m.fest integr.LE gruen, 110-130VACDC | MLBL-05BG LED block
1SFA611621R2053 | MLBL-05BY | Active | 7320500545331 | 14.72 | 1 | 10 | stuk | Pilot devices | BE31220 | SP (Control general) | stuk | Lampblok LEDMLBL geel 110-130Vdc onder | Bloc de lampe avec LED Série modulaire jaune, 110-130Vdc, montage au fond | MLBL-05BY Leuchtelement m.fest integr.LE gelb, 110-130VACDC | MLBL-05BY LED block
1SFA611621R2055 | MLBL-05BW | Active | 7320500545355 | 14.72 | 1 | 10 | stuk | Pilot devices | BE31220 | SP (Control general) | stuk | Lampblok LEDMLBL wit 110-130Vdc onder | Bloc de lampe avec LED Série modulaire blanc, 110-130Vdc, montage au fond | MLBL-05BW Leuchtelement m.fest integr.LE weiss, 110-130VACDC | MLBL-05BW LED block
1SFA611621R2061 | MLBL-06BR | Active | 7320500545362 | 14.72 | 1 | 10 | stuk | Pilot devices | BE31220 | SP (Control general) | stuk | Lampblok LEDMLBL rood 220Vdc onder | Bloc de lampe avec LED Série modulaire rouge, 220Vdc, montage au fond | MLBL-06BR Leuchtelement m.fest integr.LE rot, 220VDC | MLBL-06BR LED block
1SFA611621R2062 | MLBL-06BG | Active | 7320500545379 | 14.72 | 1 | 10 | stuk | Pilot devices | BE31220 | SP (Control general) | stuk | Lampblok LEDMLBL groen 220Vdc onder | Bloc de lampe avec LED Série modulaire vert, 220Vdc, montage au fond | MLBL-06BG Leuchtelement m.fest integr.LE gruen, 220VDC | MLBL-06BG LED block
1SFA611621R2063 | MLBL-06BY | Active | 7320500545386 | 14.72 | 1 | 10 | stuk | Pilot devices | BE31220 | SP (Control general) | stuk | Lampblok LEDMLBL geel 220Vdc onder | Bloc de lampe avec LED Série modulaire jaune, 220Vdc, montage au fond | MLBL-06BY Leuchtelement m.fest integr.LE gelb, 220VDC | MLBL-06BY LED block
1SFA611621R2064 | MLBL-06BL | Active | 7320500545393 | 14.72 | 1 | 10 | stuk | Pilot devices | BE31220 | SP (Control general) | stuk | Lampblok LEDMLBL blauw 220Vdc onder | Bloc de lampe avec LED Série modulaire bleu, 220Vdc, montage au fond | MLBL-06BL Leuchtelement m.fest integr.LE blau, 220VDC | MLBL-06BL LED block
1SFA611621R2065 | MLBL-06BW | Active | 7320500545409 | 14.72 | 1 | 10 | stuk | Pilot devices | BE31220 | SP (Control general) | stuk | Lampblok LEDMLBL wit 220Vdc onder | Bloc de lampe avec LED Série modulaire blanc, 220Vdc, montage au fond | MLBL-06BW Leuchtelement m.fest integr.LE weiss, 220VDC | MLBL-06BW LED block
1SFA611621R2071 | MLBL-07BR | Active | 7320500545416 | 14.72 | 1 | 10 | stuk | Pilot devices | BE31220 | SP (Control general) | stuk | Lampblok LEDMLBL rood 230Vac onder | Bloc de lampe avec LED Série modulaire rouge, 230Vac, montage au fond | MLBL-07BR Leuchtelement m.fest integr.LE rot, 230VAC | MLBL-07BR LED block
1SFA611621R2072 | MLBL-07BG | Active | 7320500545423 | 14.72 | 1 | 10 | stuk | Pilot devices | BE31220 | SP (Control general) | stuk | Lampblok LEDMLBL groen 230Vac onder | Bloc de lampe avec LED Série modulaire vert, 230Vac, montage au fond | MLBL-07BG Leuchtelement m.fest integr.LE gruen, 230VAC | MLBL-07BG LED block
1SFA611621R2073 | MLBL-07BY | Active | 7320500545430 | 14.72 | 1 | 10 | stuk | Pilot devices | BE31220 | SP (Control general) | stuk | Lampblok LEDMLBL geel 230Vac onder | Bloc de lampe avec LED Série modulaire jaune, 230Vac, montage au fond | MLBL-07BY Leuchtelement m.fest integr.LE gelb, 230VAC | MLBL-07BY LED block
1SFA611621R2074 | MLBL-07BL | Active | 7320500545447 | 14.72 | 1 | 10 | stuk | Pilot devices | BE31220 | SP (Control general) | stuk | Lampblok LEDMLBL blauw 230Vac onder | Bloc de lampe avec LED Série modulaire bleu, 230Vac, montage au fond | MLBL-07BL Leuchtelement m.fest integr.LE blau, 230VAC | MLBL-07BL LED block
1SFA611621R2075 | MLBL-07BW | Active | 7320500545454 | 14.72 | 1 | 10 | stuk | Pilot devices | BE31220 | SP (Control general) | stuk | Lampblok LEDMLBL wit 230Vac onder | Bloc de lampe avec LED Série modulaire blanc, 230Vac, montage au fond | MLBL-07BW Leuchtelement m.fest integr.LE weiss, 230VAC | MLBL-07BW LED block
1SFA611621R2081 | MLBL-08BR | Active | 7320500545461 | 14.72 | 1 | 10 | stuk | Pilot devices | BE31220 | SP (Control general) | stuk | Lampblok LEDMLBL rood 380Vac onder | Bloc de lampe avec LED Série modulaire rouge, 380Vac, montage au fond | MLBL-08BR Leuchtelement m.fest integr.LE rot, 380VAC | MLBL-08BR LED block
1SFA611621R2082 | MLBL-08BG | Active | 7320500545478 | 14.72 | 1 | 10 | stuk | Pilot devices | BE31220 | SP (Control general) | stuk | Lampblok LEDMLBL groen 380Vac onder | Bloc de lampe avec LED Série modulaire vert, 380Vac, montage au fond | MLBL-08BG Leuchtelement m.fest integr.LE gruen, 380VAC | MLBL-08BG LED block
1SFA611621R2091 | MLBL-09BR | Active | 7320500545515 | 14.72 | 1 | 10 | stuk | Pilot devices | BE31220 | SP (Control general) | stuk | Lampblok LEDMLBL rood 415Vac onder | Bloc de lampe avec LED Série modulaire rouge, 415Vac, montage au fond | MLBL-09BR Leuchtelement m.fest integr.LE rot, 415VAC | MLBL-09BR LED block
1SFA611621R2092 | MLBL-09BG | Active | 7320500545522 | 14.72 | 1 | 10 | stuk | Pilot devices | BE31220 | SP (Control general) | stuk | Lampblok LEDMLBL groen 415Vac onder | Bloc de lampe avec LED Série modulaire vert, 415Vac, montage au fond | MLBL-09BG Leuchtelement m.fest integr.LE gruen, 415VAC | MLBL-09BG LED block
1SFA611630R1001 | MDB-1001 | Active | 7320500545614 | 15.79 | 1 | 10 | stuk | Pilot devices | BE31220 | SP (Control general) | stuk | blokMDB lamptest | Bloc à diode gamme modulaire | MDB-1001 Diodenelement f.Lampentest CombiLine-Modular | MDB-1001 Diode Block
1SFA611630R1002 | 1SFA611630R1002 | Active | 7320500545621 | 2.16 | 1 | 10 | stuk | Accessories | BE31220 | SP (Control general) | stuk | Dummy block Modulaire serie MDB-2 | Dummy block Série modulaire MDB-2 | Dummy block Modular range MDB-2 | Dummy block Modular range MDB-2
1SFA611702R6006 | MJS2-60B | Active | 7320500375709 | 52.44 | 1 | 1 | stuk | Pilot devices | BE31220 | SP (Control general) | stuk | MJS2 2 positities terugveer | Manche de commande Série modulaire 2 positions, rappel à ressort | MJS2-60B Joystick 2-Pos. ohne Verriegelung tastend | MJS2-60B Joystick
1SFA611706R4006 | MJS6-40B | Active | 7320500375860 | 47.54 | 1 | 1 | stuk | Pilot devices | BE31220 | SP (Control general) | stuk | MJS6 4 positities terugveer | Manche de commande Série modulaire 4 positions, rappel à ressort | Joystick Modular range 4 position, spring return | MJS6-40B Joystick
1SFA611706R6006 | MJS6-60B | Active | 7320500375747 | 57.17 | 1 | 1 | stuk | Pilot devices | BE31220 | SP (Control general) | stuk | MJS6 4 positities terugveer | Manche de commande, Série modulaire, 4 positions, rappel à ressort | MJS6-60B Joystick 4-Pos. ohne Verriegelung rastend | MJS6-60B Joystick
1SFA611712R6006 | MJS12-60B | Active | 7320500375808 | 65.76 | 1 | 1 | stuk | Pilot devices | BE31220 | SP (Control general) | stuk | MJS12 4 positities terugveer Vergr. | Manche de commande, Série modulaire, 4 positions, rappel à ressort, verrouillage | MJS12-60B Joystick 4-Pos. mit Verriegelung tastend | MJS12-60B Joystick
1SFA611811R1000 | MEP1-0 | Active | 7320500312506 | 33.52 | 1 | 1 | stuk | Pilot devices | BE31220 | SP (Control general) | stuk | Mod.Kunststof 1 positie | Boîtier isolant 1 trou | MEP1-0 Kunststoff-Gehäuse grau 1-fach | ENCLOSURE 1-POS MEP1-0
1SFA611811R1001 | MEP1-1001 | Active | 7320500312513 | 37.01 | 1 | 1 | stuk | Pilot devices | BE31220 | SP (Control general) | stuk | ENCLOSUREMEP1-1001 | Armoire assemblée gamme modulaire gris,plastic,1bouton,vert,1NO, I | MEP1-1001 Gehäusekombi.1-fach grün Beschrift:I, 1 Taste flach, tastend | ENCLOSURE MEP1-1001
1SFA611811R1002 | MEP1-1002 | Active | 7320500312520 | 37.01 | 1 | 1 | stuk | Pilot devices | BE31220 | SP (Control general) | stuk | ENCLOSUREMEP1-1002 | Armoire assemblée gamme modulaire gris,plastic,1bouton,blanc,1NO, I | MEP1-1002 Gehäusekombi.1-fach weiss Beschrift:I, 1 Taste flach, tastend | ENCLOSURE MEP1-1002
1SFA611811R1003 | MEP1-1003 | Active | 7320500312537 | 37.01 | 1 | 1 | stuk | Pilot devices | BE31220 | SP (Control general) | stuk | ENCLOSUREMEP1-1003 | Armoire assemblée gamme modulaire gris,plastic,1bouton,rouge,1NC, O | MEP1-1003 Gehäusekombi.1-fach rot Beschrift:O, 1 Taste flach, tastend | ENCLOSURE MEP1-1003
1SFA611812R1000 | MEP2-0 | Active | 7320500312636 | 38.82 | 1 | 1 | stuk | Pilot devices | BE31220 | SP (Control general) | stuk | Mod.kunststof 2 gaten IP66 grijs | Armoire isolant, 2 trous, IP66, gris | MEP2-0 Kunststoff-Gehäuse grau 2-fach | ENCLOSURE 2-POS MEP2-0
1SFA611812R1001 | MEP2-1001 | Active | 7320500312643 | 51.51 | 1 | 1 | stuk | Pilot devices | BE31220 | SP (Control general) | stuk | ENCLOSUREMEP2-1001 | Armoire assemblée gamme modulaire gris,plastic,2bouton,rouge/vert,I/O | MEP2-1001 Gehäusekombi.2-fach rot Beschrift:I, grün 1S Beschrift:O, | ENCLOSURE MEP2-1001
1SFA611813R1000 | MEP3-0 | Active | 7320500312674 | 41.3 | 1 | 1 | stuk | Pilot devices | BE31220 | SP (Control general) | stuk | Mod.kunststof 3 gaten IP66 grijs | Armoire isolant, 3 trous, IP66, gris | MEP3-0 Kunststoff-Gehäuse grau 3-fach | ENCLOSURE 3-POS MEP3-0
1SFA611813R1004 | MEP3-1004 | Active | 7320500312711 | 64.33 | 1 | 1 | stuk | Pilot devices | BE31220 | SP (Control general) | stuk | Pilot MEP3-1004 | Armoire assemblée gamme modulaire gris, plastic, 3 bouton poussoir I/O/II | MEP3-1004 Gehäusekombi.3-fach links 1S:I Mitte 1Ö:O rechts 1S:II, 3 Taster flach | ENCLOSURE MEP3-1004
1SFA611814R1000 | MEP4-0 | Active | 7320500312766 | 62.24 | 1 | 1 | stuk | Pilot devices | BE31220 | SP (Control general) | stuk | Mod.kunststof 4 gaten IP66 grijs | Armoire gamme modulaire isolant, 4 trous, IP66, gris | MEP4-0 Kunststoff-Gehäuse grau 4-fach | ENCLOSURE 4-POS MEP4-0
1SFA611816R1000 | MEP6-0 | Active | 7320500312773 | 78.83 | 1 | 1 | stuk | Pilot devices | BE31220 | SP (Control general) | stuk | Mod.kunststof 6 gaten IP66 grijs | Armoire gamme modulaire isolant, 6 trous, IP66, gris | MEP6-0 Kunststoff-Gehäuse grau 6-fach | ENCLOSURE 6-POS MEP6-0
1SFA611821R1000 | MEPY1-0 | Active | 7320500312797 | 31.21 | 1 | 1 | stuk | Pilot devices | BE31220 | SP (Control general) | stuk | Kunststof kastMEPY1 1 positie geel | Coffret en plastique 1 position, jaune | MEPY-0 Kunststoff-Gehäuse gelb 1-fach | ENCLOSURE 1-POS MEPY1-0
1SFA611821R1042 | MEPY1-1042 | Active | 7320500513200 | 61.35 | 1 | 1 | stuk | Pilot devices | BE31220 | SP (Control general) | stuk | MEPY1-1042MEPY1MEPY1-1042 | Modular Enclosure MEPY1-1042 | MEPY1-1042 | Modular Enclosure MEPY1-1042
1SFA611920R8002 | MA1-8002 | Active | 7320500545676 | 9.39 | 1 | 10 | stuk | Pilot devices | BE31220 | SP (Control general) | stuk | MA1-8002MA1MA1-8002 Beveiligingsmembraan | MA1-8002 Protective Membrane | MA1-8002 Dichtkappe hoch | MA1-8002 Protective Membrane
1SFA611920R8015 | MA1-8015 | Active | 7320500317181 | 9.88 | 1 | 10 | stuk | Pilot devices | BE31220 | SP (Control general) | stuk | Mont.Gereedsch.MA1MA1-8015Mounting tool | MA1-8015 Mounting tool | MA1-8015 Montagewerkzeug CombiLine-Compact | MA1-8015 Mounting tool
1SFA611920R8052 | MA1-8052 | Active | 7320500545690 | 2.59 | 1 | 10 | stuk | Pilot devices | BE31220 | SP (Control general) | stuk | Rubbermembraan IP67 vlakke drukknoppen | Membrane of rubber IP67 pour bouton poussoirs | MA1-8052 Dichtkappe flach | MA1-8052 Protective Membrane
1SFA611920R8053 | MA1-8053 | Active | 7320500358580 | 6.18 | 1 | 10 | stuk | Pilot devices | BE31220 | SP (Control general) | stuk | AfdekMA1MA1-8053 Shroud | Capot de protection jaune | MA1-8053 Schutzkragen für Not-Aus-Taster | MA1-8053 Shroud
1SFA611920R8126 | MA1-8126 | Active | 7320500545720 | 9.37 | 1 | 10 | stuk | Pilot devices | BE31220 | SP (Control general) | stuk | MembraamMA1MA1-8126PRotectiveMembrane | Capot de protection Série modulaire Claire | MA1-8126 Staubschutzkappe f.Doppeldruckt CombiLine-Modular 2.Generation | MA1-8126 Protective Membrane
1SFA611920R8128 | MA1-8128 | Active | 7320500358696 | 4.86 | 1 | 10 | stuk | Pilot devices | BE31220 | SP (Control general) | stuk | AfdekMA1MA1-8128 Shroud | Capot de protection Série modulair Gris | MA1-8128 Schutzkragen für Maschinen Stop | MA1-8128 Shroud
1SFA611920R8129 | MA1-8129 | Active | 7320500545737 | 2.19 | 1 | 10 | stuk | Pilot devices | BE31220 | SP (Control general) | stuk | Afdek plugMA1MA1-8129 Blanking Plug | Protection Série modulaire gris, 22mm | MA1-8129 Blindverschluss 22mm grau | MA1-8129 Blanking Plug
1SFA611920R8130 | MA1-8130 | Active | 7320500545744 | 2.03 | 1 | 10 | stuk | Pilot devices | BE31220 | SP (Control general) | stuk | Afdek plaatjeMA1-8130 | Couvercle, MA1-8130 | MA1-8130 Blindverschluss 22mm schwarz | MA1-8130 Blanking Plug
1SFA611920R8131 | MA1-8131 | Active | 7320500545751 | 6.91 | 1 | 10 | stuk | Pilot devices | BE31220 | SP (Control general) | stuk | Din-rail adaptorMA1MA1-8131 Adapter | Din-rail adaptor gamme modulaire | MA1-8131 Verteilereinbauadapter | MA1-8131 Adapter
1SFA611920R8136 | MA1-8136 | Active | 7320500545775 | 5.32 | 1 | 10 | stuk | Pilot devices | BE31220 | SP (Control general) | stuk | Afdicht plugMA1MA1-8136 Blanking Plug | Protection Série modulaire gris clair, 30mm | MA1-8136 Dichtkappe für Schlüsselwahlschalter | MA1-8136 Blanking Plug
1SFA611920R8149 | MA1-8149 | Active | 7320500402450 | 12.81 | 1 | 10 | stuk | Pilot devices | BE31220 | SP (Control general) | stuk | MA1-8149MA1MA1-8149Mounting tool | MA1-8149 Mounting tool | MA1-8149 | MA1-8149 Mounting tool
1SFA611920R8152 | MA1-8152 | Active | 7320500545812 | 3.45 | 1 | 10 | stuk | Pilot devices | BE31220 | SP (Control general) | stuk | aanraakbev.CP6MA1-8152 Touch Guard | protection tactile #MA-8152 fusibles) sans surveillance | Touch Guard#MA-8152 | MA1-8152 Touch Guard
1SFA611930R1000 | MA6-1000 | Active | 7320500546048 | 11.76 | 1 | 1 | stuk | Pilot devices | BE31220 | SP (Control general) | stuk | labelMA6 kunststof 1 hole | Plaque de signalisation Série modulaire pour coffret plastique, 1 hole | MA6-1000 Beschrift-Schild 1 Bef-Stell. Kunststoff schwarz-silber f.Kunststoff- | MA6-1000 Legend Plate
1SFA611930R1002 | MA6-1002 | Active | 7320500546055 | 13.73 | 1 | 1 | stuk | Pilot devices | BE31220 | SP (Control general) | stuk | labelMA6 kunststof 2 holes | Plaque de signalisation Série modulaire pour coffret plastique, 2 holes | MA6-1002 Beschrift-Schild 2 Bef-Stell. Kunststoff schwarz-silber f.Kunststoff- | MA6-1002 Legend Plate
1SFA611930R1003 | MA6-1003 | Active | 7320500546062 | 14.77 | 1 | 1 | stuk | Pilot devices | BE31220 | SP (Control general) | stuk | labelMA6 kunststof 3 holes | Plaque de signalisation Série modulaire pour coffret plastique, 3 holes | MA6-1003 Beschrift-Schild 3 Bef-Stell. Kunststoff schwarz-silber f.Kunststoff- | MA6-1003 Legend Plate
1SFA611930R1004 | MA6-1004 | Active | 7320500546079 | 16.97 | 1 | 1 | stuk | Pilot devices | BE31220 | SP (Control general) | stuk | labelMA6 kunststof 4 holes | Plaque de signalisation Série modulaire pour coffret plastique, 4 holes | MA6-1004 Beschrift-Schild 4 Bef-Stell. Kunststoff schwarz-silber f.Kunststoff- | MA6-1004 Legend Plate
1SFA611930R1005 | MA6-1005 | Active | 7320500546086 | 19.74 | 1 | 1 | stuk | Pilot devices | BE31220 | SP (Control general) | stuk | labelMA6 kunststof 6 holes | Plaque de signalisation Série modulaire pour coffret plastique, 6 holes | MA6-1005 Beschrift-Schild 6 Bef-Stell. Kunststoff schwarz-silber f.Kunststoff- | MA6-1005 Legend Plate
1SFA611930R1006 | MA6-1006 | Active | 7320500546093 | 16.08 | 1 | 1 | stuk | Pilot devices | BE31220 | SP (Control general) | stuk | labelMA6 kunststof 2 holes | Plaque de signalisation Série modulaire pour coffret plastique, 2 holes | MA6-1006 Beschrift-Schild 2 Bef-Stell. Kunststoff schwarz-silber Pos.1 gelb | MA6-1006 Legend Plate
1SFA611930R1009 | MA6-1009 | Active | 7320500546123 | 20.16 | 1 | 1 | stuk | Pilot devices | BE31220 | SP (Control general) | stuk | labelMA6 kunststof 6 holes | Plaque de signalisation Série modulaire pour coffret plastique, 6 holes | MA6-1009 Beschrift-Schild 6 Bef-Stell. Kunststoff schwarz-silber Pos.1 gelb | MA6-1009 Legend Plate
1SFA611930R1014 | MA6-1014 | Active | 7320500546178 | 14.1 | 1 | 1 | stuk | Pilot devices | BE31220 | SP (Control general) | stuk | labelMA6 kunststof 2 holes '0-I' | Plaque de signalisation Série modulaire pour coffret plastique, 2 holes, '0-I' | MA6-1014 Textschild 2-fach silber O I Alu silber-grau f.Kunststoffgehäuse | MA6-1014 Legend Plate
1SFA611930R1019 | MA6-1019 | Active | 7320500546222 | 8.11 | 1 | 10 | stuk | Pilot devices | BE31220 | SP (Control general) | stuk | labelMA6 Emergency stop | Plaque de signalisation Série modulaire Emergency stop | MA6-1019 Beschrift-Schild:Emergency stop Alu gelb f.Kunststoffgehäuse CombiLine | MA6-1019 Legend Plate
1SFA611930R1024 | MA6-1024 | Active | 7320500546277 | 8.33 | 1 | 10 | stuk | Pilot devices | BE31220 | SP (Control general) | stuk | labelMA6 kunststof kast | Plaque de signalisation Série modulaire pour coffret plastique | NA6-1024 Beschriftungsschildplatte gelb Kunststoff | MA6-1024 Legend Plate
1SFA611930R1026 | MA6-1026 | Active | 7320500546291 | 14.77 | 1 | 10 | stuk | Pilot devices | BE31220 | SP (Control general) | stuk | labelMA6 kunststof 'Emergency stop' | Plaque de signalisation Série modulaire pour coffret plastique, 'Emergency stop' | MA6-1026 gelb Textschild Emergency Stop | MA6-1026 Legend Plate
1SFA611930R1028 | MA6-1028 | Active | 7320500546314 | 14.77 | 1 | 10 | stuk | Pilot devices | BE31220 | SP (Control general) | stuk | labelMA6 kunststof Arret d'urgence | "Plaque de signalisation Série modulaire pour coffret plastique, ""Arret d'urgen ce" | "Legend plate Modular range for plastic enclosure, ""Arret d'urgenc e""" | MA6-1028 Legend Plate
1SFA611930R1032 | MA6-1032 | Active | 7320500546338 | 1.26 | 1 | 10 | stuk | Pilot devices | BE31220 | SP (Control general) | stuk | labelMA6 '0' 27x15mm | Plaque de signalisation Série modulaire '0', 27x15mm | Legend plate Modular range '0', 27x15mm | MA6-1032 Legend Plate
1SFA611930R1033 | MA6-1033 | Active | 7320500546345 | 1.26 | 1 | 10 | stuk | Pilot devices | BE31220 | SP (Control general) | stuk | labelMA6 'I' 27x15mm | Plaque de signalisation Série modulaire 'I', 27x15mm | Legend plate Modular range 'I', 27x15mm | MA6-1033 Legend Plate
1SFA611930R1034 | MA6-1034 | Active | 7320500546352 | 1.26 | 1 | 10 | stuk | Pilot devices | BE31220 | SP (Control general) | stuk | labelMA6 '-->' 27x15mm | Plaque de signalisation Série modulaire '-->', 27x15mm | MA6-1034 Beschrift-Schild Einlage - Kunststoff alufarben f.CombiLine-Modular | MA6-1034 Legend Plate
1SFA611930R1035 | MA6-1035 | Active | 7320500546369 | 1.26 | 1 | 10 | stuk | Pilot devices | BE31220 | SP (Control general) | stuk | labelMA6 '-->-->' 27x15mm | Plaque de signalisation Série modulaire '-->-->', 27x15mm | MA6-1035 Beschrift-Schild Einlage -- Kunststoff alufarben f.CombiLine-Modular | MA6-1035 Legend Plate
1SFA611930R1036 | MA6-1036 | Active | 7320500546376 | 1.26 | 1 | 10 | stuk | Pilot devices | BE31220 | SP (Control general) | stuk | labelMA6 'Close' 27x15mm | Plaque de signalisation Série modulaire 'Close', 27x15mm | MA6-1036 Beschriftungsschild | MA6-1036 Legend Plate
1SFA611930R1037 | MA6-1037 | Active | 7320500546383 | 1.26 | 1 | 10 | stuk | Pilot devices | BE31220 | SP (Control general) | stuk | labelMA6 'Open' 27x15mm | Plaque de signalisation Série modulaire 'Open', 27x15mm | MA6-1037 Beschriftungsschild | MA6-1037 Legend Plate
1SFA611930R1038 | MA6-1038 | Active | 7320500546390 | 1.26 | 1 | 10 | stuk | Pilot devices | BE31220 | SP (Control general) | stuk | labelMA6 'On' 27x15mm | Plaque de signalisation Série modulaire 'On', 27x15mm | Legend plate Modular range 'On', 27x15mm | MA6-1038 Legend Plate
1SFA611930R1039 | MA6-1039 | Active | 7320500546406 | 1.26 | 1 | 10 | stuk | Pilot devices | BE31220 | SP (Control general) | stuk | labelMA6 'Off' 27x15mm | Plaque de signalisation Série modulaire 'Off', 27x15mm | Legend plate Modular range 'Off', 27x15mm | MA6-1039 Legend Plate
1SFA611930R1040 | MA6-1040 | Active | 7320500546413 | 1.26 | 1 | 10 | stuk | Pilot devices | BE31220 | SP (Control general) | stuk | labelMA6 'Fast' 27x15mm | Plaque de signalisation Série modulaire 'Fast', 27x15mm | MA6-1040 Beschriftungsschild | MA6-1040 Legend Plate
1SFA611930R1041 | MA6-1041 | Active | 7320500546420 | 1.26 | 1 | 10 | stuk | Pilot devices | BE31220 | SP (Control general) | stuk | labelMA6 'Slow' 27x15mm | Plaque de signalisation Série modulaire 'Slow', 27x15mm | MA6-1041 Beschriftungsschild | MA6-1041 Legend Plate
1SFA611930R1042 | MA6-1042 | Active | 7320500546437 | 1.26 | 1 | 10 | stuk | Pilot devices | BE31220 | SP (Control general) | stuk | labelMA6 'Down' 27x15mm | Plaque de signalisation Série modulaire 'Down', 27x15mm | MA6-1042 Beschriftungsschild | MA6-1042 Legend Plate
1SFA611930R1043 | MA6-1043 | Active | 7320500546444 | 1.26 | 1 | 10 | stuk | Pilot devices | BE31220 | SP (Control general) | stuk | labelMA6 'Up' 27x15mm | Plaque de signalisation Série modulaire 'Up', 27x15mm | MA6-1043 Beschriftungsschild | MA6-1043 Legend Plate
1SFA611930R1044 | MA6-1044 | Active | 7320500546451 | 1.28 | 1 | 10 | stuk | Pilot devices | BE31220 | SP (Control general) | stuk | labelMA6 Start | Plaque de signalisation Start | Texteinlage mit Text: Start Kunststoff alufarben f.CombiLine-Modular | MA6-1044 Legend Plate
1SFA611930R1045 | MA6-1045 | Active | 7320500546468 | 1.28 | 1 | 10 | stuk | Pilot devices | BE31220 | SP (Control general) | stuk | labelMA6 Stop | Plaque de signalisation Stop | Texteinlage mit Text: Stop Kunststoff alufarben f.CombiLine-Modular | MA6-1045 Legend Plate
1SFA611930R1060 | MA6-1060 | Active | 7320500546505 | 1.26 | 1 | 10 | stuk | Pilot devices | BE31220 | SP (Control general) | stuk | labelMA6 27x12mm grey | Plaque de signalisation Série modulaire for 27x12mm, grey | MA6-1060 Beschriftungsschild-Halter grau f.CombiLine-Modular u.CombiLine- | MA6-1060 Legend Plate
1SFA611930R1061 | MA6-1061 | Active | 7320500546512 | 1.26 | 1 | 10 | stuk | Pilot devices | BE31220 | SP (Control general) | stuk | labelMA6 27x12mm | Plaque de signalisation Série modulaire 27x12mm | MA6-1061 Beschriftungsschild blanco Kunststoff alufarben f.CombiLine-Modular | MA6-1061 Legend Plate
1SFA611930R1062 | MA6-1062 | Active | 7320500546529 | 1.26 | 1 | 10 | stuk | Pilot devices | BE31220 | SP (Control general) | stuk | labelMA6 '0' 27x12mm | Plaque de signalisation Série modulaire '0', 27x12mm | MA6-1062 Texteinlage O Kunststoff alufarben f.CombiLine-Modular | MA6-1062 Legend Plate
1SFA611930R1063 | MA6-1063 | Active | 7320500546536 | 1.26 | 1 | 10 | stuk | Pilot devices | BE31220 | SP (Control general) | stuk | labelMA6 'I' 27x12mm | Plaque de signalisation Série modulaire 'I', 27x12mm | MA6-1063 Texteinlage I Kunststoff alufarben f.CombiLine-Modular | MA6-1063 Legend Plate
1SFA611930R1064 | MA6-1064 | Active | 7320500546543 | 1.26 | 1 | 10 | stuk | Pilot devices | BE31220 | SP (Control general) | stuk | labelMA6 'II' 27x12mm | Plaque de signalisation Série modulaire 'II', 27x12mm | MA6-1064 Texteinlage II Kunststoff alufarben f.CombiLine-Modular | MA6-1064 Legend Plate
1SFA611930R1070 | MA6-1070 | Active | 7320500546567 | 1.26 | 1 | 10 | stuk | Pilot devices | BE31220 | SP (Control general) | stuk | labelMA6MA6-1070 | Plaque de signalisation Série modulaire MA6-1070 | MA6-1070 Symboleinlage 2 Stell. O I Kunststoff schwarz/silber f.CombiLine- | MA6-1070 Legend Plate
1SFA611930R1071 | MA6-1071 | Active | 7320500546574 | 1.26 | 1 | 10 | stuk | Pilot devices | BE31220 | SP (Control general) | stuk | labelMA6 'I-II' 27x15mm | Plaque de signalisation Série modulaire 'I-II', 27x15mm | MA6-1071 Symboleinlage 2 Stell. I II Kunststoff schwarz/silber f.CombiLine- | MA6-1071 Legend Plate
1SFA611930R1073 | MA6-1073 | Active | 7320500546581 | 1.26 | 1 | 10 | stuk | Pilot devices | BE31220 | SP (Control general) | stuk | labelMA6 'On-Off' 27x15mm | Plaque de signalisation Série modulaire 'On-Off', 27x15mm | MA6-1073 Beschriftungsschild | MA6-1073 Legend Plate
1SFA611930R1074 | MA6-1074 | Active | 7320500546598 | 1.26 | 1 | 10 | stuk | Pilot devices | BE31220 | SP (Control general) | stuk | labelMA6 'Stop-Start' 27x15mm | Plaque de signalisation Série modulaire 'Stop-Start', 27x15mm | MA6-1074 Texteinlage 2 Stell.Stop Start Kunststoff schwarz/silber f.CombiLine- | MA6-1074 Legend Plate
1SFA611930R1075 | MA6-1075 | Active | 7320500546604 | 1.26 | 1 | 10 | stuk | Pilot devices | BE31220 | SP (Control general) | stuk | labelMA6 'Low-High' 27x15mm | Plaque de signalisation Série modulaire 'Low-High', 27x15mm | MA6-1075 Beschriftungsschild | MA6-1075 Legend Plate
1SFA611930R1076 | MA6-1076 | Active | 7320500546611 | 1.26 | 1 | 10 | stuk | Pilot devices | BE31220 | SP (Control general) | stuk | labelMA6 'Slow-Fast' 27x15mm | Plaque de signalisation Série modulaire 'Slow-Fast', 27x15mm | MA6-1076 Beschriftungsschild | MA6-1076 Legend Plate
1SFA611930R1077 | MA6-1077 | Active | 7320500546628 | 1.26 | 1 | 10 | stuk | Pilot devices | BE31220 | SP (Control general) | stuk | labelMA6 'Close-Open' 27x15mm | Plaque de signalisation Série modulaire 'Close-Open', 27x15mm | MA6-1077 Beschriftungsschild | MA6-1077 Legend Plate
1SFA611930R1079 | MA6-1079 | Active | 7320500546642 | 1.26 | 1 | 10 | stuk | Pilot devices | BE31220 | SP (Control general) | stuk | labelMA6 'H,-Auto' 27x15mm | Plaque de signalisation Série modulaire 'Hand-Auto', 27x15mm | MA6-1079 Texteinlage 2 Stell. Hand Auto Kunststoff schwarz/silber f.CombiLine- | MA6-1079 Legend Plate
1SFA611930R1080 | MA6-1080 | Active | 7320500546659 | 1.26 | 1 | 10 | stuk | Pilot devices | BE31220 | SP (Control general) | stuk | labelMA6 '<---0--->' 27x15mm | Plaque de signalisation Série modulaire '<-- - 0 - -->', 27x15mm | MA6-1080 Texteinlage 3 Stell. - O - Kunststoff schwarz/silber f.CombiLine- | MA6-1080 Legend Plate
1SFA611930R1082 | MA6-1082 | Active | 7320500546666 | 1.26 | 1 | 10 | stuk | Pilot devices | BE31220 | SP (Control general) | stuk | labelMA6 'I-0-II' 27x15mm | Plaque de signalisation Série modulaire 'I - 0 - II', 27x15mm | MA6-1082 Texteinlage 3 Stell. I O II Kunststoff schwarz/silber f.CombiLine- | MA6-1082 Legend Plate
1SFA611930R1083 | MA6-1083 | Active | 7320500546673 | 1.26 | 1 | 10 | stuk | Pilot devices | BE31220 | SP (Control general) | stuk | labelMA6 'H,-0-Auto' 27x15mm | Plaque de signalisation Série modulaire 'Hand - 0 - Auto', 27x15mm | MA6-1083 Texteinlage 3 Stell.Hand 0 Auto Kunststoff schwarz-silber f.CombiLine- | MA6-1083 Legend Plate
1SFA611930R1084 | MA6-1084 | Active | 7320500546680 | 1.26 | 1 | 10 | stuk | Pilot devices | BE31220 | SP (Control general) | stuk | labelMA6 'Slow-Off-Fast' 27x15mm | Plaque de signalisation Série modulaire 'Slow - Off - Fast', 27x15mm | MA6-1084, Beschriftungsschild | MA6-1084 Legend Plate
1SFA611930R1090 | MA6-1090 | Active | 7320500546727 | 1.28 | 1 | 10 | stuk | Pilot devices | BE31220 | SP (Control general) | stuk | labelMA6 customerPRint | Plaque de signalisation Série modulaire customer print | Legend plate Modular range customer print | MA6-1090 Legend Plate
1SFA611930R1101 | MA6-1101 | Active | 7320500546741 | 1.26 | 1 | 10 | stuk | Pilot devices | BE31220 | SP (Control general) | stuk | labelMA6 kunststof 'Emergency stop' | Plaque de signalisation Série modulaire pour coffret plastique, 'Emergency stop' | MA6-1101 Schild Emergency Stop, Kunststoff, gelb, | MA6-1101 Legend Plate
1SFA611930R1103 | MA6-1103 | Active | 7320500546765 | 1.26 | 1 | 10 | stuk | Pilot devices | BE31220 | SP (Control general) | stuk | labelMA6 kunststof Arret d'urgence | "Plaque de signalisation Série modulaire pour coffret plastique, ""Arret d'urgen ce" | MA6-1103 Beschr.schild | MA6-1103 Legend Plate
1SFA611930R1140 | MA6-1140 | Active | 7320500546895 | 1.26 | 1 | 10 | stuk | Pilot devices | BE31220 | SP (Control general) | stuk | labelMA6 Start 27x12mm | Plaque de signalisation Série modulaire Start, 27x12mm | Legend plate Modular range Start, 27x12mm | MA6-1140 Legend Plate
1SFA611930R1141 | MA6-1141 | Active | 7320500546901 | 1.26 | 1 | 10 | stuk | Pilot devices | BE31220 | SP (Control general) | stuk | labelMA6 Stop 27x12mm | Plaque de signalisation Série modulaire Stop, 27x12mm | Legend plate Modular range Stop, 27x12mm | MA6-1141 Legend Plate
1SFA611930R1170 | MA6-1170 | Active | 7320500546932 | 1.26 | 1 | 10 | stuk | Pilot devices | BE31220 | SP (Control general) | stuk | labelMA6 '0-I' 27x12mm | Plaque de signalisation Série modulaire '0-I', 27x12mm | Legend plate Modular range '0-I', 27x12mm | MA6-1170 Legend Plate
1SFA611930R1179 | MA6-1179 | Active | 7320500547021 | 1.26 | 1 | 10 | stuk | Pilot devices | BE31220 | SP (Control general) | stuk | labelMA6 'H,-Auto' 27x12mm | Plaque de signalisation Série modulaire 'Hand-Auto', 27x12mm | Legend plate Modular range 'Hand-Auto', 27x12mm | MA6-1179 Legend Plate
1SFA611930R1192 | MA6-1192 | Active | 7320500547052 | 1.26 | 1 | 10 | stuk | Pilot devices | BE31220 | SP (Control general) | stuk | labelMA6 'I-0-II' 27x12mm | Plaque de signalisation Série modulaire 'I - 0 - II', 27x12mm | Legend plate Modular range 'I - 0 - II', 27x12mm | MA6-1192 Legend Plate
1SFA611930R1193 | MA6-1193 | Active | 7320500547069 | 1.26 | 1 | 10 | stuk | Pilot devices | BE31220 | SP (Control general) | stuk | labelMA6 'H,-0-Auto' 27x12mm | Plaque de signalisation Série modulaire 'Hand - 0 - Auto', 27x12mm | Legend plate Modular range 'Hand - 0 - Auto', 27x12mm | MA6-1193 Legend Plate
1SFA611930R1240 | MA6-1240 | Active | 7320500547144 | 10.07 | 1 | 10 | stuk | Pilot devices | BE31220 | SP (Control general) | stuk | labelMA6 Pijl links & rechts | Plaque de signalisation Série modulaire Flèche gauche & droite | MA6-1240 Unterlegschild | MA6-1240 Legend Plate
1SFA611940R1001 | MA16-1001 | Active | 7320500547816 | 0.9 | 1 | 10 | stuk | Pilot devices | BE31220 | SP (Control general) | stuk | MA16-1001 Legend Plate | MA16-1001 Legend Plate | MA16-1001 Beschr.schild 29,8mm x 44,5mm | MA16-1001 Legend Plate
1SFA611940R1060 | MA16-1060 | Active | 7320500547847 | 6.48 | 1 | 10 | stuk | Pilot devices | BE31220 | SP (Control general) | stuk | labelMA16 potentiometer 0-30 | Plaque de signalisation gamme modulaire pour potentiometer 0-30 | Schild für Potentiometer Skala 0-30 | MA16-1060 Legend Plate
1SFA616070R1131 | KL70-113R | Active | 7320500202098 | 224.79 | 1 | 1 | stuk | Signalling Device 105 | BE31220 | SP (Control general) | stuk | KL70-113R Light | Elément de signalisation Série K70 Etourdissant, rouge, 115Vac, Xenon lampe | KL70-113R Blitzlicht rot 115VAC CombiLine Signalsäule K70 | KL70-113R Light Element
1SFA616070R1132 | KL70-113G | Active | 7320500202104 | 224.79 | 1 | 1 | stuk | Signalling Device 105 | BE31220 | SP (Control general) | stuk | KL70-113G Light | Elément de signalisation Série K70 Etourdissant, vert, 115Vac, Xenon lampe incl. | KL70-113G Blitzlicht grün 115VAC CombiLine Signalsäule K70 | KL70-113G Light Element
1SFA616070R1133 | KL70-113Y | Active | 7320500202111 | 224.79 | 1 | 1 | stuk | Signalling Device 105 | BE31220 | SP (Control general) | stuk | KL70-113Y Light | Elément de signalisation Série K70 Etourdissant, jaune, 115Vac, Xenon lampe incl. | KL70-113Y Blitzlicht gelb 115VAC CombiLine Signalsäule K70 | KL70-113Y Light Element
1SFA616070R1134 | KL70-113L | Active | 7320500202128 | 224.79 | 1 | 1 | stuk | Signalling Device 105 | BE31220 | SP (Control general) | stuk | KL70-113L Light | Elément de signalisation Série K70 Etourdissant, bleu, 115Vac, Xenon lampe incl. | KL70-113L Blitzlicht blau 115VAC CombiLine Signalsäule K70 | KL70-113L Light Element
1SFA616070R1231 | KL70-123R | Active | 7320500202197 | 219.44 | 1 | 1 | stuk | Signalling Device 105 | BE31220 | SP (Control general) | stuk | KL70-123R Light | Elément de signalisation Série K70 Etourdissant, rouge, 230Vac, Xenon lampe incl. | KL70-123R Blitzlicht rot 230VAC CombiLine Signalsäule K70 | KL70-123R Light Element
1SFA616070R1233 | KL70-123Y | Active | 7320500202210 | 219.44 | 1 | 1 | stuk | Signalling Device 105 | BE31220 | SP (Control general) | stuk | KL70-123Y Light | Elément de signalisation Série K70 Etourdissant, jaune, 230Vac, Xenon lampe incl. | KL70-123Y Blitzlicht gelb 230VAC CombiLine Signalsäule K70 | KL70-123Y Light Element
1SFA616070R2031 | KL70-203R | Active | 7320500202296 | 278.3 | 1 | 1 | stuk | Signalling Device 105 | BE31220 | SP (Control general) | stuk | Licht K70 Flitsend rood 24Vdc Xenon lamp incl. | Elément de signalisation Série K70 Etourdissant, rouge, 24Vdc, Xenon lampe incl. | KL70-203R Blitzlicht rot 24VDC CombiLine Signalsäule K70 | KL70-203R Light Element
1SFA616070R2032 | KL70-203G | Active | 7320500202302 | 278.3 | 1 | 1 | stuk | Signalling Device 105 | BE31220 | SP (Control general) | stuk | KL70-203G Light | Elément de signalisation Série K70 Etourdissant, vert, 24Vdc, Xenon lampe incl. | KL70-203G Blitzlicht grün 24VDC CombiLine Signalsäule K70 | KL70-203G Light Element
1SFA616070R2033 | KL70-203Y | Active | 7320500202319 | 278.3 | 1 | 1 | stuk | Signalling Device 105 | BE31220 | SP (Control general) | stuk | Licht K70 Flitsend geel 24Vdc Xenon lamp incl. | KL70-203Y Light Element | KL70-203Y Blitzlicht gelb 24VDC CombiLine Signalsäule K70 | KL70-203Y Light Element
1SFA616070R2034 | KL70-203L | Active | 7320500202326 | 278.3 | 1 | 1 | stuk | Signalling Device 105 | BE31220 | SP (Control general) | stuk | KL70-203L Light | Elément de signalisation Série K70 Etourdissant, bleu, 24Vdc, Xenon lampe incl. | KL70-203L Blitzlicht blau 24VDC CombiLine Signalsäule K70 | KL70-203L Light Element
1SFA616070R3051 | KL70-305R | Active | 7320500202340 | 178.81 | 1 | 1 | stuk | Signalling Device 105 | BE31220 | SP (Control general) | stuk | Licht K70 Continu rood 24Vac/dc LED incl. | MODULE OPTIQUE PERMANENT 24V AC/CC LED ROUGE INCLUS | KL70-305R LED-Dauerlicht rot 24VAC/DC CombiLine Signalsäule K70 | KL70-305R Light Element
1SFA616070R3052 | KL70-305G | Active | 7320500202357 | 178.81 | 1 | 1 | stuk | Signalling Device 105 | BE31220 | SP (Control general) | stuk | Licht K70 Continu groen 24Vac/dc LED incl. | Elément de signalisation Série K70 Continu, vert, 24Vac/dc, LED incl. | KL70-305G LED-Dauerlicht grün 24VAC/DC CombiLine Signalsäule K70 | KL70-305G Light Element
1SFA616070R3053 | KL70-305Y | Active | 7320500202364 | 178.81 | 1 | 1 | stuk | Signalling Device 105 | BE31220 | SP (Control general) | stuk | Licht K70 Continu geel 24Vac/dc LED incl. | Elément de signalisation Série K70 Continu, jaune, 24Vac/dc, LED incl. | KL70-305Y LED-Dauerlicht gelb 24VAC/DC CombiLine Signalsäule K70 | KL70-305Y Light Element
1SFA616070R3054 | KL70-305L | Active | 7320500239353 | 193.21 | 1 | 1 | stuk | Signalling Device 105 | BE31220 | SP (Control general) | stuk | Licht K70 Continu blauw 24Vac/dc LED incl. | Elément de signalisation Série K70 Continu, bleu, 24Vac/dc, LED incl. | KL70-305L LED Dauerlicht blau 24VAC/DC CombiLine Signalsäule K70 | KL70-305L Light Element
1SFA616070R3058 | KL70-305C | Active | 7320500239360 | 193.21 | 1 | 1 | stuk | Signalling Device 105 | BE31220 | SP (Control general) | stuk | KL70-305C Light | Elément de signalisation Série K70 Continu, clair, 24Vac/dc, LED incl. | KL70-305C LED Dauerlicht weiss 24VAC/DC CombiLine Signalsäule K70 | KL70-305C Light Element
1SFA616070R3061 | KL70-306R | Active | 7320500202371 | 268.82 | 1 | 1 | stuk | Signalling Device 105 | BE31220 | SP (Control general) | stuk | Licht K70 Knip. rood 24Vac/dc LED incl. | ELEMENT LUMINEUX K L70-306R | KL70-306R LED-Blinklicht rot 24VAC/DC CombiLine Signalsäule K70 | KL70-306R Light Element
1SFA616070R3062 | KL70-306G | Active | 7320500202388 | 268.82 | 1 | 1 | stuk | Signalling Device 105 | BE31220 | SP (Control general) | stuk | Licht K70 Knip. groen 24Vac/dc LED incl. | Elément de signalisation Série K70 Clignotant, vert, 24Vac/dc, LED incl. | KL70-306G LED-Blinklicht grün 24VAC/DC CombiLine Signalsäule K70 | KL70-306G Light Element
1SFA616070R3063 | KL70-306Y | Active | 7320500202395 | 268.82 | 1 | 1 | stuk | Signalling Device 105 | BE31220 | SP (Control general) | stuk | Licht K70 Knip. geel 24Vac/dc LED incl. | LED BLINKING LIGHT YELLOW 24 V AC/DC | KL70-306Y LED-Blinklicht gelb 24VAC/DC CombiLine Signalsäule K70 | KL70-306Y Light Element
1SFA616070R3064 | KL70-306L | Active | 7320500239377 | 268.82 | 1 | 1 | stuk | Signalling Device 105 | BE31220 | SP (Control general) | stuk | Licht K70 Knip. blauw 24Vac/dc LED incl. | Elément de signalisation Série K70 Clignotant, bleu, 24Vac/dc, LED incl. | KL70-306L LED Blinklicht blau 24VAC/DC CombiLine Signalsäule K70 | KL70-306L Light Element
1SFA616070R3071 | KL70-307R | Active | 7320500202401 | 268.82 | 1 | 1 | stuk | Signalling Device 105 | BE31220 | SP (Control general) | stuk | Licht K70 Draaiend rood 24Vac/dc LED incl. | Elément de signalisation Série K70 Tournant, rouge, 24Vac/dc, LED incl. | KL70-307R LED-Rundumlicht rot 24VAC/DC CombiLine Signalsäule K70 | KL70-307R Light Element
1SFA616070R3073 | KL70-307Y | Active | 7320500202425 | 268.82 | 1 | 1 | stuk | Signalling Device 105 | BE31220 | SP (Control general) | stuk | Licht K70 Draaiend geel 24Vac/dc LED incl. | Elément de signalisation Série K70 Tournant, jaune, 24Vac/dc, LED incl. | KL70-307Y LED-Rundumlicht gelb 24VAC/DC CombiLine Signalsäule K70 | KL70-307Y Light Element
1SFA616070R4011 | KL70-401R | Active | 7320500202432 | 52.69 | 1 | 1 | stuk | Signalling Device 105 | BE31220 | SP (Control general) | stuk | Licht K70 Permanent rood | LIGHT ELEMENT - PERMANENT/RED | KL70-401R Dauerlicht rot 12-240VAC/DC CombiLine Signalsäule K70 | KL70-401R Light Element
1SFA616070R4012 | KL70-401G | Active | 7320500202449 | 52.69 | 1 | 1 | stuk | Signalling Device 105 | BE31220 | SP (Control general) | stuk | Licht K70 Permanent groen | LIGHT ELEMENT - PERMANENT/GREEN | KL70-401G Dauerlicht grün 12-240VAC/DC CombiLine Signalsäule K70 | KL70-401G Light Element
1SFA616070R4013 | KL70-401Y | Active | 7320500202456 | 52.69 | 1 | 1 | stuk | Signalling Device 105 | BE31220 | SP (Control general) | stuk | Licht K70 Permanent Geel | LIGHT ELEMENT - PERMANENT/YELLOW | KL70-401Y Dauerlicht gelb 12-240VAC/DC CombiLine Signalsäule K70 | KL70-401Y Light Element
1SFA616070R4014 | KL70-401L | Active | 7320500202463 | 52.69 | 1 | 1 | stuk | Signalling Device 105 | BE31220 | SP (Control general) | stuk | Licht K70 Permanent Blauw | LIGHT ELEMENT - PERMANENT/BLUE | KL70-401L Dauerlicht blau 12-240VAC/DC CombiLine Signalsäule K70 | KL70-401L Light Element
1SFA616070R4018 | KL70-401C | Active | 7320500202470 | 52.69 | 1 | 1 | stuk | Signalling Device 105 | BE31220 | SP (Control general) | stuk | Licht K70 Permanent helder | KL70-401C Light Element | KL70-401C Dauerlicht klar 12-240VAC/DC CombiLine Signalsäule K70 | KL70-401C Light Element
1SFA616071R1201 | KB70-1201 | Active | 7320500202487 | 119.18 | 1 | 1 | stuk | Signalling Device 105 | BE31220 | SP (Control general) | stuk | Zoemer KB70 Dubb. Fct 85dB 230Vac | Elément audisible Série K70 Deux fonctions, 85dB, 230Vac | KB70-1201 Summerelement 85dB 230VAC Dauerton oder pulsierend einstellbar | KB70-1201 Buzzer element
1SFA616071R3001 | KB70-3001 | Active | 7320500202494 | 112.82 | 1 | 1 | stuk | Signalling Device 105 | BE31220 | SP (Control general) | stuk | Zoemer KB70 85dB 24Vac/dc | BUZZER 85DB 24V AC/DC | KB70-3001 Summerelement 85dB 24VAC/DC Dauerton oder pulsierend einstellbar | KB70-3001 Buzzer element
1SFA616071R3101 | KB70-3101 | Active | 7320500202500 | 127.21 | 1 | 1 | stuk | Signalling Device 105 | BE31220 | SP (Control general) | stuk | Zoemer KB70 Dubb. Fct 85dB 115Vac/dc | Elément audisible Série K70 Deux fonctions, 85dB, 115Vac/dc | KB70-3101 Summerelement 85dB 115VAC/DC Dauerton oder pulsierend einstellbar | KB70-3101 Buzzer element
1SFA616073R1104 | KS70-1104 | Active | 7320500202517 | 188.41 | 1 | 1 | stuk | Signalling Device 105 | BE31220 | SP (Control general) | stuk | Sirene KS70Multi Fct 100dB 115Vac | Elément de sirene Série K70 Multi fonction, 100dB, 115Vac | KS70-1104 Sirenenelement 100dB 115VAC multifunkt.einstellb.8 Töne u.Lautstärke | KS70-1104 Siren element
1SFA616073R1204 | KS70-1204 | Active | 7320500202524 | 188.41 | 1 | 1 | stuk | Signalling Device 105 | BE31220 | SP (Control general) | stuk | Sirene KS70Multi Fct 100dB 230Vac | Elément de sirene Série K70 Multi fonction, 100dB, 230Vac | KS70-1204 Sirenenelement 100dB 230VAC multifunkt.einstellb.8 Töne u.Lautstärke | KS70-1204 Siren element
1SFA616073R2002 | KS70-2002 | Active | 7320500202531 | 119.18 | 1 | 1 | stuk | Signalling Device 105 | BE31220 | SP (Control general) | stuk | Sirene KS70 Continue toon 108dB 24Vdc | Elément de sirene Série K70 Ton continu, 108dB, 24Vdc | KS70-2002 Sirenenelement 108dB 24VDC Dauerton alternierend CombiLine Licht- | KS70-2002 Siren element
1SFA616073R2004 | KS70-2004 | Active | 7320500202555 | 201.62 | 1 | 1 | stuk | Signalling Device 105 | BE31220 | SP (Control general) | stuk | Sirene KS70Multi Fct 100dB 24Vdc | Elément de sirene Série K70 Multi fonction, 100dB, 24Vdc | KS70-2004 Sirenenelement 100dB 24VDC multifunkt.einstellb.7 Töne u.Lautstärke | KS70-2004 Siren element
1SFA616073R3004 | KS70-3004 | Active | 7320500202548 | 176.42 | 1 | 1 | stuk | Signalling Device 105 | BE31220 | SP (Control general) | stuk | Sirene KS70Multi Fct 100dB 24Vac/dc | BUZZER MULTI FUNCTIE 24V AC/DC | KS70-3004 Sirenenelement 100dB 24VAC/DC multifunkt.einstellb.8 Töne u.Lautstärke | KS70-3004 Siren element
1SFA616075R1001 | KT70-1001 | Active | 7320500202562 | 73.93 | 1 | 1 | stuk | Signalling Device 105 | BE31220 | SP (Control general) | stuk | Aansluitelement KT70 Tube montage | TERMINAL ELEMENT - TUBE MOUNTING | KT70-1001 Anschlusselement f.Rohrmontage incl.Abschlußdeckel CombiLine Lichtsäule | KT70-1001 Terminal element
1SFA616075R1002 | KT70-1002 | Active | 7320500202579 | 73.8 | 1 | 1 | stuk | Signalling Device 105 | BE31220 | SP (Control general) | stuk | Aansluitelement KT70 KT70-1002 | TERMINAL ELEMENT KT70-1002 | KT70-1002 Anschlusselement Winkelmontage incl.Abschlussdeckel K70 | KT70-1002 Terminal element
1SFA616077R1001 | KA70-1001 | Active | 7320500202586 | 31.8 | 1 | 1 | stuk | Signalling Device 105 | BE31220 | SP (Control general) | stuk | cont.blok KA70 Kabel uitgang aan de zijkant | Block de contact Série K70 Entrée de cable latéral | KA70-1001 Anschlussdose seitl.Kabelabg. CombiLine Lichtsäule K70 | KA70-1001 Contact Box
1SFA616077R1002 | KA70-1002 | Active | 7320500202593 | 90.12 | 1 | 1 | stuk | Signalling Device 105 | BE31220 | SP (Control general) | stuk | cont.blok KA70Mag.e basis | Block de contact Série K70 Base magnétique | KA70-1002 Anschlussdose m.Magnetfuss Kabelabgang CombiLine Lichtsäule K70 | KA70-1002 Contact Box
1SFA616077R1011 | KA70-1011 | Active | 7320500202609 | 45.23 | 1 | 1 | stuk | Signalling Device 105 | BE31220 | SP (Control general) | stuk | KA70-1011 BaseTube | BASE WITH TUBE 110MM | KA70-1011 Fuss mit Kunststoffrohr 110mm CombiLine Lichtsäule K70 | KA70-1011 Base with Tube
1SFA616077R1012 | KA70-1012 | Active | 7320500202616 | 25.32 | 1 | 1 | stuk | Signalling Device 105 | BE31220 | SP (Control general) | stuk | KA70-1012 Base Tube | BASE WITH TUBE PLASTIC | KA70-1012 Fuss Kunststoff D=25mm CombiLine Lichtsäule K70 | KA70-1012 Base for Tube
1SFA616077R1013 | KA70-1013 | Active | 7320500202623 | 51.84 | 1 | 1 | stuk | Signalling Device 105 | BE31220 | SP (Control general) | stuk | Basis KA70 tube (metaal) | BASE WITH TUBE METAL | KA70-1013 Fuss Aluminium D=25mm CombiLine Lichtsäule K70 | KA70-1013 Base for Tube
1SFA616077R1021 | KA70-1021 | Active | 7320500202630 | 31.8 | 1 | 1 | stuk | Signalling Device 105 | BE31220 | SP (Control general) | stuk | Buis K70 D=25mm L=250mm | TUBE ANNODIZED ALLU 250MM | KA70-1021 Aluminiumrohr D=25mm L=250mm CombiLine Lichtsäule K70 | KA70-1021 Tube
1SFA616077R1022 | KA70-1022 | Active | 7320500202647 | 43.33 | 1 | 1 | stuk | Signalling Device 105 | BE31220 | SP (Control general) | stuk | Buis K70 D=25mm L=400mm | TUBE ANNODIZED ALLU 400MM | KA70-1022 Aluminiumrohr D=25mm L=400mm CombiLine Lichtsäule K70 | KA70-1022 Tube
1SFA616077R1031 | KA70-1031 | Active | 7320500202654 | 27.49 | 1 | 1 | stuk | Signalling Device 105 | BE31220 | SP (Control general) | stuk | KA70-1031 Bracket | KA70-1031 Bracket | KA70-1031 Befestigungswinkel einseitig Montage CombiLine Lichtsäule K70 | KA70-1031 Bracket
1SFA616077R1032 | KA70-1032 | Active | 7320500202661 | 27.49 | 1 | 1 | stuk | Signalling Device 105 | BE31220 | SP (Control general) | stuk | Steun KA70 2 zijdelingseMont. | Support Série K70 2 montage latéral | KA70-1032 Befestigungswinkel zweiseitig Montage CombiLine Lichtsäule K70 | KA70-1032 Bracket
1SFA616077R1033 | KA70-1033 | Active | 7320500249543 | 45.13 | 1 | 1 | stuk | Signalling Device 105 | BE31220 | SP (Control general) | stuk | Steun KA70 BuisMont. | Support Série K70 Montage sur tube | KA70-1033 Winkel für Montage-Fuss CombiLine Lichtsäule K70 | KA70-1033 Bracket
1SFA616077R1034 | KA70-1034 | Active | 7320500249550 | 28.92 | 1 | 1 | stuk | Signalling Device 105 | BE31220 | SP (Control general) | stuk | Steun KA70 opp.teMont. | Support Série K70 Montage sur surface | KA70-1034 Winkel für Montage-Fuss CombiLine Lichtsäule K70 | KA70-1034 Bracket
1SFA616080R1132 | KSB-113G | Active | 7320500202685 | 238.82 | 1 | 1 | stuk | Signalling Device 105 | BE31220 | SP (Control general) | stuk | Sig.baken KSB Flitsend groen 115Vac | Signal de balisage Série KSB Etourdissant, vert, 115Vac, Xenon lampe incl. | KSB-113G Blitzleuchte grün 115VAC CombiLine Signalleuchten KSB | KSB-113G Signal Beacon
1SFA616080R1133 | KSB-113Y | Active | 7320500202692 | 238.82 | 1 | 1 | stuk | Signalling Device 105 | BE31220 | SP (Control general) | stuk | Signalling Device 105 KSB-113Y | Signal de balisage Série KSB Etourdissant, jaune, 115Vac, Xenon lampe incl. | KSB-113Y Blitzleuchte gelb 115VAC CombiLine Signalleuchten KSB | KSB-113Y Signal Beacon
1SFA616080R1134 | KSB-113L | Active | 7320500202708 | 238.82 | 1 | 1 | stuk | Signalling Device 105 | BE31220 | SP (Control general) | stuk | Sig.baken KSB Flitsend blauw 115Vac | Signal de balisage Série KSB Etourdissant, bleu, 115Vac, Xenon lampe incl. | KSB-113L Blitzleuchte blau 115VAC CombiLine Signalleuchten KSB | KSB-113L Signal Beacon
1SFA616080R1138 | KSB-113C | Active | 7320500202715 | 238.82 | 1 | 1 | stuk | Signalling Device 105 | BE31220 | SP (Control general) | stuk | Sig.baken KSB Flitsend transp. 115Vac | Signal de balisage Série KSB Etourdissant, clair, 115Vac, Xenon lampe incl. | KSB-113C Blitzleuchte farblos 115VAC CombiLine Signalleuchten KSB | KSB-113C Signal Beacon
1SFA616080R1231 | KSB-123R | Active | 7320500202722 | 238.82 | 1 | 1 | stuk | Signalling Device 105 | BE31220 | SP (Control general) | stuk | Sig.baken KSB Flitsend rood 230Vac | SIGNAL BEACON FLASHING/RED | KSB-123R Blitzleuchte rot 230VAC CombiLine Signalleuchten KSB | KSB-123R Signal Beacon
1SFA616080R1232 | KSB-123G | Active | 7320500202739 | 238.82 | 1 | 1 | stuk | Signalling Device 105 | BE31220 | SP (Control general) | stuk | Sig.baken KSB Flitsend groen 230Vac | Signal de balisage Série KSB Etourdissant, vert, 230Vac, Xenon lampe incl. | KSB-123G Blitzleuchte grün 230VAC CombiLine Signalleuchten KSB | KSB-123G Signal Beacon
1SFA616080R1233 | KSB-123Y | Active | 7320500202746 | 238.82 | 1 | 1 | stuk | Signalling Device 105 | BE31220 | SP (Control general) | stuk | Signalling Device 105 KSB-123Y | Signal de balisage Série KSB Etourdissant, jaune, 230Vac, Xenon lampe incl. | KSB-123Y Blitzleuchte gelb 230VAC CombiLine Signalleuchten KSB | KSB-123Y Signal Beacon
1SFA616080R2031 | KSB-203R | Active | 7320500202777 | 274.82 | 1 | 1 | stuk | Signalling Device 105 | BE31220 | SP (Control general) | stuk | Signalling Device 105 KSB-203R | Signal de balisage Série KSB Etourdissant, rouge, 24Vdc, Xenon lampe incl. | KSB-203R Blitzleuchte rot 24VDC CombiLine Signalleuchten KSB | KSB-203R Signal Beacon
1SFA616080R2032 | KSB-203G | Active | 7320500202784 | 274.82 | 1 | 1 | stuk | Signalling Device 105 | BE31220 | SP (Control general) | stuk | Signalling Device 105 KSB-203G | Signal de balisage Série KSB Etourdissant, vert, 24Vdc, Xenon lampe incl. | KSB-203G Blitzleuchte grün 24VDC CombiLine Signalleuchten KSB | KSB-203G Signal Beacon
1SFA616080R2033 | KSB-203Y | Active | 7320500202791 | 274.82 | 1 | 1 | stuk | Signalling Device 105 | BE31220 | SP (Control general) | stuk | Signalling Device 105 KSB-203Y | SIGNAL BEACON FLASHING/YELLOW | KSB-203Y Blitzleuchte gelb 24VDC CombiLine Signalleuchten KSB | KSB-203Y Signal Beacon
1SFA616080R2034 | KSB-203L | Active | 7320500202807 | 274.82 | 1 | 1 | stuk | Signalling Device 105 | BE31220 | SP (Control general) | stuk | Signalling Device 105 KSB-203L | Signal de balisage Série KSB Etourdissant, bleu, 24Vdc, Xenon lampe incl. | KSB-203L Blitzleuchte blau 24VDC CombiLine Signalleuchten KSB | KSB-203L Signal Beacon
1SFA616080R3051 | KSB-305R | Active | 7320500202821 | 294.03 | 1 | 1 | stuk | Signalling Device 105 | BE31220 | SP (Control general) | stuk | Signalling Device 105 KSB-305R | KSB-305R Signal Beacon | KSB-305R LED-Dauerleuchte rot 24VAC/DC CombiLine Signalleuchten KSB | KSB-305R Signal Beacon
1SFA616080R3052 | KSB-305G | Active | 7320500202838 | 294.03 | 1 | 1 | stuk | Signalling Device 105 | BE31220 | SP (Control general) | stuk | Signalling Device 105 KSB-305G | KSB-305G Signal Beacon | KSB-305G LED-Dauerleuchte grün 24VAC/DC CombiLine Signalleuchten KSB | KSB-305G Signal Beacon
1SFA616080R3053 | KSB-305Y | Active | 7320500202845 | 294.03 | 1 | 1 | stuk | Signalling Device 105 | BE31220 | SP (Control general) | stuk | Signalling Device 105 KSB-305Y | Signal de balisage Série KSB Continu, jaune, 24Vac/dc, LED lampe incl. | KSB-305Y LED-Dauerleuchte gelb 24VAC/DC CombiLine Signalleuchten KSB | KSB-305Y Signal Beacon
1SFA616080R3061 | KSB-306R | Active | 7320500202852 | 294.03 | 1 | 1 | stuk | Signalling Device 105 | BE31220 | SP (Control general) | stuk | Sig.baken KSB Knip. rood 24Vac/dc | Signal de balisage Série KSB Clignotant, rouge, 24Vac/dc, LED lampe incl. | KSB-306R LED-Blinkleuchte rot 24VAC/DC CombiLine Signalleuchten KSB | KSB-306R Signal Beacon
1SFA616080R3063 | KSB-306Y | Active | 7320500202876 | 294.03 | 1 | 1 | stuk | Signalling Device 105 | BE31220 | SP (Control general) | stuk | Sig.baken KSB Knip. geel 24Vac/dc | Signal de balisage Série KSB Clignotant, jaune, 24Vac/dc, LED lampe incl. | KSB-306Y LED-Blinkleuchte gelb 24VAC/DC CombiLine Signalleuchten KSB | KSB-306Y Signal Beacon
1SFA616080R3071 | KSB-307R | Active | 7320500202883 | 294.03 | 1 | 1 | stuk | Signalling Device 105 | BE31220 | SP (Control general) | stuk | Signalling Device 105 KSB-307R | Signal de balisage Série KSB Tournant, rouge, 24Vac/dc, LED lampe incl. | KSB-307R LED-Rundumleuchte rot 24VAC/DC CombiLine Signalleuchten KSB | KSB-307R Signal Beacon
1SFA616080R3073 | KSB-307Y | Active | 7320500202906 | 294.03 | 1 | 1 | stuk | Signalling Device 105 | BE31220 | SP (Control general) | stuk | Signalling Device 105 KSB-307Y | Signal de balisage Série KSB Tournant, jaune, 24Vac/dc, LED lampe incl. | KSB-307Y LED-Rundumleuchte gelb 24VAC/DC CombiLine Signalleuchten KSB | KSB-307Y Signal Beacon
1SFA616080R4011 | KSB-401R | Active | 7320500202913 | 84.73 | 1 | 1 | stuk | Signalling Device 105 | BE31220 | SP (Control general) | stuk | Sig.baken KSB Continu rood 12-240Vac/dc voor | SIGNAL BEACON PERMANENT/RED | KSB-401R Dauerleuchte rot 12-240VAC/DC CombiLine Signalleuchten KSB | KSB-401R Signal Beacon
1SFA616080R4012 | KSB-401G | Active | 7320500202920 | 84.73 | 1 | 1 | stuk | Signalling Device 105 | BE31220 | SP (Control general) | stuk | Sig.baken KSB Continu groen 12-240Vac/dc voor | SIGNAL BEACON PERMANENT/GREEN | KSB-401G Dauerleuchte grün 12-240VAC/DC CombiLine Signalleuchten KSB | KSB-401G Signal Beacon
1SFA616080R4013 | KSB-401Y | Active | 7320500202937 | 84.73 | 1 | 1 | stuk | Signalling Device 105 | BE31220 | SP (Control general) | stuk | Sig.baken KSB Continu geel 12-240Vac/dc voor | SIGNAL BEACON PERMANENT/YELLOW | KSB-401Y Dauerleuchte gelb 12-240VAC/DC CombiLine Signalleuchten KSB | KSB-401Y Signal Beacon
1SFA616080R4014 | KSB-401L | Active | 7320500202944 | 84.73 | 1 | 1 | stuk | Signalling Device 105 | BE31220 | SP (Control general) | stuk | Sig.baken KSB Continu blauw 12-240Vac/dc voor | SIGNAL BEACON PERMANENT/BLUE | KSB-401L Dauerleuchte blau 12-240VAC/DC CombiLine Signalleuchten KSB | KSB-401L Signal Beacon
1SFA616080R4018 | KSB-401C | Active | 7320500202951 | 84.73 | 1 | 1 | stuk | Signalling Device 105 | BE31220 | SP (Control general) | stuk | Sig.baken KSB Continu transp. 12-240Vac/dc voor | Signal de balisage Série KSB Continu, clair, 12-240Vac/dc, pour BA15d pas incl. | KSB-401C Dauerleuchte farbl.12-240VAC/DC CombiLine Signalleuchten KSB | KSB-401C Signal Beacon
1SFA616087R1000 | KASB-1000 | Active | 7320500204191 | 10.81 | 1 | 1 | stuk | Signalling Device 105 | BE31220 | SP (Control general) | stuk | Anti-twist KASB KASB-1000 Anti-twist | KASB-1000 Anti-twist | KASB-100 Verdrehsicherung ABB CombiLine CombiLine Signalleuchten KSB | KASB-1000 Anti-twist
1SFA616105R4001 | KP6-40R | Active | 7320500200469 | 12.43 | 1 | 10 | stuk | Pilot devices | BE31220 | SP (Control general) | stuk | KP6 30mm rood robuust | Boutton poussoir saillant Série modulaire 30mm, rouge, robuste | Extended pushbutton Modular range 30mm, red, heavy duty | KP6-40R Heavy Duty Pushbutton
1SFA616105R4002 | KP6-40G | Active | 7320500200476 | 12.43 | 1 | 10 | stuk | Pilot devices | BE31220 | SP (Control general) | stuk | KP6 30mm groen robuust | Boutton poussoir saillant Série modulaire 30mm, verte, robuste | Extended pushbutton Modular range 30mm, green, heavy duty | KP6-40G Heavy Duty Pushbutton
1SFA616105R4006 | KP6-40B | Active | 7320500193945 | 12.43 | 1 | 10 | stuk | Pilot devices | BE31220 | SP (Control general) | stuk | KP6 30mm zw robuust | Boutton poussoir saillant Série modulaire 30mm, noir, robuste | Extended pushbutton Modular range 30mm, black, heavy duty | KP6-40B Heavy Duty Pushbutton
1SFA616105R4016 | KP6-40B-10 | Active | 7320500126165 | 18.83 | 1 | 10 | stuk | Pilot devices | BE31220 | SP (Control general) | stuk | KP6 30mm zw robuust 1NO | Boutton poussoir saillant Série modulaire 30mm, noir, robuste, 1NO | Extended pushbutton Modular range 30mm, black, heavy duty, 1NO | KP6-40B-10 Heavy Duty Pushbutton
1SFA616105R4076 | KP6-40B-11 | Active | 7320500200490 | 35.73 | 1 | 10 | stuk | Pilot devices | BE31220 | SP (Control general) | stuk | KP6 30mm zw robuust 1NO/1NC | Boutton poussoir saillant Série modulaire 30mm, noir, robuste, 1NO/1NC | Extended pushbutton Modular range 30mm, black, heavy duty, 1NO/1NC | KP6-40B-11 Heavy Duty Pushbutton
1SFA616160R1005 | 1SFA616160R1005 | Active | 7320500248638 | 10.23 | 1 | 10 | stuk | Modular Plastic Range | BE31220 | SP (Control general) | stuk | Reset drukknop wit zonder tekst Modulaire serie KPR1-101W | Bouton poussoir reset blanc sans texte Série modulaire KPR1-101W | Reset pushbutton white without text Modular range KPR1-101W | Reset pushbutton white without text Modular range KPR1-101W
1SFA616160R1046 | KPR1-104B | Active | 7320500548042 | 9.84 | 1 | 10 | stuk | Pilot devices | BE31220 | SP (Control general) | stuk | Reset knop KPR1 zw.Mod.Reset Pushbutton | Bouton poussoir noir Reset Série modulair KPR1-104B | Black Modular Reset Pushbutton Modular range KPR1-104B | KPR1-104B Reset Pushbutton
1SFA616162R1014 | KPR3-101L | Active | 7320500548165 | 16.14 | 1 | 10 | stuk | Pilot devices | BE31220 | SP (Control general) | stuk | Reset knop KPR3 BlueMod.Reset Pushbutton | Bouton poussoir plongé blue avec axe | KPR3-101L Rückstelltaster m.Stössel blau,flach,Text:R CombiLine-Modular | KPR3-101L Reset Pushbutton
1SFA616162R1015 | KPR3-101W | Active | 7320500548172 | 15.84 | 1 | 10 | stuk | Pilot devices | BE31220 | SP (Control general) | stuk | Reset knop KPR3 witMod.Reset Pushbutton | KPR3-101W Reset Pushbutton | KPR3-101W Reset Pushbutton | KPR3-101W Reset Pushbutton
1SFA616162R1046 | KPR3-104B | Active | 7320500548202 | 15.83 | 1 | 10 | stuk | Pilot devices | BE31220 | SP (Control general) | stuk | Reset knop KPR3 zw.Mod.Reset Pushbutton | KPR3-104B Reset Pushbutton | Reset pushbutton with shaft Black, with text 'RESET' | KPR3-104B Reset Pushbutton
1SFA616163R1001 | KPR4-100R | Active | 7320500548226 | 16.14 | 1 | 10 | stuk | Pilot devices | BE31220 | SP (Control general) | stuk | Reset drukknopas KPR4 KPR4-100R | Bouton poussoir avec arbre KPR4-100R | KPR4-100R Rückstelltaster m.Stössel rot,hoch,kein Text CombiLine-Modular | KPR4-100R Reset Pushbutton
1SFA616163R1051 | KPR4-105R | Active | 7320500548257 | 16.14 | 1 | 10 | stuk | Pilot devices | BE31220 | SP (Control general) | stuk | Reset KPR4 Uitstekend rood 0 | Bouton de réarmement | Reset pushbutton | KPR4-105R Reset Pushbutton
1SFA616901R1019 | KTC1-1019 | Active | 7320500548301 | 1.71 | 1 | 10 | stuk | Pilot devices | BE31220 | SP (Control general) | stuk | T XTplaat KTC1 KTC1-1019 | Text cap gamme modulaire | Text cap white with symbol Off | KTC1-1019 Text Cap
1SFA616901R1020 | KTC1-1020 | Active | 7320500548318 | 1.71 | 1 | 10 | stuk | Pilot devices | BE31220 | SP (Control general) | stuk | T XTplaat KTC1 KTC1-1020 | KTC1-1020 Text Cap | TEXTCAP FLUSH KTC1-1020 Modular range Flush button, white, ON | KTC1-1020 Text Cap
1SFA616901R1025 | KTC1-1025 | Active | 7320500548325 | 1.71 | 1 | 10 | stuk | Pilot devices | BE31220 | SP (Control general) | stuk | T XTplaat KTC1 KTC1-1025 | KTC1-1025 Text Cap | KTC1-1025 Textkappe flach weiss Reset f.Taster CombiLine-Modular 2.Generation | KTC1-1025 Text Cap
1SFA616901R1031 | KTC1-1031 | Active | 7320500548332 | 1.71 | 1 | 10 | stuk | Pilot devices | BE31220 | SP (Control general) | stuk | T XTplaat KTC1 KTC1-1031 | KTC1-1031 Text Cap | KTC1-1031 Textkappe flach weiss Stop f.Taster CombiLine-Modular 2.Generation | KTC1-1031 Text Cap
1SFA616901R2019 | KTC1-2019 | Limited | 7320500548370 | 1.91 | 1 | 10 | stuk | Pilot devices | BE31220 | SP (Control general) | stuk | T XTplaat KTC1 KTC1-2019 | KTC1-2019 Text Cap | KTC1-2019 Textkappe flach weiss R f.Taster CombiLine-Modular 2.Generation | KTC1-2019 Text Cap
1SFA616901R2030 | KTC1-2030 | Active | 7320500548387 | 1.71 | 1 | 10 | stuk | Pilot devices | BE31220 | SP (Control general) | stuk | T XTplaat KTC1 KTC1-2030 | KTC1-2030 Text Cap | KTC1-2030 Textkappe flach weiss Start f.Taster CombiLine-Modular 2.Generation | KTC1-2030 Text Cap
1SFA616901R6019 | KTC1-6019 | Active | 7320500548394 | 1.71 | 1 | 10 | stuk | Pilot devices | BE31220 | SP (Control general) | stuk | T XTplaat KTC1 KTC1-6019 | KTC1-6019 Text Cap | KTC1-6019 Textkappe flach weiss Aus f.Taster CombiLine-Modular 2.Generation | KTC1-6019 Text Cap
1SFA616901R6020 | KTC1-6020 | Active | 7320500548400 | 1.71 | 1 | 10 | stuk | Pilot devices | BE31220 | SP (Control general) | stuk | T XTplaat KTC1 KTC1-6020 | KTC1-6020 Text Cap | KTC1-6020 Textkappe flach weiss Ein f.Taster CombiLine-Modular 2.Generation | KTC1-6020 Text Cap
1SFA616901R9000 | KTC1-9000 | Active | 7320500548431 | 1.71 | 1 | 10 | stuk | Pilot devices | BE31220 | SP (Control general) | stuk | T XTplaat KTC1 KTC1-9000 | CAPUCHON AVEC TEXTE | KTC1-9000 Textkappe flach weiss ohne f.Taster CombiLine-Modular 2.Generation | KTC1-9000 Text Cap
1SFA616901R9002 | KTC1-9002 | Active | 7320500548448 | 1.71 | 1 | 10 | stuk | Pilot devices | BE31220 | SP (Control general) | stuk | T XTplaat KTC1 KTC1-9002 | KTC1-9002 Text Cap | KTC1-9002 Symbolkappe weiss: I f.flache Taste f.beleuchtb.Drucktaster | KTC1-9002 Text Cap
1SFA616901R9003 | KTC1-9003 | Active | 7320500548455 | 1.71 | 1 | 10 | stuk | Pilot devices | BE31220 | SP (Control general) | stuk | T XTplaat KTC1 KTC1-9003 | KTC1-9003 Text Cap | KTC1-9003 Symbolkappe weiss: II f.flache Taste f.beleuchtb.Drucktaster | KTC1-9003 Text Cap
1SFA616901R9004 | KTC1-9004 | Active | 7320500548462 | 1.71 | 1 | 10 | stuk | Pilot devices | BE31220 | SP (Control general) | stuk | T XTplaat KTC1 KTC1-9004 | KTC1-9004 Text Cap | KTC1-9004 Symbolkappe weiss: O f.flache Taste f.beleuchtb.Drucktaster | KTC1-9004 Text Cap
1SFA616901R9005 | KTC1-9005 | Active | 7320500548479 | 1.71 | 1 | 10 | stuk | Pilot devices | BE31220 | SP (Control general) | stuk | T XTplaat KTC1 KTC1-9005 | KTC1-9005 Text Cap | KTC1-9005 Symbolkappe weiss: Pfeil auf f.flache Taste f.beleuchtb.Drucktaster | KTC1-9005 Text Cap
1SFA616901R9006 | KTC1-9006 | Active | 7320500548486 | 1.71 | 1 | 10 | stuk | Pilot devices | BE31220 | SP (Control general) | stuk | T XTplaat KTC1 KTC1-9006 | KTC1-9006 Text Cap | KTC1-9006 Symbolkappe weiss: ON f.flache Taste f.beleuchtb.Drucktaster | KTC1-9006 Text Cap
1SFA616901R9009 | KTC1-9009 | Active | 7320500548493 | 1.71 | 1 | 10 | stuk | Pilot devices | BE31220 | SP (Control general) | stuk | T XTplaat KTC1 KTC1-9009 | KTC1-9009 Text Cap | TEXTCAP-KTC1-9009 TEXT: "R" ABB COMBILINE | KTC1-9009 Text Cap
1SFA616902R1019 | KTC2-1019 | Limited | 7320500548615 | 2.13 | 1 | 10 | stuk | Pilot devices | BE31220 | SP (Control general) | stuk | T XTplaat KTC2 KTC2-1019 | KTC2-1019 Text Cap | KTC2-1019 Textkappe hoch weiss Off f.Taster CombiLine-Modular 2.Generation | KTC2-1019 Text Cap
1SFA616902R1020 | KTC2-1020 | Limited | 7320500548622 | 2.13 | 1 | 10 | stuk | Pilot devices | BE31220 | SP (Control general) | stuk | T XTplaat KTC2 KTC2-1020 | KTC2-1020 Text Cap | KTC2-1020 Textkappe hoch weiss On f.Taster CombiLine-Modular 2.Generation | KTC2-1020 Text Cap
1SFA616902R1025 | KTC2-1025 | Active | 7320500548639 | 1.93 | 1 | 10 | stuk | Pilot devices | BE31220 | SP (Control general) | stuk | T XTplaat KTC2 KTC2-1025 | KTC2-1025 Text Cap | KTC2-1025 Textkappe hoch weiss Reset f.Taster CombiLine-Modular 2.Generation | KTC2-1025 Text Cap
1SFA616902R1031 | KTC2-1031 | Active | 7320500548646 | 1.93 | 1 | 10 | stuk | Pilot devices | BE31220 | SP (Control general) | stuk | T XTplaat KTC2 KTC2-1031 | KTC2-1031 Text Cap | KTC2-1031 Textkappe hoch weiss Stop f.Taster CombiLine-Modular 2.Generation | KTC2-1031 Text Cap
1SFA616902R9000 | KTC2-9000 | Active | 7320500548653 | 1.93 | 1 | 10 | stuk | Pilot devices | BE31220 | SP (Control general) | stuk | T XTplaat KTC2 KTC2-9000 | KTC2-9000 Text Cap | KTC2-9000 Textkappe hoch weiss ohne f.Taster CombiLine-Modular 2.Generation | KTC2-9000 Text Cap
1SFA616902R9002 | KTC2-9002 | Active | 7320500548660 | 1.93 | 1 | 10 | stuk | Pilot devices | BE31220 | SP (Control general) | stuk | T XTplaat KTC2 KTC2-9002 | KTC2-9002 Text Cap | KTC2-9002 Symbolkappe weiss: I f.Meldeleuchte CombiLine-Modular 2.Gen. | KTC2-9002 Text Cap
1SFA616902R9003 | KTC2-9003 | Limited | 7320500548677 | 2.13 | 1 | 10 | stuk | Pilot devices | BE31220 | SP (Control general) | stuk | T XTplaat KTC2 KTC2-9003 | KTC2-9003 Text Cap | KTC2-9003 Symbolkappe weiss: II f.hohe Taste f.beleuchtb.Drucktaster | KTC2-9003 Text Cap
1SFA616902R9005 | KTC2-9005 | Active | 7320500548684 | 1.93 | 1 | 10 | stuk | Pilot devices | BE31220 | SP (Control general) | stuk | T XTplaat KTC2 KTC2-9005 | KTC2-9005 Text Cap | KTC2-9005 Symbolkappe weiss: Pfeil auf f.hohe Taste f.beleuchtb.Drucktaster | KTC2-9005 Text Cap
1SFA616902R9006 | KTC2-9006 | Limited | 7320500548691 | 2.13 | 1 | 10 | stuk | Pilot devices | BE31220 | SP (Control general) | stuk | T XTplaat KTC2 KTC2-9006 | KTC2-9006 Text Cap | KTC2-9006 Symbolkappe weiss: ON f.hohe Taste f.beleuchtb.Drucktaster | KTC2-9006 Text Cap
1SFA616903R1020 | KTC3-1020 | Active | 7320500548776 | 1.89 | 1 | 10 | stuk | Pilot devices | BE31220 | SP (Control general) | stuk | T XTplaat KTC3 KTC3-1020 | KTC3-1020 Text Cap | KTC3-1020 Textkappe Leuchte weiss On f.Taster CombiLine-Modular 2.Generation | KTC3-1020 Text Cap
1SFA616903R1025 | KTC3-1025 | Active | 7320500548783 | 1.89 | 1 | 10 | stuk | Pilot devices | BE31220 | SP (Control general) | stuk | T XTplaat KTC3 KTC3-1025 | KTC3-1025 Text Cap | KTC3-1025 Textkappe Leuchte weiss Reset f.Taster CombiLine-Modular 2.Generation | KTC3-1025 Text Cap
1SFA616903R9000 | KTC3-9000 | Active | 7320500548851 | 1.93 | 1 | 10 | stuk | Pilot devices | BE31220 | SP (Control general) | stuk | T XTplaat KTC3 KTC3-9000 | CAPUCHON BLANC SANS TEXTE | KTC3-9000 Textkappe Leuchte ws ohne Text f.Taster CombiLine-Modular 2.Generation | KTC3-9000 Text Cap
1SFA616904R1047 | KTC4-1047 | Active | 7320500548936 | 1.89 | 1 | 10 | stuk | Pilot devices | BE31220 | SP (Control general) | stuk | T XTplaat KTC4 KTC4-1047 | KTC4-1047 Text Cap | KTC4-1047 Textkappe flach rot STOP f.Taster CombiLine-Modular 2.Generation | KTC4-1047 Text Cap
1SFA616904R9004 | KTC4-9004 | Active | 7320500548950 | 1.89 | 1 | 10 | stuk | Pilot devices | BE31220 | SP (Control general) | stuk | T XTplaat KTC4 KTC4-9004 | KTC4-9004 Text Cap | KTC4-9004 Symbolkappe rot: O f.flache Taste f.beleuchtb.Drucktaster | KTC4-9004 Text Cap
1SFA616906R9002 | KTC6-9002 | Active | 7320500549070 | 1.89 | 1 | 10 | stuk | Pilot devices | BE31220 | SP (Control general) | stuk | T XTplaat KTC6 KTC6-9002 | KTC6-9002 Text Cap | KTC6-9002 Text Cap | KTC6-9002 Text Cap
1SFA616908R1039 | KTC8-1039 | Limited | 7320500549100 | 2.11 | 1 | 10 | stuk | Pilot devices | BE31220 | SP (Control general) | stuk | T XTplaat KTC8 KTC8-1039 | KTC8-1039 Text Cap | KTC8-1039 Textkappe flach schwarz ON f.Taster CombiLine-Modular 2.Generation | KTC8-1039 Text Cap
1SFA616908R9002 | KTC8-9002 | Active | 7320500549148 | 3.84 | 1 | 10 | stuk | Pilot devices | BE31220 | SP (Control general) | stuk | T XTplaat KTC8 KTC8-9002 | KTC8-9002 Text Cap | KTC8-9002 Symbolkappe schwarz: I f.flache Taste f.beleuchtb.Drucktaster | KTC8-9002 Text Cap
1SFA616908R9003 | KTC8-9003 | Active | 7320500549155 | 3.77 | 1 | 10 | stuk | Pilot devices | BE31220 | SP (Control general) | stuk | T XTplaat KTC8 KTC8-9003 | KTC8-9003 Text Cap | KTC8-9003 Symbolkappe schwarz: II f.flache Taste f.beleuchtb.Drucktaster | KTC8-9003 Text Cap
1SFA616908R9004 | KTC8-9004 | Active | 7320500549162 | 3.84 | 1 | 10 | stuk | Pilot devices | BE31220 | SP (Control general) | stuk | T XTplaat KTC8 KTC8-9004 | KTC8-9004 Text Cap | KTC8-9004 Symbolkappe schwarz: O f.flache Taste f.beleuchtb.Drucktaster | KTC8-9004 Text Cap
1SFA616908R9005 | KTC8-9005 | Active | 7320500549179 | 3.77 | 1 | 10 | stuk | Pilot devices | BE31220 | SP (Control general) | stuk | T XTplaat KTC8 KTC8-9005 | KTC8-9005 Text Cap | KTC8-9005 Symbolkappe schwarz: Pfeil auf f.flache Taste f.beleuchtb.Drucktaster | KTC8-9005 Text Cap
1SFA616908R9011 | KTC8-9011 | Limited | 7320500549186 | 4.29 | 1 | 10 | stuk | Pilot devices | BE31220 | SP (Control general) | stuk | T XTplaat KTC8 KTC8-9011 | CAPUCHON NOIR AVEC TEXTE '+' | KTC8-9011 Symbolkappe schwarz: + f.flache Taste f.beleuchtb.Drucktaster | KTC8-9011 Text Cap
1SFA616908R9012 | KTC8-9012 | Limited | 7320500549193 | 4.29 | 1 | 10 | stuk | Pilot devices | BE31220 | SP (Control general) | stuk | T XTplaat KTC8 KTC8-9012 | CAPUCHON NOIR AVEC TEXTE '-' | KTC8-9012 Symbolkappe schwarz: - f.flache Taste f.beleuchtb.Drucktaster | KTC8-9012 Text Cap
1SFA616915R1005 | KTC15-1005 | Active | 7320500549254 | 3.04 | 1 | 10 | stuk | Pilot devices | BE31220 | SP (Control general) | stuk | T XTplaat KTC15 Legende KTC15-1005 | Textplate for emergency pushbutton | Schild Not-Aus-Schild:Emergency Stop D=70mm Text schwarz,Kunstst-Schild gelb | KTC15-1005 Legend Plate
1SFA616915R6005 | 1SFA616915R6005 | Active | 7320500549292 | 5.6 | 1 | 10 | stuk | Accessories | BE31220 | SP (Control general) | stuk | Tekstplaat Not Aus KTC15-6005 | Plaque de signalisation Not Aus KTC15-6005 | Legend plate Not Aus KTC15-6005 | Legend plate Not Aus KTC15-6005
1SFA616920R8005 | KA1-8005 | Active | 7320500197356 | 1.84 | 1 | 10 | stuk | Pilot devices | BE31220 | SP (Control general) | stuk | KA1-8005 Lens | LENTILLE DE DIFFUSION POUR TEMOIN- LUMINEUX | KH1-8005 Streulinse für Meldeleuchten CombiLine-Modular 2.Generation | KA1-8005 Lens
1SFA616920R8010 | KA1-8010 | Active | 7320500192511 | 13.26 | 1 | 10 | stuk | Pilot devices | BE31220 | SP (Control general) | stuk | KA1-8010 PROTECTIVE RING | Bescherming drukknop | KA1-8010 Schutzabdeckung f.flache Tasten CombiLine-Compact | KA1-8010 PROTECTIVE RING
1SFA616920R8021 | KA1-8021 | Active | 7320500549339 | 4.5 | 1 | 10 | stuk | Pilot devices | BE31220 | SP (Control general) | stuk | Frontring KA1Metaal | KA1-8021 Bezel | KA1-8021 Frontring Metall chrom f.Drucktaster CombiLine-Compact | KA1-8021 Bezel
1SFA616920R8022 | 1SFA616920R8022 | Active | 7320500192627 | 0.75 | 1 | 10 | stuk | Accessories | BE31220 | SP (Control general) | stuk | Frontring drukknop zwart KA1-8022 | Ring noir KA1-8022 | Bezel black KA1-8022 | Bezel black KA1-8022
1SFA616920R8024 | KA1-8024 | Active | 7320500549360 | 4.56 | 1 | 10 | stuk | Pilot devices | BE31220 | SP (Control general) | stuk | Frontring KA1Metaal | collerette métallique | KA1-8024 Frontring Metall chrom f.Drucktaster Baureihe CombiLine-Compact | KA1-8024 Bezel
1SFA616920R8027 | KA1-8027 | Active | 7320500225615 | 6.48 | 1 | 10 | stuk | Pilot devices | BE31220 | SP (Control general) | stuk | Adapter KA1 30-22mm | KA1-8027 KA1-8027 ADAPTATEUR 30MM | KA1-8027 Adapter 30,5/22,5mm Kunststoff schwarz f.NOT-AUS-Taster CombiLine | KA1-8027 Adapter
1SFA616920R8028 | KA1-8028 | Active | 7320500225622 | 10.64 | 1 | 10 | stuk | Pilot devices | BE31220 | SP (Control general) | stuk | Adapter KA1 30Mm adapterMod.n.s. | Afapteur 30mm Gamme Modular | KA1-8028 Adapter 30,5/22,5mm Metall Chrom. f.NOT-AUS-Taster CombiLine | KA1-8028 Adapter
1SFA616920R8029 | KA1-8029 | Active | 7320500225639 | 6.39 | 1 | 10 | stuk | Pilot devices | BE31220 | SP (Control general) | stuk | Adapter KA1 30mm-22mm | KA1-8029 Adapter | KA1-8029 Adapter 30,5/22,5mm Kunststoff schwarz f.Drucktaster CombiLine-Compact | KA1-8029 Adapter
1SFA616920R8031 | KA1-8031 | Active | 7320500549377 | 1.28 | 1 | 10 | stuk | Pilot devices | BE31220 | SP (Control general) | stuk | KA1-8031 Lens | Cappot pour lamp Série modulaire Rouge | KA1-8031 Kalotte für Meldeleuchte rot CombiLine-Compact | KA1-8031 Lens
1SFA616920R8032 | KA1-8032 | Active | 7320500549384 | 1.82 | 1 | 10 | stuk | Pilot devices | BE31220 | SP (Control general) | stuk | Lamp KA1 Groen | Cappot pour lamp Série modulaire Verte | KA1-8032 Kalotte für Meldeleuchte grün CombiLine-Compact | KA1-8032 Lens
1SFA616920R8033 | KA1-8033 | Active | 7320500549391 | 1.82 | 1 | 10 | stuk | Pilot devices | BE31220 | SP (Control general) | stuk | KA1-8033 Lens | Cappot pour lamp Série modulaire Jaune | KA1-8033 Kalotte für Meldeleuchte gelb CombiLine-Compact | KA1-8033 Lens
1SFA616920R8034 | KA1-8034 | Active | 7320500549407 | 1.82 | 1 | 10 | stuk | Pilot devices | BE31220 | SP (Control general) | stuk | Lamp KA1 Blauw | Cappot pour lamp Série modulaire Bleu | KA1-8034 Kalotte für Meldeleuchte blau CombiLine-Compact | KA1-8034 Lens
1SFA616920R8035 | KA1-8035 | Active | 7320500549414 | 1.82 | 1 | 10 | stuk | Pilot devices | BE31220 | SP (Control general) | stuk | KA1-8035 Lens | Cappot pour lamp Série modulaire Blanc | KA1-8035 Kalotte für Meldeleuchte weiss CombiLine-Compact | KA1-8035 Lens
1SFA616920R8045 | KA1-8045 | Active | 7320500549438 | 40.44 | 1 | 10 | stuk | Pilot devices | BE31220 | SP (Control general) | stuk | Onderlegger KA1 Afst,sring | Rondelle Série modulaire | KA1-8045 Distanzring f.NOT-AUS-Taster | KA1-8045 Distance Washer
1SFA616920R8046 | 1SFA616920R8046 | Active | 7320500249246 | 2.99 | 1 | 10 | stuk | Accessories | BE31220 | SP (Control general) | stuk | As 185mm Modulaire serie KA1-8046 | Axe 185mm Série modulaire KA1-8046 | Shaft 185mm Modular range KA1-8046 | Shaft 185mm Modular range KA1-8046
1SFA616920R8047 | KA1-8047 | Active | 7320500549452 | 5.07 | 1 | 10 | stuk | Pilot devices | BE31220 | SP (Control general) | stuk | Dichting KA1 Flexibel | KA1-8047 Flexible joint | KA1-8047 Federkupplung CombiLine-Modular | KA1-8047 Flexible joint
1SFA616920R8053 | KA1-8053 | Active | 7320500249840 | 5.54 | 1 | 10 | stuk | Pilot devices | BE31220 | SP (Control general) | stuk | Beschermingskraag KA1 Beschermingskraag KA1-8053 | Col. protective KA1-8053 | KA1-8053 Schutzkragen f.N-A-Pilztaste gelb Kunststoff CombiLine Modular 2.Gen. | KA1-8053 Protective collar
1SFA616920R8072 | KA1-8072 | Active | 7320500249970 | 5.27 | 1 | 10 | stuk | Pilot devices | BE31220 | SP (Control general) | stuk | Gebreedschap KA1 vervanging van lampen | OUTIL POUR CHANGER LAMPES | KA1-8072 Lampen-Wechsel-Werkzeug für LED und Leuchtmittel | KA1-8072 Lamp Changing Tool
1SFA616920R8080 | KA1-8080 | Active | 7320500549476 | 0.69 | 1 | 10 | stuk | Pilot devices | BE31220 | SP (Control general) | stuk | Frontring KA1 zw plastic | Bezel Selector switch black | Bezel Selector switch black | KA1-8080 Bezel
1SFA616920R8101 | KA1-8101 | Active | 7320500549544 | 0.72 | 1 | 10 | stuk | Pilot devices | BE31220 | SP (Control general) | stuk | KA1-8101 Lens | Couvercle Série modulaire Rouge | KA1-8101 Kalotte f.L-Druckt.flach rot CombiLine-Compact | KA1-8101 Lens
1SFA616920R8102 | KA1-8102 | Active | 7320500248089 | 0.72 | 1 | 10 | stuk | Pilot devices | BE31220 | SP (Control general) | stuk | KA1-8102 Lens | Couvercle Série modulaire Vert | KA1-8102 Kalotte f.L-Druckt.flach grün CombiLine-Compact | KA1-8102 Lens
1SFA616920R8103 | KA1-8103 | Active | 7320500549551 | 0.72 | 1 | 10 | stuk | Pilot devices | BE31220 | SP (Control general) | stuk | KA1-8103 Lens | Couvercle Série modulaire Jaune | Button cover Modular range Yellow | KA1-8103 Lens
1SFA616920R8120 | KA1-8120 | Active | 7320500549590 | 0.69 | 1 | 100 | stuk | Pilot devices | BE31220 | SP (Control general) | stuk | label houd KA1 zw | Support plaque de sign. gamme modulaire noir | KA1-8120 Beschriftungsschild-Halter Kunststoff schwarz f.CombiLine-Modular | KA1-8120 Plate holder
1SFA616920R8121 | KA1-8121 | Active | 7320500549605 | 0.64 | 1 | 100 | stuk | Pilot devices | BE31220 | SP (Control general) | stuk | label KA1 Legende | Plaque de signalisation blanco | KA1-8121 Beschriftungsschild ohne Text oder Symbol | KA1-8121 Legend Plate
1SFA616921R2013 | KA2-2013 | Limited | 7320500549636 | 14.54 | 1 | 20 | stuk | Pilot devices | BE31220 | SP (Control general) | stuk | LED KA2 geel 12Vdc | LED gamme modulaire jaune, 12Vdc | KA2-2013 LED gelb 12VDC 15mA Sockel BA9s | KA2-2013 LED bulb
1SFA616921R2041 | KA2-2041 | Limited | 7320500549766 | 16.51 | 1 | 20 | stuk | Pilot devices | BE31220 | SP (Control general) | stuk | KA2-2041 LED bulb | LAMPE LED 48 V AC/CC Ba9s ROUGE | KA2-2041 LED rot 48VAC/DC 12mA Sockel BA9s | KA2-2041 LED bulb
1SFA616921R2042 | KA2-2042 | Limited | 7320500549773 | 16.51 | 1 | 20 | stuk | Pilot devices | BE31220 | SP (Control general) | stuk | KA2-2042 LED bulb | KA2-2042 LED bulb | KA2-2042 LED grün 48VAC/DC 12mA Sockel BA9s | KA2-2042 LED bulb
1SFA616921R2043 | KA2-2043 | Limited | 7320500549780 | 16.51 | 1 | 20 | stuk | Pilot devices | BE31220 | SP (Control general) | stuk | KA2-2043 LED bulb | KA2-2043 LED bulb | KA2-2043 LED gelb 48VAC/DC 12mA Sockel BA9s | KA2-2043 LED bulb
1SFA616921R2045 | KA2-2045 | Limited | 7320500549803 | 16.51 | 1 | 20 | stuk | Pilot devices | BE31220 | SP (Control general) | stuk | LED KA2 Wit 48VAC/dc | LED Blanc 48V ac/dc | KA2-2045 LED weiss 48VAC/DC 12mA Sockel BA9s CombiLine-Compact | KA2-2045 LED bulb
1SFA616921R2135 | KA2-2135 | Limited | 7320500549902 | 19.71 | 1 | 20 | stuk | Pilot devices | BE31220 | SP (Control general) | stuk | LED KA2 Wit 110-130Vac | KA2-2135 LED bulb | KA2-2135 LED weiss 110-130VAC 4-6mA Sockel BA9s CombiLine-Compact | KA2-2135 LED bulb
1SFA616921R2141 | KA2-2141 | Limited | 7320500549919 | 19.71 | 1 | 20 | stuk | Pilot devices | BE31220 | SP (Control general) | stuk | LED KA2 Rood 110-130Vac/dc | Lampe LED 110-130VAC/DC Ba9s Rouge | KA2-2141 LED rot 110-130VACDC 4-6mA Sockel BA9s CombiLine-Compact | KA2-2141 LED bulb
1SFA616921R2145 | KA2-2145 | Limited | 7320500549957 | 19.09 | 1 | 20 | stuk | Pilot devices | BE31220 | SP (Control general) | stuk | LED KA2 Wit 110-130Vac/dc | LAMPE LED 110V AC/CC Ba9s BLANC | KA2-2145 LED weiss 110-130VACDC 4-6mA Sockel BA9s CombiLine-Compact | KA2-2145 LED bulb
1SFA616921R2222 | KA2-2222 | Limited | 7320500549971 | 19.71 | 1 | 20 | stuk | Pilot devices | BE31220 | SP (Control general) | stuk | LED KA2 Groen 230Vac | KA2-2222 LED bulb | KA2-2222 LED grün 230VAC 4mA Sockel BA9s | KA2-2222 LED bulb
1SFA616921R2225 | KA2-2225 | Limited | 7320500550007 | 19.71 | 1 | 20 | stuk | Pilot devices | BE31220 | SP (Control general) | stuk | LED KA2 wit 230Vac | LED gamme modulaire blanc, 230Vac | KA2-2225 LED weiss 230VAC 4mA Sockel BA9s | KA2-2225 LED bulb
1SFA616921R2231 | KA2-2231 | Limited | 7320500550014 | 19.33 | 1 | 20 | stuk | Pilot devices | BE31220 | SP (Control general) | stuk | LED KA2 Rood 230Vac/dc | LAMPE LED ROUGE#KA2-2231#230V AC/DC | KA2-2231 LED, BA9s, rot, 230V, AC/DC | KA2-2231 LED bulb
1SFA616921R2232 | KA2-2232 | Limited | 7320500550021 | 25.73 | 1 | 20 | stuk | Pilot devices | BE31220 | SP (Control general) | stuk | LED KA2 Groen 230Vac/dc | LAMPE LED VERT#KA2-2232#230V AC/DC | KA2-2232 LED, BA9s, gruen, 230V, AC/DC | KA2-2232 LED bulb
1SFA616921R2233 | KA2-2233 | Limited | 7320500550038 | 19.33 | 1 | 20 | stuk | Pilot devices | BE31220 | SP (Control general) | stuk | LED KA2 geel 230Vac/dc | LAMPE LED JAUNE#KA2-2233#230V AC/DC | KA2-2233 LED, BA9s, gelb, 230V, AC/DC | KA2-2233 LED bulb
1SFA616921R2234 | KA2-2234 | Limited | 7320500550045 | 25.84 | 1 | 20 | stuk | Pilot devices | BE31220 | SP (Control general) | stuk | LED KA2 blauw 230Vac/dc | LAMPE LED BLEUE#KA2-2234#230V AC/DC | KA2-2234 LED, BA9s, blau, 230V, AC/DC | KA2-2234 LED bulb
1SFA616921R2235 | KA2-2235 | Limited | 7320500550052 | 19.33 | 1 | 20 | stuk | Pilot devices | BE31220 | SP (Control general) | stuk | LED KA2 wit 230Vac/dc | LAMPE LED BLANCHE#KA2-2235#230V AC/DC | KA2-2235 LED, BA9s, weiss, 230V, AC/DC | KA2-2235 LED bulb
1SFA616924R1021 | KA4-1021 | Active | 7320500252550 | 57.24 | 1 | 10 | stuk | Signalling Device 105 | BE31220 | SP (Control general) | stuk | KA4-1021 LED bulb | LED Série K70 rouge | KA4-1021 LED rot 24VACDC f.K70 | KA4-1021 LED bulb
1SFA616924R1022 | KA4-1022 | Active | 7320500252567 | 57.24 | 1 | 10 | stuk | Signalling Device 105 | BE31220 | SP (Control general) | stuk | KA4-1022 LED bulb | LED Série K70 verte | KA4-1022 LED grün 24VACDC f.K70 | KA4-1022 LED bulb
1SFA616924R1023 | KA4-1023 | Active | 7320500252574 | 57.24 | 1 | 10 | stuk | Signalling Device 105 | BE31220 | SP (Control general) | stuk | KA4-1023 LED bulb | LED Série K70 jaune | KA4-1023 LED gelb 24VACDC f.K70 | KA4-1023 LED bulb
1SFA616924R1024 | KA4-1024 | Active | 7320500252581 | 57.24 | 1 | 10 | stuk | Signalling Device 105 | BE31220 | SP (Control general) | stuk | KA4-1024 LED bulb | LED Série K70 bleu | KA4-1024 LED blau 24VACDC f.K70 | KA4-1024 LED bulb
1SFA616924R1025 | KA4-1025 | Active | 7320500252598 | 57.24 | 1 | 10 | stuk | Signalling Device 105 | BE31220 | SP (Control general) | stuk | KA4-1025 LED bulb | LED Série K70 blanc | KA4-1025 LED weiss 24VACDC f.K70 | KA4-1025 LED bulb
1SFA619100R1011 | CP1-10R-10 | Active | 7320500550366 | 9.37 | 1 | 10 | stuk | Pilot devices | BE31220 | SP (Control general) | stuk | CP1 rood1NO terugveer | Boutton Poussoir Plat rouge, 1NO | Drucktaste, tast., flach, rot,1S, | PUSHBUTTON CP1-10R-10
1SFA619100R1012 | CP1-10G-10 | Active | 7320500550373 | 9.37 | 1 | 10 | stuk | Pilot devices | BE31220 | SP (Control general) | stuk | CP1 groen1NO terugveer | Boutton Poussoir Plat vert, 1NO | Drucktaste, tast., flach, gruen,1S, | PUSHBUTTON CP1-10G-10
1SFA619100R1013 | CP1-10Y-10 | Active | 7320500550380 | 9.37 | 1 | 10 | stuk | Pilot devices | BE31220 | SP (Control general) | stuk | CP1 geel1NO terugveer | Boutton Poussoir Plat jaune, 1NO | Drucktaste, tast., flach, gelb,1S, | PUSHBUTTON CP1-10Y-10
1SFA619100R1014 | CP1-10L-10 | Active | 7320500550397 | 9.37 | 1 | 10 | stuk | Pilot devices | BE31220 | SP (Control general) | stuk | CP1 blauw1NO terugveer | Boutton Poussoir Plat bleu, 1NO | Drucktaste, tast., flach, blau,1S, | PUSHBUTTON CP1-10L-10
1SFA619100R1015 | CP1-10W-10 | Active | 7320500550403 | 9.37 | 1 | 10 | stuk | Pilot devices | BE31220 | SP (Control general) | stuk | CP1 wit1NO terugveer | Boutton Poussoir Plat blanc, 1NO | Drucktaste, tast., flach, weiss,1S, | PUSHBUTTON CP1-10W-10
1SFA619100R1016 | CP1-10B-10 | Active | 7320500550410 | 9.37 | 1 | 10 | stuk | Pilot devices | BE31220 | SP (Control general) | stuk | CP1 zw1NO terugveer | Boutton Poussoir Plat noir, 1NO | Drucktaste, tast., flach, schwarz,1S, | PUSHBUTTON CP1-10B-10
1SFA619100R1017 | CP1-10U-10 | Active | 7320500550427 | 10.45 | 1 | 10 | stuk | Pilot devices | BE31220 | SP (Control general) | stuk | CP1 grijs1NO terugveer | Boutton Poussoir Plat gris, 1NO | Drucktaste, tast., flach, grau,1S, | PUSHBUTTON CP1-10U-10
1SFA619100R1021 | CP1-10R-20 | Active | 7320500550434 | 12.83 | 1 | 10 | stuk | Pilot devices | BE31220 | SP (Control general) | stuk | CP1 rood2NO terugveer | Boutton Poussoir Plat rouge, 2NO | Drucktaste, tast., flach, rot, 2S, | PUSHBUTTON CP1-10R-20
1SFA619100R1022 | CP1-10G-20 | Active | 7320500550441 | 12.83 | 1 | 10 | stuk | Pilot devices | BE31220 | SP (Control general) | stuk | CP1 groen2NO terugveer | Boutton Poussoir Plat vert, 2NO | Drucktaste, tast., flach, gruen,2S, | PUSHBUTTON CP1-10G-20
1SFA619100R1023 | CP1-10Y-20 | Active | 7320500550458 | 12.83 | 1 | 10 | stuk | Pilot devices | BE31220 | SP (Control general) | stuk | CP1 geel2NO terugveer | Boutton Poussoir Plat jaune, 2NO | Drucktaste, tast., flach, gelb,2S, | PUSHBUTTON CP1-10Y-20
1SFA619100R1024 | CP1-10L-20 | Active | 7320500550465 | 12.83 | 1 | 10 | stuk | Pilot devices | BE31220 | SP (Control general) | stuk | CP1 blauw2NO terugveer | Boutton Poussoir Plat bleu, 2NO | Drucktaste, tast., flach, blau, 2S, | PUSHBUTTON CP1-10L-20
1SFA619100R1025 | CP1-10W-20 | Active | 7320500550472 | 12.83 | 1 | 10 | stuk | Pilot devices | BE31220 | SP (Control general) | stuk | CP1 wit2NO terugveer | Boutton Poussoir Plat blanc, 2NO | Drucktaste, tast., flach, weiss, 2S, | PUSHBUTTON CP1-10W-20
1SFA619100R1026 | CP1-10B-20 | Active | 7320500550489 | 12.83 | 1 | 10 | stuk | Pilot devices | BE31220 | SP (Control general) | stuk | CP1 zw2NO terugveer | Boutton Poussoir Plat noir, 2NO | Drucktaste, tast., flach, schwarz, 2S, | PUSHBUTTON CP1-10B-20
1SFA619100R1027 | CP1-10U-20 | Active | 7320500550496 | 13.84 | 1 | 10 | stuk | Pilot devices | BE31220 | SP (Control general) | stuk | CP1 grijs2NO terugveer | Boutton Poussoir Plat gris, 2NO | Drucktaste, tast., flach, grau, 2S, | PUSHBUTTON CP1-10U-20
1SFA619100R1041 | CP1-10R-01 | Active | 7320500550502 | 9.37 | 1 | 10 | stuk | Pilot devices | BE31220 | SP (Control general) | stuk | CP1 rood1NC terugveer | Boutton Poussoir Plat rouge, 1NC | Drucktaste, tast., flach, rot,1Ö, | PUSHBUTTON CP1-10R-01
1SFA619100R1042 | CP1-10G-01 | Active | 7320500550519 | 10.11 | 1 | 10 | stuk | Pilot devices | BE31220 | SP (Control general) | stuk | CP1 groen1NC terugveer | Boutton Poussoir Plat vert, 1NC | Drucktaste, tast., flach, gruen,1Ö, | PUSHBUTTON CP1-10G-01
1SFA619100R1043 | CP1-10Y-01 | Active | 7320500550526 | 10.11 | 1 | 10 | stuk | Pilot devices | BE31220 | SP (Control general) | stuk | CP1 geel1NC terugveer | Boutton Poussoir Plat jaune, 1NC | Drucktaste, tast., flach, geld,1Ö, | PUSHBUTTON CP1-10Y-01
1SFA619100R1044 | CP1-10L-01 | Active | 7320500550533 | 10.45 | 1 | 10 | stuk | Pilot devices | BE31220 | SP (Control general) | stuk | CP1 blauw1NC terugveer | Boutton Poussoir Plat bleu, 1NC | Drucktaste, tast., flach, blau,1Ö, | PUSHBUTTON CP1-10L-01
1SFA619100R1045 | CP1-10W-01 | Active | 7320500550540 | 10.45 | 1 | 10 | stuk | Pilot devices | BE31220 | SP (Control general) | stuk | CP1 wit1NC terugveer | Boutton Poussoir Plat blanc, 1NC | Drucktaste, tast., flach, weiss,1Ö, | PUSHBUTTON CP1-10W-01
1SFA619100R1046 | CP1-10B-01 | Active | 7320500550557 | 9.37 | 1 | 10 | stuk | Pilot devices | BE31220 | SP (Control general) | stuk | CP1 zw1NC terugveer | Boutton Poussoir Plat noir, 1NC | Drucktaste, tast., flach, schwarz,1Ö, | PUSHBUTTON CP1-10B-01
1SFA619100R1047 | CP1-10U-01 | Active | 7320500550564 | 10.45 | 1 | 10 | stuk | Pilot devices | BE31220 | SP (Control general) | stuk | CP1 grijs1NC terugveer | Boutton Poussoir Plat gris, 1NC | Drucktaste, tast., flach, grau,1Ö, | PUSHBUTTON CP1-10U-01
1SFA619100R1051 | CP1-10R-02 | Active | 7320500550571 | 12.83 | 1 | 10 | stuk | Pilot devices | BE31220 | SP (Control general) | stuk | CP1 rood2NC terugveer | Boutton Poussoir Plat rouge, 2NC | Drucktaste, tast., flach, rot, 2Ö, | PUSHBUTTON CP1-10R-02
1SFA619100R1052 | CP1-10G-02 | Active | 7320500550588 | 14.31 | 1 | 10 | stuk | Pilot devices | BE31220 | SP (Control general) | stuk | CP1 groen2NC terugveer | Boutton Poussoir Plat vert, 2NC | Drucktaste, tast., flach, gruen,2Ö, | PUSHBUTTON CP1-10G-02
1SFA619100R1053 | CP1-10Y-02 | Active | 7320500550595 | 14.31 | 1 | 10 | stuk | Pilot devices | BE31220 | SP (Control general) | stuk | CP1 geel2NC terugveer | Boutton Poussoir Plat jaune, 2NC | Drucktaste, tast., flach, gelb, 2Ö, | PUSHBUTTON CP1-10Y-02
1SFA619100R1054 | CP1-10L-02 | Active | 7320500550601 | 14.31 | 1 | 10 | stuk | Pilot devices | BE31220 | SP (Control general) | stuk | CP1 blauw2NC terugveer | Boutton Poussoir Plat bleu, 2NC | Drucktaste, tast., flach, blau, 2Ö, | PUSHBUTTON CP1-10L-02
1SFA619100R1055 | CP1-10W-02 | Active | 7320500550618 | 14.31 | 1 | 10 | stuk | Pilot devices | BE31220 | SP (Control general) | stuk | CP1 wit2NC terugveer | Boutton Poussoir Plat blanc, 2NC | Drucktaste, tast., flach, weiss, 2Ö, | PUSHBUTTON CP1-10W-02
1SFA619100R1056 | CP1-10B-02 | Active | 7320500550625 | 12.83 | 1 | 10 | stuk | Pilot devices | BE31220 | SP (Control general) | stuk | CP1 zw2NC terugveer | Boutton Poussoir Plat noir, 2NC | Drucktaste, tast., flach, schwarz, 2Ö, | PUSHBUTTON CP1-10B-02
1SFA619100R1071 | CP1-10R-11 | Active | 7320500550632 | 12.83 | 1 | 10 | stuk | Pilot devices | BE31220 | SP (Control general) | stuk | CP1 rood1NO 1NC terugveer | Boutton Poussoir Plat rouge, 1NO+1NC | Drucktaste, tast., flach, rot,1S+1Ö, | PUSHBUTTON CP1-10R-11
1SFA619100R1072 | CP1-10G-11 | Active | 7320500550649 | 12.83 | 1 | 10 | stuk | Pilot devices | BE31220 | SP (Control general) | stuk | CP1 groen1NO 1NC terugveer | Boutton Poussoir Plat vert, 1NO+1NC | Drucktaste, tast., flach, gruen,1S+1Ö, | PUSHBUTTON CP1-10G-11
1SFA619100R1073 | CP1-10Y-11 | Active | 7320500550656 | 12.83 | 1 | 10 | stuk | Pilot devices | BE31220 | SP (Control general) | stuk | CP1 geel1NO 1NC terugveer | Boutton Poussoir Plat jaune, 1NO+1NC | Drucktaste, tast., flach, gelb,1S+1Ö, | PUSHBUTTON CP1-10Y-11
1SFA619100R1074 | CP1-10L-11 | Active | 7320500550663 | 12.83 | 1 | 10 | stuk | Pilot devices | BE31220 | SP (Control general) | stuk | CP1 blauw1NO 1NC terugveer | Boutton Poussoir Plat bleu, 1NO+1NC | Drucktaste, tast., flach, blau,1S+1Ö, | PUSHBUTTON CP1-10L-11
1SFA619100R1075 | CP1-10W-11 | Active | 7320500550670 | 12.83 | 1 | 10 | stuk | Pilot devices | BE31220 | SP (Control general) | stuk | CP1 wit1NO 1NC terugveer | Boutton Poussoir Plat blanc, 1NO+1NC | Drucktaste, tast., flach, weiss,1S+1Ö, | PUSHBUTTON CP1-10W-11
1SFA619100R1076 | CP1-10B-11 | Active | 7320500550687 | 12.83 | 1 | 10 | stuk | Pilot devices | BE31220 | SP (Control general) | stuk | CP1 zw1NO 1NC terugveer | Boutton Poussoir Plat noir, 1NO+1NC | Drucktaste, tast., flach, schwarz,1S+1Ö, | PUSHBUTTON CP1-10B-11
1SFA619100R1077 | CP1-10U-11 | Active | 7320500550694 | 14.31 | 1 | 10 | stuk | Pilot devices | BE31220 | SP (Control general) | stuk | CP1 grijs1NO 1NC terugveer | Boutton Poussoir Plat gris, 1NO+1NC | Drucktaste, tast., flach, grau,1S+1Ö, | PUSHBUTTON CP1-10U-11
1SFA619100R1111 | CP1-11R-10 | Active | 7320500550700 | 13.31 | 1 | 10 | stuk | Pilot devices | BE31220 | SP (Control general) | stuk | CP1 terugveer 1NO rood LED 24Vac/dc | Boutton poussoir plat Série compact Série compact | CP1-11R-10 LED Leuchtdr.taster compact 1S rot flach tast.. LED 24V AC/DC | PUSHBUTTON CP1-11R-10 24V AC/DC
1SFA619100R1112 | CP1-11G-10 | Active | 7320500550717 | 13.8 | 1 | 10 | stuk | Pilot devices | BE31220 | SP (Control general) | stuk | CP1 terugveer 1NO groen LED 24Vac/dc | Boutton poussoir plat Série compact momentané, 1NO, vert, LED 24Vac/dc | CP1-11G-10 LED Leuchtdr.taster compact 1S gruen flach tast.. LED 24V AC/DC | PUSHBUTTON CP1-11G-10 24V AC/DC
1SFA619100R1113 | CP1-11Y-10 | Active | 7320500550724 | 13.8 | 1 | 10 | stuk | Pilot devices | BE31220 | SP (Control general) | stuk | CP1 terugveer 1NO geel LED 24Vac/dc | Boutton poussoir plat Série compact momentané, 1NO, jaune, LED 24Vac/dc | CP1-11Y-10 LED Leuchtdr.taster compact 1S gelb flach tast.. LED 24V AC/DC | PUSHBUTTON CP1-11Y-10 24V AC/DC
1SFA619100R1114 | CP1-11L-10 | Active | 7320500550731 | 13.14 | 1 | 10 | stuk | Pilot devices | BE31220 | SP (Control general) | stuk | CP1 terugveer 1NO blauw LED 24VAC/dc | Boutton poussoir plat Série compact momentané, 1NO, rouge, LED 24Vac/dc | Flush pushbutton Compact range momentary, 1NO, red, LED 24Vac/dc | PUSHBUTTON CP1-11L-10
1SFA619100R1118 | CP1-11C-10 | Active | 7320500550748 | 13.14 | 1 | 10 | stuk | Compact Range | BE31220 | SP (Control general) | stuk | Vlakke drukknop Compact serie Terugverend, 1NO, helder LED 24V ac/dc | Boutton poussoir plat Série compact momentané, 1NO, claire, LED 24Vac/dc | Flush pushbutton Compact range momentary, 1NO, clear, LED 24Vac/dc | Flush pushbutton Compact range momentary, 1NO, clear, LED 24Vac/dc
1SFA619100R1141 | CP1-11R-01 | Active | 7320500550755 | 13.8 | 1 | 10 | stuk | Pilot devices | BE31220 | SP (Control general) | stuk | CP1 terugveer 1NC rood LED 24Vac/dc | Boutton poussoir plat Série compact momentané, 1NC, rouge, LED 24Vac/dc | CP1-11R-01 LED Leuchtdr.taster compact 1OE rot flach tast.. LED 24V AC/DC | PUSHBUTTON CP1-11R-01 24V AC/DC
1SFA619100R1214 | CP1-12L-10 | Active | 7320500550793 | 13.14 | 1 | 10 | stuk | Pilot devices | BE31220 | SP (Control general) | stuk | PUSHBUTTON CP1-12L-10 | Boutton poussoir plat Série compact momentané, 1NO, rouge, LED 110-130V ac/dc | Flush pushbutton Compact range momentary, 1NO, red, LED 110-130V ac/dc | PUSHBUTTON CP1-12L-10
1SFA619100R1312 | CP1-13G-10 | Active | 7320500550847 | 13.8 | 1 | 10 | stuk | Pilot devices | BE31220 | SP (Control general) | stuk | CP1 terugveer 1NO groen LED 220Vac/dc | Boutton poussoir plat Série compact momentané, 1NO, vert, LED 220Vac/dc | CP1-13G-10 LED Leuchtdr.taster compact 1S gruen flach tast.. LED 230V AC/DC | PUSHBUTTON CP1-13G-10 220V AC/DC
1SFA619100R1314 | CP1-13L-10 | Active | 7320500550861 | 13.14 | 1 | 10 | stuk | Pilot devices | BE31220 | SP (Control general) | stuk | CP1 terugveer 1NO blauw LED 220VAC/dc | Boutton poussoir plat Série compact momentané, 1NO, rouge, LED 220Vac/dc | Flush pushbutton Compact range momentary, 1NO, red, LED 220Vac/dc | PUSHBUTTON CP1-13L-10
1SFA619100R1341 | CP1-13R-01 | Active | 7320500550885 | 13.8 | 1 | 10 | stuk | Pilot devices | BE31220 | SP (Control general) | stuk | CP1 terugveer 1NC rood LED 220Vac/dc | Boutton poussoir plat Série compact momentané, 1NC, rouge, LED 220Vac/dc | CP1-13R-01 LED Leuchtdr.taster compact 1OE rot flach tast.. LED 230V AC/DC | PUSHBUTTON CP1-13R-01 220V AC/DC
1SFA619100R3012 | CP1-30G-10 | Active | 7320500551134 | 13.92 | 1 | 10 | stuk | Pilot devices | BE31220 | SP (Control general) | stuk | CP1 terugveer 1NO groenMetalen ring | Boutton poussoir plat Série compact momentané, 1NO, vert, anneau métallique | CP1-30G-10 | PUSHBUTTON CP1-30G-10
1SFA619100R3014 | CP1-30L-10 | Active | 7320500551158 | 13.92 | 1 | 10 | stuk | Pilot devices | BE31220 | SP (Control general) | stuk | CP1 terugveer 1NO blauwMetalen ring | Boutton poussoir plat Série compact momentané, 1NO, bleu, anneau métallique | CP1-30L-10 | PUSHBUTTON CP1-30L-10
1SFA619100R3016 | CP1-30B-10 | Active | 7320500551172 | 13.92 | 1 | 10 | stuk | Pilot devices | BE31220 | SP (Control general) | stuk | CP1 terugveer 1NO zwMetalen ring | Boutton poussoir plat Série compact momentané, 1NO, noir, anneau métallique | CP1-30B-10 | PUSHBUTTON CP1-30B-10
1SFA619100R3041 | CP1-30R-01 | Active | 7320500551264 | 12.04 | 1 | 10 | stuk | Compact Range | BE31220 | SP (Control general) | stuk | Vlakke drukknop Compact serie terugverend, 1NC, rood, metalen ring | Boutton poussoir plat Série compact momentané, 1NF, rouge, anneau métallique | Flush pushbutton Compact range momentary, 1NC, red, metal bezel | Flush pushbutton Compact range momentary, 1NC, red, metal bezel
1SFA619100R3075 | CP1-30W-11 | Active | 7320500551400 | 13.92 | 1 | 10 | stuk | Pilot devices | BE31220 | SP (Control general) | stuk | CP1 terugveer 1NO/1NC witMetalen ring | Boutton poussoir plat Série compact momentané, 1NO/1NF, blanc, anneau métall | CP1-30W-11 | PUSHBUTTON CP1-30W-11
1SFA619100R3111 | CP1-31R-10 | Active | 7320500551424 | 16.59 | 1 | 10 | stuk | Pilot devices | BE31220 | SP (Control general) | stuk | CP1 terugveer 1NO rood LED 24Vac/dc | PUSHBUTTON CP1-31R-10 24V AC/DC | PUSHBUTTON CP1-31R-10 24V AC/DC | PUSHBUTTON CP1-31R-10 24V AC/DC
1SFA619101R1011 | CP2-10R-10 | Active | 7320500551608 | 12.37 | 1 | 10 | stuk | Pilot devices | BE31220 | SP (Control general) | stuk | CP2 rood1NO N terugveer | Boutton Poussoir Plat rouge, 1NO | Drucktaste, rast., flach, rot,1S, | PUSHBUTTON CP2-10R-10
1SFA619101R1012 | CP2-10G-10 | Active | 7320500551615 | 12.37 | 1 | 10 | stuk | Pilot devices | BE31220 | SP (Control general) | stuk | CP2 groen1NO N terugveer | Boutton Poussoir Plat vert, 1NO | Drucktaste, rast., flach, gruen,1S, | PUSHBUTTON CP2-10G-10
1SFA619101R1013 | CP2-10Y-10 | Active | 7320500551622 | 12.37 | 1 | 10 | stuk | Pilot devices | BE31220 | SP (Control general) | stuk | CP2 geel1NO N terugveer | Boutton Poussoir Plat jaune, 1NO | Drucktaste, rast., flach, geld,1S, | PUSHBUTTON CP2-10Y-10
1SFA619101R1014 | CP2-10L-10 | Active | 7320500551639 | 12.37 | 1 | 10 | stuk | Pilot devices | BE31220 | SP (Control general) | stuk | CP2 blauw1NO N terugveer | Boutton Poussoir Plat bleu, 1NO | Drucktaste, rast., flach, blau,1S, | PUSHBUTTON CP2-10L-10
1SFA619101R1015 | CP2-10W-10 | Active | 7320500551646 | 12.37 | 1 | 10 | stuk | Pilot devices | BE31220 | SP (Control general) | stuk | CP2 wit1NO N terugveer | Boutton Poussoir Plat blanc, 1NO | Drucktaste, rast., flach, weiss,1S, | PUSHBUTTON CP2-10W-10
1SFA619101R1016 | CP2-10B-10 | Active | 7320500551653 | 12.37 | 1 | 10 | stuk | Pilot devices | BE31220 | SP (Control general) | stuk | CP2 zw1NO N terugveer | Boutton Poussoir Plat noir, 1NO | Drucktaste, rast., flach, schwarz,1S, | PUSHBUTTON CP2-10B-10
1SFA619101R1017 | CP2-10U-10 | Limited | 7320500551660 | 13.42 | 1 | 10 | stuk | Pilot devices | BE31220 | SP (Control general) | stuk | CP2 grijs1NO N terugveer | Boutton Poussoir Plat gris, 1NO | Drucktaste, rast., flach, grau,1S, | PUSHBUTTON CP2-10U-10
1SFA619101R1021 | CP2-10R-20 | Active | 7320500551677 | 15.67 | 1 | 10 | stuk | Pilot devices | BE31220 | SP (Control general) | stuk | CP2 rood2NO N terugveer | Boutton Poussoir Plat rouge, 2NO | Drucktaste, rast., flach, rot, 2S, | PUSHBUTTON CP2-10R-20
1SFA619101R1022 | CP2-10G-20 | Active | 7320500551684 | 15.67 | 1 | 10 | stuk | Pilot devices | BE31220 | SP (Control general) | stuk | CP2 groen2NO N terugveer | Boutton Poussoir Plat vert, 2NO | Drucktaste, rast., flach, gruen,2S, | PUSHBUTTON CP2-10G-20
1SFA619101R1023 | CP2-10Y-20 | Active | 7320500551691 | 15.67 | 1 | 10 | stuk | Pilot devices | BE31220 | SP (Control general) | stuk | CP2 geel2NO N terugveer | Boutton Poussoir Plat jaune, 2NO | Drucktaste, rast., flach, gelb,2S, | PUSHBUTTON CP2-10Y-20
1SFA619101R1024 | CP2-10L-20 | Active | 7320500551707 | 15.67 | 1 | 10 | stuk | Pilot devices | BE31220 | SP (Control general) | stuk | CP2 blauw2NO N terugveer | Boutton Poussoir Plat bleu, 2NO | Drucktaste, rast., flach, blau, 2S, | PUSHBUTTON CP2-10L-20
1SFA619101R1025 | CP2-10W-20 | Active | 7320500551714 | 15.67 | 1 | 10 | stuk | Pilot devices | BE31220 | SP (Control general) | stuk | CP2 wit2NO N terugveer | Boutton Poussoir Plat blanc, 2NO | Drucktaste, rast., flach, weiss, 2S, | PUSHBUTTON CP2-10W-20
1SFA619101R1026 | CP2-10B-20 | Active | 7320500551721 | 15.67 | 1 | 10 | stuk | Pilot devices | BE31220 | SP (Control general) | stuk | CP2 zw2NO N terugveer | Boutton Poussoir Plat noir, 2NO | Drucktaste, rast., flach, schwarz, 2S, | PUSHBUTTON CP2-10B-20
1SFA619101R1027 | CP2-10U-20 | Active | 7320500551738 | 17.46 | 1 | 10 | stuk | Pilot devices | BE31220 | SP (Control general) | stuk | CP2 grijs2NO N terugveer | Boutton Poussoir Plat gris, 2NO | Drucktaste, rast., flach, grau, 2S, | PUSHBUTTON CP2-10U-20
1SFA619101R1041 | CP2-10R-01 | Active | 7320500551745 | 12.37 | 1 | 10 | stuk | Pilot devices | BE31220 | SP (Control general) | stuk | CP2 rood1NC N terugveer | Boutton Poussoir Plat rouge, 1NC | Drucktaste, rast., flach, rot,1Ö, | PUSHBUTTON CP2-10R-01
1SFA619101R1042 | CP2-10G-01 | Active | 7320500551752 | 12.44 | 1 | 10 | stuk | Pilot devices | BE31220 | SP (Control general) | stuk | CP2 groen1NC N terugveer | Boutton Poussoir Plat vert, 1NC | Drucktaste, rast., flach, gruen,1Ö, | PUSHBUTTON CP2-10G-01
1SFA619101R1043 | CP2-10Y-01 | Active | 7320500551769 | 12.53 | 1 | 10 | stuk | Pilot devices | BE31220 | SP (Control general) | stuk | CP2 geel1NC N terugveer | Boutton Poussoir Plat jaune, 1NC | Drucktaste, rast., flach, geld,1Ö, | PUSHBUTTON CP2-10Y-01
1SFA619101R1044 | CP2-10L-01 | Limited | 7320500551776 | 13.42 | 1 | 10 | stuk | Pilot devices | BE31220 | SP (Control general) | stuk | CP2 blauw1NC N terugveer | Boutton Poussoir Plat bleu, 1NC | Drucktaste, rast., flach, blau,1Ö, | PUSHBUTTON CP2-10L-01
1SFA619101R1045 | CP2-10W-01 | Active | 7320500551783 | 12.53 | 1 | 10 | stuk | Pilot devices | BE31220 | SP (Control general) | stuk | CP2 wit1NC N terugveer | Boutton Poussoir Plat blanc, 1NC | Drucktaste, rast., flach, weiss,1Ö, | PUSHBUTTON CP2-10W-01
1SFA619101R1046 | CP2-10B-01 | Active | 7320500551790 | 12.37 | 1 | 10 | stuk | Pilot devices | BE31220 | SP (Control general) | stuk | CP2 zw1NC N terugveer | Boutton Poussoir Plat noir, 1NC | Drucktaste, rast., flach, schwarz,1Ö, | PUSHBUTTON CP2-10B-01
1SFA619101R1047 | CP2-10U-01 | Active | 7320500551806 | 12.44 | 1 | 10 | stuk | Pilot devices | BE31220 | SP (Control general) | stuk | CP2 grijs1NC N terugveer | Boutton Poussoir Plat gris, 1NC | Drucktaste, rast., flach, grau,1Ö, | PUSHBUTTON CP2-10U-01
1SFA619101R1051 | CP2-10R-02 | Active | 7320500551813 | 15.67 | 1 | 10 | stuk | Pilot devices | BE31220 | SP (Control general) | stuk | CP2 rood2NC N terugveer | Boutton Poussoir Plat rouge, 2NC | Drucktaste, rast., flach, rot, 2Ö, | PUSHBUTTON CP2-10R-02
1SFA619101R1052 | CP2-10G-02 | Limited | 7320500551820 | 18.83 | 1 | 10 | stuk | Pilot devices | BE31220 | SP (Control general) | stuk | CP2 groen2NC N terugveer | Boutton Poussoir Plat vert, 2NC | Drucktaste, rast., flach, gruen,2Ö, | PUSHBUTTON CP2-10G-02
1SFA619101R1053 | CP2-10Y-02 | Active | 7320500551837 | 17.46 | 1 | 10 | stuk | Pilot devices | BE31220 | SP (Control general) | stuk | CP2 geel2NC N terugveer | Boutton Poussoir Plat jaune, 2NC | Drucktaste, rast., flach, gelb, 2Ö, | PUSHBUTTON CP2-10Y-02
1SFA619101R1054 | CP2-10L-02 | Limited | 7320500551844 | 18.83 | 1 | 10 | stuk | Pilot devices | BE31220 | SP (Control general) | stuk | CP2 blauw2NC N terugveer | Boutton Poussoir Plat bleu, 2NC | Drucktaste, rast., flach, blau, 2Ö, | PUSHBUTTON CP2-10L-02
1SFA619101R1055 | CP2-10W-02 | Limited | 7320500551851 | 18.83 | 1 | 10 | stuk | Pilot devices | BE31220 | SP (Control general) | stuk | CP2 wit2NC N terugveer | Boutton Poussoir Plat blanc, 2NC | Drucktaste, rast., flach, weiss, 2Ö, | PUSHBUTTON CP2-10W-02
1SFA619101R1056 | CP2-10B-02 | Active | 7320500551868 | 15.67 | 1 | 10 | stuk | Pilot devices | BE31220 | SP (Control general) | stuk | CP2 zw2NC N terugveer | Boutton Poussoir Plat noir, 2NC | Drucktaste, rast., flach, schwarz, 2Ö, | PUSHBUTTON CP2-10B-02
1SFA619101R1071 | CP2-10R-11 | Active | 7320500551875 | 15.67 | 1 | 10 | stuk | Pilot devices | BE31220 | SP (Control general) | stuk | CP2 rood1NO 1NC N terugveer | Boutton Poussoir Plat rouge, 1NO+1NC | Drucktaste, rast., flach, rot,1S+1Ö, | PUSHBUTTON CP2-10R-11
1SFA619101R1072 | CP2-10G-11 | Active | 7320500551882 | 15.67 | 1 | 10 | stuk | Pilot devices | BE31220 | SP (Control general) | stuk | CP2 groen1NO 1NC N terugveer | Boutton Poussoir Plat vert, 1NO+1NC | Drucktaste, rast., flach, gruen,1S+1Ö, | PUSHBUTTON CP2-10G-11
1SFA619101R1073 | CP2-10Y-11 | Active | 7320500551899 | 15.67 | 1 | 10 | stuk | Pilot devices | BE31220 | SP (Control general) | stuk | CP2 geel1NO 1NC N terugveer | Boutton Poussoir Plat jaune, 1NO+1NC | Drucktaste, rast., flach, gelb,1S+1Ö, | PUSHBUTTON CP2-10Y-11
1SFA619101R1074 | CP2-10L-11 | Active | 7320500551905 | 15.67 | 1 | 10 | stuk | Pilot devices | BE31220 | SP (Control general) | stuk | CP2 blauw1NO 1NC N terugveer | Boutton Poussoir Plat bleu, 1NO+1NC | Drucktaste, rast., flach, blau,1S+1Ö, | PUSHBUTTON CP2-10L-11
1SFA619101R1075 | CP2-10W-11 | Active | 7320500551912 | 15.67 | 1 | 10 | stuk | Pilot devices | BE31220 | SP (Control general) | stuk | CP2 wit1NO 1NC N terugveer | Boutton Poussoir Plat blanc, 1NO+1NC | Drucktaste, rast., flach, weiss,1S+1Ö, | PUSHBUTTON CP2-10W-11
1SFA619101R1076 | CP2-10B-11 | Active | 7320500551929 | 15.67 | 1 | 10 | stuk | Pilot devices | BE31220 | SP (Control general) | stuk | CP2 zw1NO 1NC N terugveer | Boutton Poussoir Plat noir, 1NO+1NC | Drucktaste, rast., flach, schwarz,1S+1Ö, | PUSHBUTTON CP2-10B-11
1SFA619101R1077 | CP2-10U-11 | Limited | 7320500551936 | 18.83 | 1 | 10 | stuk | Pilot devices | BE31220 | SP (Control general) | stuk | CP2 grijs1NO 1NC N terugveer | Boutton Poussoir Plat gris, 1NO+1NC | Drucktaste, rast., flach, grau,1S+1Ö, | PUSHBUTTON CP2-10U-11
1SFA619101R1112 | CP2-11G-10 | Active | 7320500551950 | 13.8 | 1 | 10 | stuk | Pilot devices | BE31220 | SP (Control general) | stuk | CP2 bistab.1NO groen LED 24Vac/dc | Boutton poussoir plat Série compact bistable, 1NO, vert, LED 24Vac/dc | CP2-11G-10 LED Leuchtdr.taster compact 1S gruen flach rast.. LED 24V AC/DC | PUSHBUTTON CP2-11G-10 24V AC/DC
1SFA619101R1114 | CP2-11L-10 | Active | 7320500551974 | 13.14 | 1 | 10 | stuk | Pilot devices | BE31220 | SP (Control general) | stuk | CP2 bistab.1NO blauw 24VAC/dc | Boutton poussoir plat Série compact bistable, 1NO, bleu, 24V ac/dc | Flush pushbutton Compact range maintained, 1NO, blue, 24V ac/dc | PUSHBUTTON CP2-11L-10
1SFA619101R1214 | CP2-12L-10 | Limited | 7320500552032 | 14.65 | 1 | 10 | stuk | Pilot devices | BE31220 | SP (Control general) | stuk | CP2 bistab.1NO blauw 110-130VAC/dc | Boutton poussoir plat Série compact bistable, 1NO, bleu, 110-130V ac/dc | Flush pushbutton Compact range maintained, 1NO, blue, 110-130V ac/dc | PUSHBUTTON CP2-12L-10
1SFA619101R1312 | CP2-13G-10 | Active | 7320500552070 | 13.8 | 1 | 10 | stuk | Pilot devices | BE31220 | SP (Control general) | stuk | CP2 bistab.1NO groen LED 220Vac/dc | Boutton poussoir plat Série compact bistable, 1NO, vert, LED 220Vac/dc | CP2-13G-10 LED Leuchtdr.taster compact 1S gruen flach rast.. LED 230V AC/DC | PUSHBUTTON CP2-13G-10 220V AC/DC
1SFA619101R1314 | CP2-13L-10 | Active | 7320500552094 | 13.14 | 1 | 10 | stuk | Pilot devices | BE31220 | SP (Control general) | stuk | CP2 bistab.1NO blauw 220VAC/dc | Boutton poussoir plat Série compact bistable, 1NO, bleu, 220V ac/dc | Flush pushbutton Compact range maintained, 1NO, blue, 220V ac/dc | PUSHBUTTON CP2-13L-10
1SFA619101R3012 | CP2-30G-10 | Active | 7320500552216 | 13.92 | 1 | 10 | stuk | Pilot devices | BE31220 | SP (Control general) | stuk | CP2 bistab.1NO groenMetalen ring | Boutton poussoir plat Série compact bistable, 1NO, vert, anneau métallique | CP2-30G-10 | PUSHBUTTON CP2-30G-10
1SFA619102R1011 | CP3-10R-10 | Active | 7320500552513 | 10.93 | 1 | 10 | stuk | Pilot devices | BE31220 | SP (Control general) | stuk | CP3 Verhoogd rood1NO terugveer | Boutton Poussoir rouge, 1NO | Drucktaste, tast., hoch, rot,1S, | PUSHBUTTON CP3-10R-10
1SFA619102R1012 | CP3-10G-10 | Active | 7320500552520 | 10.93 | 1 | 10 | stuk | Pilot devices | BE31220 | SP (Control general) | stuk | CP3 Verhoogd groen1NO terugveer | Boutton Poussoir vert, 1NO | Drucktaste, tast., hoch, gruen,1S, | PUSHBUTTON CP3-10G-10
1SFA619102R1013 | CP3-10Y-10 | Active | 7320500552537 | 10.93 | 1 | 10 | stuk | Pilot devices | BE31220 | SP (Control general) | stuk | CP3 Verhoogd geel1NO terugveer | Boutton Poussoir jaune, 1NO | Drucktaste, tast., hoch, gelb,1S, | PUSHBUTTON CP3-10Y-10
1SFA619102R1014 | CP3-10L-10 | Active | 7320500552544 | 10.93 | 1 | 10 | stuk | Pilot devices | BE31220 | SP (Control general) | stuk | CP3 Verhoogd blauw1NO terugveer | Boutton Poussoir bleu, 1NO | Drucktaste, tast., hoch, blau,1S, | PUSHBUTTON CP3-10L-10
1SFA619102R1015 | CP3-10W-10 | Active | 7320500552551 | 10.93 | 1 | 10 | stuk | Pilot devices | BE31220 | SP (Control general) | stuk | CP3 Verhoogd wit1NO terugveer | Boutton Poussoir blanc, 1NO | Drucktaste, tast., hoch, weiss,1S, | PUSHBUTTON CP3-10W-10
1SFA619102R1016 | CP3-10B-10 | Active | 7320500552568 | 10.93 | 1 | 10 | stuk | Pilot devices | BE31220 | SP (Control general) | stuk | CP3 Verhoogd zw1NO terugveer | Boutton Poussoir noir, 1NO | Drucktaste, tast., hoch, schwarz,1S, | PUSHBUTTON CP3-10B-10
1SFA619102R1017 | CP3-10U-10 | Limited | 7320500552575 | 13.12 | 1 | 10 | stuk | Pilot devices | BE31220 | SP (Control general) | stuk | CP3 Verhoogd grijs1NO terugveer | Boutton Poussoir gris, 1NO | Drucktaste, tast., hoch, grau,1S, | PUSHBUTTON CP3-10U-10
1SFA619102R1021 | CP3-10R-20 | Active | 7320500552582 | 14.52 | 1 | 10 | stuk | Pilot devices | BE31220 | SP (Control general) | stuk | CP3 Verhoogd rood2NO terugveer | Boutton Poussoir rouge, 2NO | Drucktaste, tast., hoch, rot, 2S, | PUSHBUTTON CP3-10R-20
1SFA619102R1022 | CP3-10G-20 | Active | 7320500552599 | 14.52 | 1 | 10 | stuk | Pilot devices | BE31220 | SP (Control general) | stuk | CP3 Verhoogd groen2NO terugveer | Boutton Poussoir vert, 2NO | Drucktaste, tast., hoch, gruen,2S, | PUSHBUTTON CP3-10G-20
1SFA619102R1023 | CP3-10Y-20 | Active | 7320500552605 | 14.52 | 1 | 10 | stuk | Pilot devices | BE31220 | SP (Control general) | stuk | CP3 Verhoogd geel2NO terugveer | Boutton Poussoir jaune, 2NO | Drucktaste, tast., hoch, gelb,2S, | PUSHBUTTON CP3-10Y-20
1SFA619102R1024 | CP3-10L-20 | Active | 7320500552612 | 14.52 | 1 | 10 | stuk | Pilot devices | BE31220 | SP (Control general) | stuk | CP3 Verhoogd blauw2NO terugveer | Boutton Poussoir bleu, 2NO | Drucktaste, tast., hoch, blau, 2S, | PUSHBUTTON CP3-10L-20
1SFA619102R1025 | CP3-10W-20 | Active | 7320500552629 | 14.52 | 1 | 10 | stuk | Pilot devices | BE31220 | SP (Control general) | stuk | CP3 Verhoogd wit2NO terugveer | Boutton Poussoir blanc, 2NO | Drucktaste, tast., hoch, weiss, 2S, | PUSHBUTTON CP3-10W-20
1SFA619102R1026 | CP3-10B-20 | Active | 7320500552636 | 14.52 | 1 | 10 | stuk | Pilot devices | BE31220 | SP (Control general) | stuk | CP3 Verhoogd zw2NO terugveer | Boutton Poussoir noir, 2NO | Drucktaste, tast., hoch, schwarz, 2S, | PUSHBUTTON CP3-10B-20
1SFA619102R1041 | CP3-10R-01 | Active | 7320500552643 | 10.93 | 1 | 10 | stuk | Pilot devices | BE31220 | SP (Control general) | stuk | CP3 Verhoogd rood1NC terugveer | Boutton Poussoir rouge, 1NC | Drucktaste, tast., hoch, rot,1Ö, | PUSHBUTTON CP3-10R-01
1SFA619102R1042 | CP3-10G-01 | Active | 7320500552650 | 12.17 | 1 | 10 | stuk | Pilot devices | BE31220 | SP (Control general) | stuk | CP3 Verhoogd groen1NC terugveer | Boutton Poussoir vert, 1NC | Drucktaste, tast., hoch, gruen,1Ö, | PUSHBUTTON CP3-10G-01
1SFA619102R1044 | CP3-10L-01 | Active | 7320500552674 | 12.17 | 1 | 10 | stuk | Pilot devices | BE31220 | SP (Control general) | stuk | CP3 Verhoogd blauw1NC terugveer | Boutton Poussoir bleu, 1NC | Drucktaste, tast., hoch, blau,1Ö, | PUSHBUTTON CP3-10L-01
1SFA619102R1046 | CP3-10B-01 | Active | 7320500552681 | 10.93 | 1 | 10 | stuk | Pilot devices | BE31220 | SP (Control general) | stuk | CP3 Verhoogd zw1NC terugveer | Boutton Poussoir noir, 1NC | Drucktaste, tast., hoch, schwarz,1Ö, | PUSHBUTTON CP3-10B-01
1SFA619102R1051 | CP3-10R-02 | Active | 7320500552698 | 14.52 | 1 | 10 | stuk | Pilot devices | BE31220 | SP (Control general) | stuk | CP3 Verhoogd rood2NC terugveer | Boutton Poussoir rouge, 2NC | Drucktaste, tast., hoch, rot, 2Ö, | PUSHBUTTON CP3-10R-02
1SFA619102R1054 | CP3-10L-02 | Active | 7320500552704 | 16.19 | 1 | 10 | stuk | Pilot devices | BE31220 | SP (Control general) | stuk | CP3 Verhoogd blauw2NC terugveer | Boutton Poussoir bleu, 2NC | Drucktaste, tast., hoch, blau, 2Ö, | PUSHBUTTON CP3-10L-02
1SFA619102R1056 | CP3-10B-02 | Active | 7320500552711 | 14.52 | 1 | 10 | stuk | Pilot devices | BE31220 | SP (Control general) | stuk | CP3 Verhoogd zw2NC terugveer | Boutton Poussoir noir, 2NC | Drucktaste, tast., hoch, schwarz, 2Ö, | PUSHBUTTON CP3-10B-02
1SFA619102R1071 | CP3-10R-11 | Active | 7320500552728 | 14.52 | 1 | 10 | stuk | Pilot devices | BE31220 | SP (Control general) | stuk | CP3 Verhoogd rood1 NO 1 NC terugveer | Boutton Poussoir rouge, 1NO+1NC | Drucktaste, tast., hoch, rot,1S+1Ö, | PUSHBUTTON CP3-10R-11
1SFA619102R1072 | CP3-10G-11 | Active | 7320500552735 | 14.52 | 1 | 10 | stuk | Pilot devices | BE31220 | SP (Control general) | stuk | CP3 Verhoogd groen1 NO 1 NC terugveer | Boutton Poussoir vert, 1NO+1NC | Drucktaste, tast., hoch, gruen,1S+1Ö, | PUSHBUTTON CP3-10G-11
1SFA619102R1073 | CP3-10Y-11 | Active | 7320500552742 | 14.8 | 1 | 10 | stuk | Pilot devices | BE31220 | SP (Control general) | stuk | Verhoogde geelMet 1 NO 1 NC terugveer | Boutton Poussoir jaune, 1NO+1NC | Extended Pushbutton yellow With 1NO 1NC Momentary | PUSHBUTTON CP3-10Y-11
1SFA619102R1074 | CP3-10L-11 | Active | 7320500552759 | 14.52 | 1 | 10 | stuk | Pilot devices | BE31220 | SP (Control general) | stuk | Verhoogde blauwMet 1 NO 1 NC terugveer | Boutton Poussoir bleu, 1NO+1NC | Drucktaste, tast., hoch, blau,1S+1Ö, | PUSHBUTTON CP3-10L-11
1SFA619102R1075 | CP3-10W-11 | Active | 7320500552766 | 14.52 | 1 | 10 | stuk | Pilot devices | BE31220 | SP (Control general) | stuk | CP3 Verhoogd wit 1 NO 1 NC terugveerMetaal | Boutton Poussoir blanc, 1NO+1NC | Drucktaste, tast., hoch, weiss,1S+1Ö, | PUSHBUTTON CP3-10W-11
1SFA619102R1076 | CP3-10B-11 | Active | 7320500552773 | 14.52 | 1 | 10 | stuk | Pilot devices | BE31220 | SP (Control general) | stuk | CP3 Verhoogd zw1 NO 1 NC terugveer | Boutton Poussoir noir, 1NO+1NC | Drucktaste, tast., hoch, schwarz,1S+1Ö, | PUSHBUTTON CP3-10B-11
1SFA619102R1112 | CP3-11G-10 | Active | 7320500552797 | 13.8 | 1 | 10 | stuk | Pilot devices | BE31220 | SP (Control general) | stuk | PUSHBUTTON CP3-11G-10 24VAC/DC | Boutton poussoir saillant Série compact momentané, 1NO, vert, LED 24Vac/dc | CP3-11G-10 LED Leuchtdr.taster compact 1S gruen hoch tast.. LED 24V AC/DC | PUSHBUTTON CP3-11G-10 24V AC/DC
1SFA619102R1114 | CP3-11L-10 | Active | 7320500552810 | 13.14 | 1 | 10 | stuk | Pilot devices | BE31220 | SP (Control general) | stuk | PUSHBUTTON CP3-11L-10 | Boutton poussoir saillant Série compact momentané, 1NO, bleu, LED 24Vac/dc | Extended pushbutton Compact range momentary, 1NO, red, LED 24Vac/dc | PUSHBUTTON CP3-11L-10
1SFA619102R1214 | CP3-12L-10 | Limited | 7320500552872 | 14.65 | 1 | 10 | stuk | Pilot devices | BE31220 | SP (Control general) | stuk | PUSHBUTTON CP3-12L-10 | Boutton poussoir saillant Série compact momentané, 1NO, rouge, LED 110-130V ac/dc | Extended pushbutton Compact range momentary, 1NO, red, LED 110-130V ac/dc | PUSHBUTTON CP3-12L-10
1SFA619102R1314 | CP3-13L-10 | Active | 7320500552933 | 13.14 | 1 | 10 | stuk | Pilot devices | BE31220 | SP (Control general) | stuk | PUSHBUTTON CP3-13L-10 | Boutton poussoir saillant Série compact momentané, 1NO, rouge, LED 220Vac/dc | Extended pushbutton Compact range momentary, 1NO, red, LED 220Vac/dc | PUSHBUTTON CP3-13L-10
1SFA619103R1011 | CP4-10R-10 | Active | 7320500553350 | 13.8 | 1 | 10 | stuk | Pilot devices | BE31220 | SP (Control general) | stuk | CP4 Verhoogd rood1NO N terugveer | Boutton Poussoir rouge, 1NO | Drucktaste, rast, hoch, rot,1S, | PUSHBUTTON CP4-10R-10
1SFA619103R1012 | CP4-10G-10 | Active | 7320500553367 | 14.07 | 1 | 10 | stuk | Pilot devices | BE31220 | SP (Control general) | stuk | CP4 Verhoogd groen1NO N terugveer | Boutton Poussoir vert, 1NO | Drucktaste, rast, hoch, gruen,1S, | PUSHBUTTON CP4-10G-10
1SFA619103R1013 | CP4-10Y-10 | Limited | 7320500553374 | 15.39 | 1 | 10 | stuk | Pilot devices | BE31220 | SP (Control general) | stuk | CP4 Verhoogd geel1NO N terugveer | Boutton Poussoir jaune, 1NO | Drucktaste, rast, hoch, geld,1S, | PUSHBUTTON CP4-10Y-10
1SFA619103R1014 | CP4-10L-10 | Limited | 7320500553381 | 15.39 | 1 | 10 | stuk | Pilot devices | BE31220 | SP (Control general) | stuk | CP4 Verhoogd blauw1NO N terugveer | Boutton Poussoir bleu, 1NO | Drucktaste, rast, hoch, blau,1S, | PUSHBUTTON CP4-10L-10
1SFA619103R1015 | CP4-10W-10 | Active | 7320500553398 | 13.8 | 1 | 10 | stuk | Pilot devices | BE31220 | SP (Control general) | stuk | CP4 Verhoogd wit1NO N terugveer | Boutton Poussoir blanc, 1NO | Drucktaste, rast, hoch, weiss,1S, | PUSHBUTTON CP4-10W-10
1SFA619103R1016 | CP4-10B-10 | Active | 7320500553404 | 13.8 | 1 | 10 | stuk | Pilot devices | BE31220 | SP (Control general) | stuk | CP4 Verhoogd zw1NO N terugveer | Boutton Poussoir noir, 1NO | Drucktaste, rast, hoch, schwarz,1S, | PUSHBUTTON CP4-10B-10
1SFA619103R1021 | CP4-10R-20 | Limited | 7320500553411 | 19.4 | 1 | 10 | stuk | Pilot devices | BE31220 | SP (Control general) | stuk | CP4 Verhoogd rood2NO N terugveer | Boutton Poussoir rouge, 2NO | Drucktaste, rast, hoch, rot, 2S, | PUSHBUTTON CP4-10R-20
1SFA619103R1022 | CP4-10G-20 | Active | 7320500553428 | 17.41 | 1 | 10 | stuk | Pilot devices | BE31220 | SP (Control general) | stuk | CP4 Verhoogd groen2NO N terugveer | Boutton Poussoir vert, 2NO | Drucktaste, rast, hoch, gruen,2S, | PUSHBUTTON CP4-10G-20
1SFA619103R1026 | CP4-10B-20 | Active | 7320500553435 | 17.41 | 1 | 10 | stuk | Pilot devices | BE31220 | SP (Control general) | stuk | CP4 Verhoogd zw2NO N terugveer | Boutton Poussoir noir, 2NO | Drucktaste, rast, hoch, schwarz, 2S, | PUSHBUTTON CP4-10B-20
1SFA619103R1041 | CP4-10R-01 | Limited | 7320500553442 | 15.39 | 1 | 10 | stuk | Pilot devices | BE31220 | SP (Control general) | stuk | CP4 Verhoogd rood1NC N terugveer | Boutton Poussoir rouge, 1NC | Drucktaste, rast, hoch, rot,1Ö, | PUSHBUTTON CP4-10R-01
1SFA619103R1042 | CP4-10G-01 | Limited | 7320500553459 | 16.59 | 1 | 10 | stuk | Pilot devices | BE31220 | SP (Control general) | stuk | CP4 Verhoogd groen1NC N terugveer | Boutton Poussoir vert, 1NC | Drucktaste, rast, hoch, gruen,1Ö, | PUSHBUTTON CP4-10G-01
1SFA619103R1051 | CP4-10R-02 | Limited | 7320500553473 | 19.4 | 1 | 10 | stuk | Pilot devices | BE31220 | SP (Control general) | stuk | CP4 Verhoogd rood2NC N terugveer | Boutton Poussoir rouge, 2NC | Drucktaste, rast, hoch, rot, 2Ö, | PUSHBUTTON CP4-10R-02
1SFA619103R1056 | CP4-10B-02 | Limited | 7320500553497 | 19.4 | 1 | 10 | stuk | Pilot devices | BE31220 | SP (Control general) | stuk | CP4 Verhoogd zw2NC N terugveer | Boutton Poussoir noir, 2NC | Drucktaste, rast, hoch, schwarz, 2Ö, | PUSHBUTTON CP4-10B-02
1SFA619103R1071 | CP4-10R-11 | Active | 7320500553503 | 17.41 | 1 | 10 | stuk | Pilot devices | BE31220 | SP (Control general) | stuk | Verhoogde rood1 NO 1 NC N terugveer | Boutton Poussoir rouge, 1NO+1NC | Drucktaste, rast, hoch, rot,1S+1Ö, | PUSHBUTTON CP4-10R-11
1SFA619103R1072 | CP4-10G-11 | Active | 7320500553510 | 17.41 | 1 | 10 | stuk | Pilot devices | BE31220 | SP (Control general) | stuk | drukknop 1 NO 1 NC N terugveer | Boutton Poussoir vert, 1NO+1NC | Drucktaste, rast, hoch, gruen,1S+1Ö, | PUSHBUTTON CP4-10G-11
1SFA619103R1073 | CP4-10Y-11 | Active | 7320500553527 | 17.41 | 1 | 10 | stuk | Pilot devices | BE31220 | SP (Control general) | stuk | Verhoogde geel1 NO 1 NC N terugveer | Boutton Poussoir jaune, 1NO+1NC | Drucktaste, rast, hoch, gelb,1S+1Ö, | PUSHBUTTON CP4-10Y-11
1SFA619103R1074 | CP4-10L-11 | Active | 7320500553534 | 17.41 | 1 | 10 | stuk | Pilot devices | BE31220 | SP (Control general) | stuk | drukknop 1 NO 1 NC N terugveer | Boutton Poussoir bleu, 1NO+1NC | Drucktaste, rast, hoch, blau,1S+1Ö, | PUSHBUTTON CP4-10L-11
1SFA619103R1075 | CP4-10W-11 | Limited | 7320500553541 | 19.78 | 1 | 10 | stuk | Pilot devices | BE31220 | SP (Control general) | stuk | Verhoogde wit1 NO 1 NC N terugveer | Boutton Poussoir blanc, 1NO+1NC | Extended Pushbutton white With 1NO 1NC Maintained | PUSHBUTTON CP4-10W-11
1SFA619103R1076 | CP4-10B-11 | Active | 7320500553558 | 17.41 | 1 | 10 | stuk | Pilot devices | BE31220 | SP (Control general) | stuk | drukknop zw1 NO 1 NC N terugveer | Boutton Poussoir noir, 1NO+1NC | Drucktaste, rast, hoch, schwarz,1S+1Ö, | PUSHBUTTON CP4-10B-11
1SFA619103R1112 | 1SFA619103R1112 | Active | 7320500381489 | 11.83 | 1 | 10 | stuk | Compact Range | BE31220 | SP (Control general) | stuk | Uitstekende drukknop Compact serie CP4-11G-10 | Boutton poussoir saillant Série compact CP4-11G-10 | Extended pushbutton Compact range CP4-11G-10 | Extended pushbutton Compact range CP4-11G-10
1SFA619103R1114 | CP4-11L-10 | Limited | 7320500553596 | 14.65 | 1 | 10 | stuk | Pilot devices | BE31220 | SP (Control general) | stuk | PUSHBUTTON CP4-11L-10 | Boutton poussoir saillant Série compact bistable, 1NO, bleu, 24V ac/dc | Extended pushbutton Compact range maintained, 1NO, blue, 24V ac/dc | PUSHBUTTON CP4-11L-10
1SFA619103R1214 | CP4-12L-10 | Limited | 7320500553657 | 14.65 | 1 | 10 | stuk | Pilot devices | BE31220 | SP (Control general) | stuk | PUSHBUTTON CP4-12L-10 | Boutton poussoir saillant Série compact bistable, 1NO, bleu, 110-130V ac/dc | Extended pushbutton Compact range maintained, 1NO, blue, 110-130V ac/dc | PUSHBUTTON CP4-12L-10
1SFA619103R1314 | CP4-13L-10 | Limited | 7320500553718 | 14.65 | 1 | 10 | stuk | Pilot devices | BE31220 | SP (Control general) | stuk | PUSHBUTTON CP4-13L-10 | Boutton poussoir saillant Série compact bistable, 1NO, bleu, 220V ac/dc | Extended pushbutton Compact range maintained, 1NO, blue, 220V ac/dc | PUSHBUTTON CP4-13L-10
1SFA619105R1021 | CP6-10R-20 | Active | 7320500553848 | 13.42 | 1 | 10 | stuk | Pilot devices | BE31220 | SP (Control general) | stuk | CP6 robuust 2NO rood | HEAVY DUTY CP6-10R-20 | CP6-10R-20 Robusttaster rot 2 Schliesser | HEAVY DUTY CP6-10R-20
1SFA619105R1022 | CP6-10G-20 | Active | 7320500553855 | 13.42 | 1 | 10 | stuk | Pilot devices | BE31220 | SP (Control general) | stuk | CP6 robuust 2NO groen | HEAVY DUTY CP6-10G-20 | CP6-10G-20 Robusttaster gruen 2 S | HEAVY DUTY CP6-10G-20
1SFA619105R1026 | CP6-10B-20 | Active | 7320500553862 | 13.42 | 1 | 10 | stuk | Pilot devices | BE31220 | SP (Control general) | stuk | CP6 robuust 2NO rood | HEAVY DUTY CP6-10R-20 | CP6-10B-20 Robusttaster schwarz 2 Schliesser | HEAVY DUTY CP6-10R-20
1SFA619105R1051 | CP6-10R-02 | Active | 7320500553879 | 13.42 | 1 | 10 | stuk | Pilot devices | BE31220 | SP (Control general) | stuk | CP6 robuust 2NG rood | HEAVY DUTY CP6-10R-02 | CP6-10R-02 Robusttaster rot 2 Oeffner | HEAVY DUTY CP6-10R-02
1SFA619105R1056 | CP6-10B-02 | Active | 7320500553893 | 13.42 | 1 | 10 | stuk | Pilot devices | BE31220 | SP (Control general) | stuk | CP6 robuust 2NG rood | HEAVY DUTY CP6-10R-02 | CP6-10B-02 | HEAVY DUTY CP6-10R-02
1SFA619110R1015 | CP11-10W-10 | Active | 7320500553947 | 14.52 | 1 | 10 | stuk | Pilot devices | BE31220 | SP (Control general) | stuk | PUSHBUTTON CP11-10W-10 | Boutton poussoir Plat blanc avec I , 1NO | Drucktaste, flach, tastend, weisse Taste mit schwarzer "I", 1 Schliesser-Kontakt | PUSHBUTTON CP11-10W-10
1SFA619110R1075 | CP11-10W-11 | Active | 7320500553978 | 18.01 | 1 | 10 | stuk | Pilot devices | BE31220 | SP (Control general) | stuk | CP11 terugveer 1NO/1NC wit 'I' | Boutton poussoir Plat blanc avec I , 1NO+1NC | Flush pushbutton Compact range momentary, 1NO/1NC, white 'I' | PUSHBUTTON CP11-10W-11
1SFA619120R1015 | CP12-10W-10 | Active | 7320500554005 | 14.52 | 1 | 10 | stuk | Pilot devices | BE31220 | SP (Control general) | stuk | PUSHBUTTON CP12-10W-10 | Boutton poussoir Plat blanc avec II , 1NO | Drucktaste, flach, tastend, weisse Taste mit schwarzer "II", 1 Schliesser-Kontakt | PUSHBUTTON CP12-10W-10
1SFA619120R1075 | CP12-10W-11 | Active | 7320500554029 | 18.01 | 1 | 10 | stuk | Pilot devices | BE31220 | SP (Control general) | stuk | CP12 terugveer 1NO/1NC wit 'II' | Boutton poussoir Plat blanc avec II , 1NO+1NC | Flush pushbutton Compact range momentary, 1NO/1NC, white 'II' | PUSHBUTTON CP12-10W-11
1SFA619126R1071 | CPM3-10R-11 | Active | 7320500375891 | 16.73 | 1 | 10 | stuk | Pilot devices | BE31220 | SP (Control general) | stuk | PaddestoelCPM3 1NO+1NC rood | Coup de poing Série compact 1NO+1NC, rouge | CPM3-10R-11 Pilztaste tastend rot 1S+1OE | MUSHROOM PUSH. CPM3-10R-11
1SFA619126R1072 | CPM3-10G-11 | Active | 7320500376409 | 16.38 | 1 | 10 | stuk | Pilot devices | BE31220 | SP (Control general) | stuk | PaddestoelCPM3 1NO+1NC groen | Coup de poing, Série compact, 1NO+1NC, vert | CPM3-10G-11 Pilztaste tastend gruen 1S+1OE | MUSHROOM PUSH. CPM3-10G-11
1SFA619126R1076 | CPM3-10B-11 | Active | 7320500376423 | 16.38 | 1 | 10 | stuk | Pilot devices | BE31220 | SP (Control general) | stuk | PaddestoelCPM3 1NO+1NC zw | Coup de poing, Série compact, 1NO+1NC, noir | CPM3-10B-11 Pilztaste tastend schwarz 1S+1OE | MUSHROOM PUSHB CPM3-10B-11
1SFA619130R1071 | CP13-10R-11 | Active | 7320500554067 | 14.52 | 1 | 10 | stuk | Pilot devices | BE31220 | SP (Control general) | stuk | CP13 terugveer 1NO/1NC rood O | "Boutton poussoir plat Série compact momentané, 1NO/1NF, rouge ""O""" | CP13-10R-11 Comp.Taster,rot,1S+1Ö Aufdruck -O-, flache Taste, tastend | PUSHBUTTON CP13-10R-11
1SFA619132R1016 | CP33-10B-10 | Limited | 7320500554098 | 16.2 | 1 | 10 | stuk | Pilot devices | BE31220 | SP (Control general) | stuk | CP33 terugveer 1NO zw '0' | Boutton Poussoir noir avec 0, 1NO | Extended pushbutton Compact range momentary, 1NO, black '0' | PUSHBUTTON CP33-10B-10
1SFA619132R1046 | CP33-10B-01 | Active | 7320500554111 | 14.52 | 1 | 10 | stuk | Pilot devices | BE31220 | SP (Control general) | stuk | Verhoogde zwe Drukknopwitte 01 NC terugveer | Boutton Poussoir noir avec 0, 1NC | Drucktaste, flach, tastend, schwarze Tas mit weisser "O", 1 Öffner-Kontakt | PUSHBUTTON CP33-10B-01
1SFA619132R1056 | CP33-10B-02 | Active | 7320500554128 | 18.01 | 1 | 10 | stuk | Pilot devices | BE31220 | SP (Control general) | stuk | CP33 terugveer 2NC zw '0'' | Boutton Poussoir noir avec 0, 2NC | Extended pushbutton Compact range momentary, 2NC, black '0' | PUSHBUTTON CP33-10B-02
1SFA619132R1076 | CP33-10B-11 | Limited | 7320500554135 | 20.08 | 1 | 10 | stuk | Pilot devices | BE31220 | SP (Control general) | stuk | CP33 terugveer 1NO/1NC zw '0'' | Boutton Poussoir noir avec 0, 1NO+1NC | Extended pushbutton Compact range momentary, 1NO/1NC, black '0' | PUSHBUTTON CP33-10B-11
1SFA619199R1006 | CP9-1006 | Active | 7320500554173 | 14.24 | 1 | 10 | stuk | Pilot devices | BE31220 | SP (Control general) | stuk | CP9 terugveer 2NO wit pijl | Boutton poussoir plat, Série compact, momentané, 2NO, blanc "flèche" | momentary, 2NO, white arrow | PUSHBUTTON CP9-1006
1SFA619199R1015 | CP9-1015 | Active | 7320500554227 | 14.52 | 1 | 10 | stuk | Pilot devices | BE31220 | SP (Control general) | stuk | CP9 terugveer 1NO/1NC zw 'pijl' | Boutton poussoir plat Série compact momentané, 1NO/1NF, noir 'flèche' | CP9-1015 Drucktaster,schwarz,Pfeil 1S+1OE | PUSHBUTTON CP9-1015
1SFA619199R1016 | CP9-1016 | Active | 7320500554234 | 14.52 | 1 | 10 | stuk | Pilot devices | BE31220 | SP (Control general) | stuk | CP9 terugveer 1NO/1NC zw 'pijl' | Boutton poussoir plat Série compact momentané, 1NO/1NF, noir 'flèche' | CP9-1016 Drucktaster,schwarz,Pfeil 1S+1OE | PUSHBUTTON CP9-1016
1SFA619199R1020 | 1SFA619199R1020 | Active | 7320500339367 | 14.24 | 1 | 10 | stuk | Compact Range | BE31220 | SP (Control general) | stuk | Drukknop Compact serie | Boutton poussoir plat Série compact | Flush pushbutton Compact range special marking | Flush pushbutton Compact range special marking
1SFA619199R1021 | CP9-1021 | Active | 7320500554272 | 14.52 | 1 | 10 | stuk | Pilot devices | BE31220 | SP (Control general) | stuk | CP9 terugveer 1NO/1NC blauw 'RESET' | Boutton poussoir plat Série compact momentané, 1NO/1NF, bleu 'RESET' | CP9-1021 Drucktaster,blau,Reset,1S+1OE | PUSHBUTTON CP9-1021
1SFA619199R1022 | CP9-1022 | Limited | 7320500554289 | 16.2 | 1 | 10 | stuk | Pilot devices | BE31220 | SP (Control general) | stuk | CP9 terugveer 1NO wit pijl | "Boutton poussoir plat Série compact momentané, 1NO, blanc ""flèche""" | CP9-1022 Drucktaster,weiss,Pfeil,1S | PUSHBUTTON CP9-1022
1SFA619199R1032 | CP9-1032 | Active | 7320500554302 | 14.52 | 1 | 10 | stuk | Pilot devices | BE31220 | SP (Control general) | stuk | CP9 terugveer 2NO zw 'pijl' | Boutton poussoir plat Série compact momentané, 2NO, noir 'flèche' | CP9-1032 Drucktaster tastend flach Taste schwarz m.Pfeil weiss, 2S | PUSHBUTTON CP9-1032
1SFA619199R1033 | CP9-1033 | Active | 7320500554319 | 14.52 | 1 | 10 | stuk | Pilot devices | BE31220 | SP (Control general) | stuk | CP9 terugveer 1NO/1NC groen 'ON' | Boutton poussoir plat Série compact momentané, 1NO/1NF, vert 'ON' | CP9-1033 Drucktaster tastend flach Taste grün m.weiss ON, 1S+1Ö n.beleucht. | PUSHBUTTON CP9-1033
1SFA619199R1034 | CP9-1034 | Active | 7320500554326 | 14.52 | 1 | 10 | stuk | Pilot devices | BE31220 | SP (Control general) | stuk | CP9 terugveer 1NO/1NC rood 'OFF' | Boutton poussoir plat Série compact momentané, 1NO/1NF, rouge 'OFF' | CP9-1034 Compact Taster,rot.-OFF-,1S+1Ö | PUSHBUTTON CP9-1034
1SFA619200R1011 | C2SS1-10R-10 | Active | 7320500554678 | 11.68 | 1 | 10 | stuk | Pilot devices | BE31220 | SP (Control general) | stuk | C2SS1 rood 2 pos1NO N terugveer | Commutateur de selection | Wahlschalter, rot, 2 Stellungen, 1S | SELECTOR SWITCH C2SS1-10R-10
1SFA619200R1016 | C2SS1-10B-10 | Active | 7320500554685 | 11.53 | 1 | 10 | stuk | Pilot devices | BE31220 | SP (Control general) | stuk | C2SS1 zw 2 pos1NO N terugveer | Commutateur de selection | Wahlschalter, schwarz, 2 Stellungen, | SELECTOR SWITCH C2SS1-10B-10
1SFA619200R1021 | C2SS1-10R-20 | Active | 7320500554692 | 16.79 | 1 | 10 | stuk | Pilot devices | BE31220 | SP (Control general) | stuk | C2SS1 rood 2 pos2NO N terugveer | Commutateur de selection | Wahlschalter, rot, 2 Stellungen, 2S | SELECTOR SWITCH C2SS1-10R-20
1SFA619200R1026 | C2SS1-10B-20 | Active | 7320500554708 | 15.06 | 1 | 10 | stuk | Pilot devices | BE31220 | SP (Control general) | stuk | C2SS1 zw 2 pos2NO N terugveer | Commutateur de selection | Wahlschalter, schwarz, 2 Stellungen, | SELECTOR SWITCH C2SS1-10B-20
1SFA619200R1041 | C2SS1-10R-01 | Active | 7320500554715 | 11.68 | 1 | 10 | stuk | Pilot devices | BE31220 | SP (Control general) | stuk | C2SS1 rood 2 pos1NC N terugveer | Commutateur de selection | Wahlschalter, rot, 2 Stellungen, 1Ö | SELECTOR SWITCH C2SS1-10R-01
1SFA619200R1046 | C2SS1-10B-01 | Active | 7320500554722 | 11.53 | 1 | 10 | stuk | Pilot devices | BE31220 | SP (Control general) | stuk | C2SS1 zw 2 pos1NC N terugveer | Commutateur de selection | Wahlschalter, schwarz, 2 Stellungen, | SELECTOR SWITCH C2SS1-10B-01
1SFA619200R1051 | C2SS1-10R-02 | Active | 7320500554739 | 16.79 | 1 | 10 | stuk | Pilot devices | BE31220 | SP (Control general) | stuk | C2SS1 rood 2 pos2NC N terugveer | Commutateur de selection | Wahlschalter, rot, 2 Stellungen, 2Ö | SELECTOR SWITCH C2SS1-10R-02
1SFA619200R1056 | C2SS1-10B-02 | Active | 7320500554746 | 16.79 | 1 | 10 | stuk | Pilot devices | BE31220 | SP (Control general) | stuk | C2SS1 zw 2 pos2NC N terugveer | Commutateur de selection | Wahlschalter, schwarz, 2 Stellungen, | SELECTOR SWITCH C2SS1-10B-02
1SFA619200R1071 | C2SS1-10R-11 | Active | 7320500554753 | 16.79 | 1 | 10 | stuk | Pilot devices | BE31220 | SP (Control general) | stuk | C2SS1 rood 2 pos 1 NO 1 NC N terugveer | Commutateur de selection | Wahlschalter, rot, 2 Stellungen, 1S+1 | SELECTOR SWITCH C2SS1-10R-11
1SFA619200R1076 | C2SS1-10B-11 | Active | 7320500554760 | 15.06 | 1 | 10 | stuk | Pilot devices | BE31220 | SP (Control general) | stuk | SELECTOR SWITCH C2SS1-10B-11 | Commutateur de selection | Wahlschalter, schwarz, 2 Stellungen, 1SÖ | SELECTOR SWITCH C2SS1-10B-11
1SFA619201R1011 | C2SS2-10R-10 | Active | 7320500554869 | 11.68 | 1 | 10 | stuk | Pilot devices | BE31220 | SP (Control general) | stuk | C2SS2 rood 2 pos1NO N terugveer | Commutateur de selection | Wahlschalter, rot, 2 Stellungen, 1S | SELECTOR SWITCH C2SS2-10R-10
1SFA619201R1016 | C2SS2-10B-10 | Active | 7320500554876 | 11.53 | 1 | 10 | stuk | Pilot devices | BE31220 | SP (Control general) | stuk | C2SS2 zw 2 pos1NO N terugveer | Commutateur de selection 2 positions fix, noir, 1NO | Wahlschalter, schwarz, 2 Stellungen, | SELECTOR SWITCH C2SS2-10B-10
1SFA619201R1021 | C2SS2-10R-20 | Active | 7320500554883 | 16.79 | 1 | 10 | stuk | Pilot devices | BE31220 | SP (Control general) | stuk | C2SS2 rood 2 pos2NO N terugveer | Commutateur de selection | Wahlschalter, rot, 2 Stellungen, 2S | SELECTOR SWITCH C2SS2-10R-20
1SFA619201R1026 | C2SS2-10B-20 | Active | 7320500554890 | 15.06 | 1 | 10 | stuk | Pilot devices | BE31220 | SP (Control general) | stuk | C2SS2 zw 2 pos2NO N terugveer | Commutateur de selection | Wahlschalter, schwarz, 2 Stellungen, 2S | SELECTOR SWITCH C2SS2-10B-20
1SFA619201R1041 | C2SS2-10R-01 | Active | 7320500554906 | 11.68 | 1 | 10 | stuk | Pilot devices | BE31220 | SP (Control general) | stuk | C2SS2 rood 2 pos1NC N terugveer | Commutateur de selection | Wahlschalter, rot, 2 Stellungen, 1Ö | SELECTOR SWITCH C2SS2-10R-01
1SFA619201R1046 | C2SS2-10B-01 | Active | 7320500554913 | 11.53 | 1 | 10 | stuk | Pilot devices | BE31220 | SP (Control general) | stuk | C2SS2 zw 2 pos1NC N terugveer | Commutateur de selection | Wahlschalter, schwarz, 2 Stellungen, 1Ö | SELECTOR SWITCH C2SS2-10B-01
1SFA619201R1056 | C2SS2-10B-02 | Active | 7320500554920 | 16.79 | 1 | 10 | stuk | Pilot devices | BE31220 | SP (Control general) | stuk | C2SS2 zw 2 pos2NC N terugveer | Commutateur de selection | Wahlschalter, schwarz, 2 Stellungen, 2Ö | SELECTOR SWITCH C2SS2-10B-02
1SFA619201R1071 | C2SS2-10R-11 | Active | 7320500554937 | 16.79 | 1 | 10 | stuk | Pilot devices | BE31220 | SP (Control general) | stuk | C2SS2 rood 2 pos 1 NO 1 NC N terugveer | Commutateur de selection | Wahlschalter, rot, 2 Stellungen, 1S+1Ö | SELECTOR SWITCH C2SS2-10R-11
1SFA619201R1076 | C2SS2-10B-11 | Active | 7320500554944 | 15.06 | 1 | 10 | stuk | Pilot devices | BE31220 | SP (Control general) | stuk | SELECTOR SWITCH C2SS2-10B-11 | Commutateur de selection | Wahlschalter, schwarz, 2 Stellungen, 1S+ | SELECTOR SWITCH C2SS2-10B-11
1SFA619201R1077 | C2SS2-10U-11 | Active | 7320500554951 | 16.79 | 1 | 10 | stuk | Pilot devices | BE31220 | SP (Control general) | stuk | SELECTOR SWITCH C2SS2-10U-11 | Commutateur de selection | Wahlschalter, grau, 2 Stellungen, 1S+1Ö | SELECTOR SWITCH C2SS2-10U-11
1SFA619202R1011 | C2SS3-10R-10 | Active | 7320500555057 | 14.97 | 1 | 10 | stuk | Pilot devices | BE31220 | SP (Control general) | stuk | C2SS3 rood 2 pos1NO terugveer | Commutateur de selection | Wahlschalter, rot, 2 Stellungen, 1S | SELECTOR SWITCH C2SS3-10R-10
1SFA619202R1016 | C2SS3-10B-10 | Active | 7320500555064 | 13.43 | 1 | 10 | stuk | Pilot devices | BE31220 | SP (Control general) | stuk | C2SS3 zw 2 pos1NO terugveer | Commutateur de selection | Wahlschalter, schwarz, 2 Stellungen, 1S | SELECTOR SWITCH C2SS3-10B-10
1SFA619202R1021 | C2SS3-10R-20 | Active | 7320500555071 | 18.99 | 1 | 10 | stuk | Pilot devices | BE31220 | SP (Control general) | stuk | C2SS3 rood 2 pos2NO terugveer | Commutateur de selection | Wahlschalter, rot, 2 Stellungen, 2S | SELECTOR SWITCH C2SS3-10R-20
1SFA619202R1026 | C2SS3-10B-20 | Active | 7320500555088 | 17.04 | 1 | 10 | stuk | Pilot devices | BE31220 | SP (Control general) | stuk | C2SS3 zw 2 pos2NO terugveer | Commutateur de selection | Wahlschalter, schwarz, 2 Stellungen, 2S | SELECTOR SWITCH C2SS3-10B-20
1SFA619202R1046 | C2SS3-10B-01 | Active | 7320500555095 | 13.43 | 1 | 10 | stuk | Pilot devices | BE31220 | SP (Control general) | stuk | C2SS3 zw 2 pos1NC terugveer | Commutateur de selection | Wahlschalter, schwarz, 2 Stellungen, 1Ö | SELECTOR SWITCH C2SS3-10B-01
1SFA619202R1056 | C2SS3-10B-02 | Active | 7320500555101 | 17.27 | 1 | 10 | stuk | Pilot devices | BE31220 | SP (Control general) | stuk | C2SS3 zw 2 pos2NC terugveer | Commutateur de selection | Wahlschalter, schwarz, 2 Stellungen, 2Ö | SELECTOR SWITCH C2SS3-10B-02
1SFA619202R1071 | C2SS3-10R-11 | Active | 7320500555118 | 17.27 | 1 | 10 | stuk | Pilot devices | BE31220 | SP (Control general) | stuk | C2SS3 rood 2 pos1 NO 1 NC terugveer | Commutateur de selection | Selector switch red 2 pos With 1NO 1NC Momentary | SELECTOR SWITCH C2SS3-10R-11
1SFA619202R1076 | C2SS3-10B-11 | Active | 7320500555125 | 17.04 | 1 | 10 | stuk | Pilot devices | BE31220 | SP (Control general) | stuk | C2SS3 zw 2 pos1 NO 1 NC terugveer | Commutateur de selection | Wahlschalter, schwarz, 2 Stellungen, 1S+ | SELECTOR SWITCH C2SS3-10B-11
1SFA619210R1021 | C3SS1-10R-20 | Active | 7320500555323 | 16.79 | 1 | 10 | stuk | Pilot devices | BE31220 | SP (Control general) | stuk | C3SS1 rood 3 pos2NO N terugveer | Commutateur de selection | Wahlschalter, rot, 3 Stellungen, 2S | SELECTOR SWITCH C3SS1-10R-20
1SFA619210R1026 | C3SS1-10B-20 | Active | 7320500555330 | 15.06 | 1 | 10 | stuk | Pilot devices | BE31220 | SP (Control general) | stuk | SELECTOR SWITCH C3SS1-10B-20 | Commutateur de selection 3 positions fix, noir, 2NO | Wahlschalter, schwarz, 3 Stellungen, 2S | SELECTOR SWITCH C3SS1-10B-20
1SFA619210R1027 | C3SS1-10U-20 | Active | 7320500555347 | 16.79 | 1 | 10 | stuk | Pilot devices | BE31220 | SP (Control general) | stuk | C3SS1 grijs 3 pos2NO N terugveer | Commutateur de selection | Wahlschalter, grau, 3 Stellungen, 2S | SELECTOR SWITCH C3SS1-10U-20
1SFA619210R1056 | C3SS1-10B-02 | Active | 7320500555354 | 16.79 | 1 | 10 | stuk | Pilot devices | BE31220 | SP (Control general) | stuk | C3SS1 zw 3 pos2NC N terugveer | Commutateur de selection | Wahlschalter, schwarz, 3 Stellungen, 2Ö | SELECTOR SWITCH C3SS1-10B-02
1SFA619210R1071 | C3SS1-10R-11 | Active | 7320500555361 | 16.79 | 1 | 10 | stuk | Pilot devices | BE31220 | SP (Control general) | stuk | C3SS1 rood 3 pos 1 NO 1 NC N terugveer | Commutateur de selection | Wahlschalter, rot, 3 Stellungen, 1S+1Ö | SELECTOR SWITCH C3SS1-10R-11
1SFA619210R1076 | C3SS1-10B-11 | Active | 7320500555378 | 15.06 | 1 | 10 | stuk | Pilot devices | BE31220 | SP (Control general) | stuk | SELECTOR SWITCH C3SS1-10B-11 | Commutateur de selection | Wahlschalter, schwarz, 3 Stellungen, 1S+ | SELECTOR SWITCH C3SS1-10B-11
1SFA619210R3026 | C3SS1-30B-20 | Active | 7320500555392 | 15.91 | 1 | 10 | stuk | Pilot devices | BE31220 | SP (Control general) | stuk | SELECTOR SWITCH C3SS1-30B-20 | Commutateur de selection Série compact bistable, 2NO, noir, 3 positions, anneau métallique | C3SS1-30B-20 | SELECTOR SWITCH C3SS1-30B-20
1SFA619211R1021 | C3SS2-10R-20 | Active | 7320500555439 | 17.59 | 1 | 10 | stuk | Pilot devices | BE31220 | SP (Control general) | stuk | C3SS2 rood 3 pos2NO 2 pos terugveer | Commutateur de selection | Wahlschalter, rot, 3 Stellungen, 2S | SELECTOR SWITCH C3SS2-10R-20
1SFA619211R1026 | C3SS2-10B-20 | Active | 7320500555446 | 15.78 | 1 | 10 | stuk | Pilot devices | BE31220 | SP (Control general) | stuk | C3SS2 zw 3 pos2NO 2 pos terugveer | Commutateur de selection | Wahlschalter, schwarz, 3 Stellungen, 2S | SELECTOR SWITCH C3SS2-10B-20
1SFA619211R1027 | C3SS2-10U-20 | Active | 7320500555453 | 17.59 | 1 | 10 | stuk | Pilot devices | BE31220 | SP (Control general) | stuk | C3SS2 grijs 3 pos2NO 2 pos terugveer | Commutateur de selection | Wahlschalter, grau, 3 Stellungen, 2S | SELECTOR SWITCH C3SS2-10U-20
1SFA619211R1056 | C3SS2-10B-02 | Active | 7320500555460 | 17.59 | 1 | 10 | stuk | Pilot devices | BE31220 | SP (Control general) | stuk | C3SS2 zw 3 pos2NC 2 pos terugveer | Commutateur de selection | Wahlschalter, schwarz, 3 Stellungen, 2Ö | SELECTOR SWITCH C3SS2-10B-02
1SFA619211R1071 | C3SS2-10R-11 | Active | 7320500555477 | 17.59 | 1 | 10 | stuk | Pilot devices | BE31220 | SP (Control general) | stuk | SELECTOR SWITCH C3SS2-10R-11 | Commutateur de selection | Wahlschalter, rot, 3 Stellungen, 1S+1Ö | SELECTOR SWITCH C3SS2-10R-11
1SFA619211R1076 | C3SS2-10B-11 | Active | 7320500555484 | 15.78 | 1 | 10 | stuk | Pilot devices | BE31220 | SP (Control general) | stuk | zw 3 pos1 NO 1 NC 2 pos terugveer | Commutateur de selection | Wahlschalter, schwarz, 3 Stellungen, 1S+ | SELECTOR SWITCH C3SS2-10B-11
1SFA619212R1021 | C3SS3-10R-20 | Active | 7320500555545 | 17.59 | 1 | 10 | stuk | Pilot devices | BE31220 | SP (Control general) | stuk | C3SS3 rood 3 pos2NO 1 pos terugveer | Commutateur de selection | Wahlschalter, rot, 3 Stellungen, 2S | SELECTOR SWITCH C3SS3-10R-20
1SFA619212R1026 | C3SS3-10B-20 | Active | 7320500555552 | 15.78 | 1 | 10 | stuk | Pilot devices | BE31220 | SP (Control general) | stuk | C3SS3 zw 3 pos2NO 1 pos terugveer | Commutateur de selection | Wahlschalter, schwarz, 3 Stellungen, 2S | SELECTOR SWITCH C3SS3-10B-20
1SFA619212R1056 | C3SS3-10B-02 | Active | 7320500555569 | 17.59 | 1 | 10 | stuk | Pilot devices | BE31220 | SP (Control general) | stuk | C3SS3 zw 3 pos2NC 1 pos terugveer | Commutateur de selection | Wahlschalter, schwarz, 3 Stellungen, 2Ö | SELECTOR SWITCH C3SS3-10B-02
1SFA619212R1071 | C3SS3-10R-11 | Active | 7320500555576 | 17.59 | 1 | 10 | stuk | Pilot devices | BE31220 | SP (Control general) | stuk | SELECTOR SWITCH C3SS3-10R-11 | Commutateur de selection | Wahlschalter, rot, 3 Stellungen, 1S+1Ö | SELECTOR SWITCH C3SS3-10R-11
1SFA619212R1076 | C3SS3-10B-11 | Active | 7320500555583 | 15.78 | 1 | 10 | stuk | Pilot devices | BE31220 | SP (Control general) | stuk | zw 3 pos1 NO 1 NC 1 pos terugveer | Commutateur de selection | Wahlschalter, schwarz, 3 Stellungen, 1S+ | SELECTOR SWITCH C3SS3-10B-11
1SFA619213R1026 | C3SS4-10B-20 | Active | 7320500555637 | 15.32 | 1 | 10 | stuk | Pilot devices | BE31220 | SP (Control general) | stuk | C3SS4 C3SS4-10B-20 | C3SS4-10B-20 | C3SS4-10B-20 Compact-Wahlschalter 2S | C3SS4-10B-20
1SFA619216R1021 | C3SS7-10R-20 | Active | 7320500555750 | 17.59 | 1 | 10 | stuk | Pilot devices | BE31220 | SP (Control general) | stuk | C3SS7 rood 3 pos2NO 1 pos terugveer | Commutateur de selection | Wahlschalter, rot, 3 Stellungen, 2S | SELECTOR SWITCH C3SS7-10R-20
1SFA619216R1026 | C3SS7-10B-20 | Active | 7320500555767 | 15.78 | 1 | 10 | stuk | Pilot devices | BE31220 | SP (Control general) | stuk | C3SS7 zw 3 pos2NO 1 pos terugveer | Commutateur de selection | Wahlschalter, schwarz, 3 Stellungen, 2S | SELECTOR SWITCH C3SS7-10B-20
1SFA619216R1056 | C3SS7-10B-02 | Active | 7320500555774 | 17.59 | 1 | 10 | stuk | Pilot devices | BE31220 | SP (Control general) | stuk | C3SS7 zw 3 pos2NC 1 pos terugveer | Commutateur de selection | Wahlschalter, schwarz, 3 Stellungen, 2Ö | SELECTOR SWITCH C3SS7-10B-02
1SFA619216R1076 | C3SS7-10B-11 | Active | 7320500555781 | 15.78 | 1 | 10 | stuk | Pilot devices | BE31220 | SP (Control general) | stuk | zw 3 pos1 NO 1 NC 1 pos terugveer | Commutateur de selection | Wahlschalter, schwarz, 3 Stellungen, 1S+ | SELECTOR SWITCH C3SS7-10B-11
1SFA619402R1001 | CL-100R | Active | 7320500555828 | 8.04 | 1 | 10 | stuk | Pilot devices | BE31220 | SP (Control general) | stuk | Sig.lamp CL compleet excl lampMax 240V 3W rood | Lampe temoin rouge | CL-100R Meldeleuchte rot BA9s-Sockel CombiLine-Compact | PILOT LIGHT CL-100R
1SFA619402R1002 | CL-100G | Active | 7320500555835 | 8.04 | 1 | 10 | stuk | Pilot devices | BE31220 | SP (Control general) | stuk | Sig.lamp CL compleet excl lampMax 240V 3W groen | PILOT LIGHT CL-100G | CL-100G Meldeleuchte grün BA9s-Sockel CombiLine-Compact | PILOT LIGHT CL-100G
1SFA619402R1003 | CL-100Y | Active | 7320500555842 | 8.04 | 1 | 10 | stuk | Pilot devices | BE31220 | SP (Control general) | stuk | Sig.lamp CL compleet excl lampMax 240V 3W geel | Lampe temoin jaune | CL-100Y Meldeleuchte gelb BA9-s-Sockel CombiLine-Compact | PILOT LIGHT CL-100Y
1SFA619402R1004 | CL-100L | Active | 7320500555859 | 8.04 | 1 | 10 | stuk | Pilot devices | BE31220 | SP (Control general) | stuk | Sig.lamp CL compleet excl lampMax 240V 3W blauw | PILOT LIGHT CL-100L | CL-100L Meldeleuchte blau BA9-s-Sockel CombiLine-Compact | PILOT LIGHT CL-100L
1SFA619402R1005 | CL-100W | Active | 7320500555866 | 8.04 | 1 | 10 | stuk | Pilot devices | BE31220 | SP (Control general) | stuk | Sig.lamp CL compleet excl lampMax 240V 3W wit | Lampe temoin blanc | CL-100W Meldeleuchte weiss BA9-s-Sockel CombiLine-Compact | PILOT LIGHT CL-100W
1SFA619402R1008 | CL-100C | Active | 7320500555873 | 8.04 | 1 | 10 | stuk | Pilot devices | BE31220 | SP (Control general) | stuk | ARMATUUR HELDER COMPLEET EXCL.LAMPMAX.240V 3W | Lampe temoin Claire | CL-100C Meldeleuchte farbl BA9-s-Sockel CombiLine-Compact | PILOT LIGHT CL-100C
1SFA619403R5011 | CL2-501R | Active | 7320500556030 | 10.32 | 1 | 10 | stuk | Pilot devices | BE31220 | SP (Control general) | stuk | Sig.lamp CL2 Rood incl led 12 V DC | Lampe témoin Série compact Rouge, incl led 12 V DC | CL2-501R Meldeleuchte rot 12VDC mit fest integrierter LED | Compact Pilot Light Red LED 12V DC
1SFA619403R5012 | CL2-501G | Active | 7320500556047 | 10.32 | 1 | 10 | stuk | Pilot devices | BE31220 | SP (Control general) | stuk | Sig.lamp CL2 Groen incl led 12 V DC | Lampe témoin Série compact Vert, incl led 12 V DC | CL2-501G Meldeleuchte gruen 12VDC mit fest integrierter LED | Compact Pilot Light Green LED 12V DC
1SFA619403R5013 | CL2-501Y | Active | 7320500556054 | 10.32 | 1 | 10 | stuk | Pilot devices | BE31220 | SP (Control general) | stuk | Sig.lamp CL2 Geel incl led 12 V DC | Lampe témoin Série compact Jaune, incl led 12 V DC | CL2-501Y Meldeleuchte gelb 12VDC mit fest integrierter LED | Compact Pilot Light Yellow LED 12V DC
1SFA619403R5014 | CL2-501L | Active | 7320500556061 | 10.32 | 1 | 10 | stuk | Pilot devices | BE31220 | SP (Control general) | stuk | Sig.lamp CL2 Blauw incl led 12 V DC | Lampe témoin Série compact | CL2-501L Meldeleuchte blau 12VDC mit fest integrierter LED | Compact Pilot Light Blue LED 12V DC
1SFA619403R5018 | CL2-501C | Active | 7320500556078 | 9.37 | 1 | 10 | stuk | Pilot devices | BE31220 | SP (Control general) | stuk | Sig.lamp CL2 Transp.incl led 12 V DC | Lampe témoin Série compact Transp., incl led 12 V DC | CL2-501C Meldeleuchte klar 12VDC mit fest integrierter LED | Compact Pilot Light Clear LED 12V DC
1SFA619403R5021 | CL2-502R | Active | 7320500556085 | 10.32 | 1 | 10 | stuk | Pilot devices | BE31220 | SP (Control general) | stuk | Sig.lamp CL2 Rood incl led 24 VAC/DC | Lampe témoin Série compact Rouge, incl led 24 V AC/DC | CL2-502R Meldeleuchte rot 24VACDC mit fest integrierter LED | Compact Pilot Light Red LED 24V AC/DC
1SFA619403R5022 | CL2-502G | Active | 7320500556092 | 10.32 | 1 | 10 | stuk | Pilot devices | BE31220 | SP (Control general) | stuk | Sig.lamp CL2 Groen incl led 24 VAC/DC | Lampe témoin Série compact Vert, incl led 24 V AC/DC | CL2-502G Meldeleuchte gruen 24VACDC mit fest integrierter LED | Compact Pilot Light Green LED 24V AC/DC
1SFA619403R5023 | CL2-502Y | Active | 7320500556108 | 10.32 | 1 | 10 | stuk | Pilot devices | BE31220 | SP (Control general) | stuk | Sig.lamp CL2 Geel incl led 24 VAC/DC | Lampe témoin Série compact Jaune, incl led 24 V AC/DC | CL2-502Y Meldeleuchte gelb 24VACDC mit fest integrierter LED | Compact Pilot Light Yellow LED 24V AC/DC
1SFA619403R5024 | CL2-502L | Active | 7320500556115 | 10.32 | 1 | 10 | stuk | Pilot devices | BE31220 | SP (Control general) | stuk | Sig.lamp CL2 Blauw incl led 24 VAC/DC | Lampe témoin Série compact Bleu, incl led 24 V AC/DC | CL2-502L Meldeleuchte blau 24VACDC mit fest integrierter LED | Compact Pilot Light Blue LED 24V AC/DC
1SFA619403R5028 | CL2-502C | Active | 7320500556122 | 10.32 | 1 | 10 | stuk | Pilot devices | BE31220 | SP (Control general) | stuk | Sig.lamp CL2 Transp.incl led 24 VAC/DC | Lampe témoin Série compact Transp., incl led 24 V AC/DC | CL2-502C Meldeleuchte klar 24VACDC mit fest integrierter LED | Compact Pilot Light Clear LED 24V AC/DC
1SFA619403R5061 | CL2-506R | Active | 7320500556139 | 10.32 | 1 | 10 | stuk | Pilot devices | BE31220 | SP (Control general) | stuk | Sig.lamp CL2 Rood incl led 6 3 V DC | Lampe témoin Série compact Rouge, incl led 6,3 V DC | CL2-506R Meldeleuchte rot 6,3VDC mit fest integrierter LED | Compact Pilot Light Red LED 6,3V DC
1SFA619403R5062 | CL2-506G | Active | 7320500556146 | 10.32 | 1 | 10 | stuk | Pilot devices | BE31220 | SP (Control general) | stuk | Sig.lamp CL2 Groen incl led 6 3 V DC | Lampe témoin Série compact Vert, incl led 6,3 V DC | CL2-506G Meldeleuchte gruen 6,3VDC mit fest integrierter LED | Compact Pilot Light Green LED 6,3V DC
1SFA619403R5063 | CL2-506Y | Active | 7320500556153 | 10.32 | 1 | 10 | stuk | Pilot devices | BE31220 | SP (Control general) | stuk | Sig.lamp CL2 Geel incl led 6 3 V DC | Lampe témoin Série compact Jaune, incl led 6,3 V DC | CL2-506Y Meldeleuchte gelb 6,3VDC mit fest integrierter LED | Compact Pilot Light Yellow LED 6,3V DC
1SFA619403R5064 | CL2-506L | Active | 7320500556160 | 10.32 | 1 | 10 | stuk | Pilot devices | BE31220 | SP (Control general) | stuk | Sig.lamp CL2 Blauw incl led 6 3 V DC | Lampe témoin Série compact Bleu, incl led 6,3 V DC | CL2-506L Meldeleuchte blau 6,3VDC mit fest integrierter LED | Compact Pilot Light Blue LED 6,3V DC
1SFA619403R5068 | CL2-506C | Active | 7320500556177 | 9.37 | 1 | 10 | stuk | Pilot devices | BE31220 | SP (Control general) | stuk | Sig.lamp CL2 Transp.incl led 6 3 V DC | Lampe témoin Série compact Transp., incl led 6,3 V DC | CL2-506C Meldeleuchte klar 6,3VDC mit fest integrierter LED | Compact Pilot Light Clear LED 6,3V DC
1SFA619403R5071 | CL2-507R | Active | 7320500556184 | 10.32 | 1 | 10 | stuk | Pilot devices | BE31220 | SP (Control general) | stuk | Sig.lamp CL2 Rood incl led 48-60 VAC/DC | Lampe témoin Série compact Rouge, incl led 48 - 60 V AC/DC | CL2-507R Meldeleuchte rot 48-60VACDC mit fest integrierter LED | Compact Pilot Light Red LED 48-60V AC/DC
1SFA619403R5072 | CL2-507G | Active | 7320500556191 | 10.32 | 1 | 10 | stuk | Pilot devices | BE31220 | SP (Control general) | stuk | Sig.lamp CL2 Groen incl led 48-60 VAC/DC | Lampe témoin Série compact Vert, incl led 48 - 60 V AC/DC | CL2-507G Meldeleuchte gruen 48-60VACDC mit fest integrierter LED | Compact Pilot Light Green LED 48-60V AC/DC
1SFA619403R5073 | CL2-507Y | Active | 7320500556207 | 10.32 | 1 | 10 | stuk | Pilot devices | BE31220 | SP (Control general) | stuk | Sig.lamp CL2 Geel incl led 48-60 VAC/DC | Lampe témoin Série compact Jaune, incl led 48 - 60 V AC/DC | CL2-507Y Meldeleuchte gelb 48-60VACDC mit fest integrierter LED | Compact Pilot Light Yellow LED 48-60V AC/DC
1SFA619403R5074 | CL2-507L | Active | 7320500556214 | 10.32 | 1 | 10 | stuk | Pilot devices | BE31220 | SP (Control general) | stuk | Sig.lamp CL2 Blauw incl led 48-60 VAC/DC | Lampe témoin Série compact Bleu, incl led 48 - 60 V AC/DC | CL2-507L Meldeleuchte blau 48-60VACDC mit fest integrierter LED | Compact Pilot Light Blue LED 48-60V AC/DC
1SFA619403R5078 | CL2-507C | Active | 7320500556221 | 10.32 | 1 | 10 | stuk | Pilot devices | BE31220 | SP (Control general) | stuk | Sig.lamp CL2 Transp.incl led 48-60 VAC/DC | Lampe témoin Série compact Transp., incl led 48 - 60 V AC/DC | CL2-507C Meldeleuchte klar 48-60VACDC mit fest integrierter LED | Compact Pilot Light Clear LED 48-60V AC/DC
1SFA619403R5131 | CL2-513R | Active | 7320500556238 | 10.32 | 1 | 10 | stuk | Pilot devices | BE31220 | SP (Control general) | stuk | Sig.lamp CL2 Rood incl led 110-130 VAC | Lampe témoin Série compact Rouge, incl led 110 - 130 V AC | CL2-513R Meldeleuchte rot 110-130VAC mit fest integrierter LED | Compact Pilot Light Red LED 110-130V AC
1SFA619403R5132 | CL2-513G | Active | 7320500556245 | 10.32 | 1 | 10 | stuk | Pilot devices | BE31220 | SP (Control general) | stuk | Sig.lamp CL2 Groen incl led 110-130 VAC | Lampe témoin Série compact Vert, incl led 110 - 130 V AC | CL2-513G Meldeleuchte gruen 110-130VAC mit fest integrierter LED | Compact Pilot Light Green LED 110-130V AC
1SFA619403R5133 | CL2-513Y | Active | 7320500556252 | 10.32 | 1 | 10 | stuk | Pilot devices | BE31220 | SP (Control general) | stuk | Sig.lamp CL2 Geel incl led 110-130 VAC | Lampe témoin Série compact Jaune, incl led 110 - 130 V AC | CL2-513Y Meldeleuchte gelb 110-130VAC mit fest integrierter LED | Compact Pilot Light Yellow LED 110-130V AC
1SFA619403R5134 | CL2-513L | Active | 7320500556269 | 10.32 | 1 | 10 | stuk | Pilot devices | BE31220 | SP (Control general) | stuk | Sig.lamp CL2 Blauw incl led 110-130 VAC | Lampe témoin Série compact Bleu, incl led 110 - 130 V AC | CL2-513L Meldeleuchte blau 110-130VAC mit fest integrierter LED | Compact Pilot Light Blue LED 110-130V AC
1SFA619403R5138 | CL2-513C | Active | 7320500556276 | 10.32 | 1 | 10 | stuk | Pilot devices | BE31220 | SP (Control general) | stuk | Sig.lamp CL2 Transp.incl led 110-130 VAC | Lampe témoin Série compact Transp., incl led 110 - 130 V AC | CL2-513C Meldeleuchte klar 110-130VAC mit fest integrierter LED | Compact Pilot Light Clear LED 110-130V AC
1SFA619403R5151 | CL2-515R | Active | 7320500556283 | 10.32 | 1 | 10 | stuk | Pilot devices | BE31220 | SP (Control general) | stuk | Sig.lamp CL2 Rood incl led 110-130 VAC | Lampe témoin Série compact Rouge, incl led 110 - 130 V AC | CL2-515R Meldeleuchte rot 110-130VDC mit fest integrierter LED | Compact Pilot Light Red LED 110-130V DC
1SFA619403R5152 | CL2-515G | Active | 7320500556290 | 10.32 | 1 | 10 | stuk | Pilot devices | BE31220 | SP (Control general) | stuk | Sig.lamp CL2 Groen incl led 110-130 VAC | Lampe témoin Série compact Vert, incl led 110 - 130 V AC | CL2-515G Meldeleuchte gruen 110-130VDC mit fest integrierter LED | Compact Pilot Light Green LED 110-130V DC
1SFA619403R5153 | CL2-515Y | Active | 7320500556306 | 10.32 | 1 | 10 | stuk | Pilot devices | BE31220 | SP (Control general) | stuk | Sig.lamp CL2 Geel incl led 110-130 VAC | Lampe témoin Série compact Jaune, incl led 110 - 130 V AC | CL2-515Y Meldeleuchte gelb 110-130VDC mit fest integrierter LED | Compact Pilot Light Yellow LED 110-130V DC
1SFA619403R5154 | CL2-515L | Active | 7320500556313 | 10.32 | 1 | 10 | stuk | Pilot devices | BE31220 | SP (Control general) | stuk | Sig.lamp CL2 Blauw incl led 110-130 VAC | Lampe témoin Série compact Bleu, incl led 110 - 130 V AC | CL2-515L Meldeleuchte blau 110-130VDC mit fest integrierter LED | Compact Pilot Light Blue LED 110-130V DC
1SFA619403R5158 | CL2-515C | Active | 7320500556320 | 10.32 | 1 | 10 | stuk | Pilot devices | BE31220 | SP (Control general) | stuk | Sig.lamp CL2 Transp.incl led 110-130 VAC | Lampe témoin Série compact Transp., incl led 110 - 130 V AC | CL2-515C Meldeleuchte klar 110-130VDC mit fest integrierter LED | Compact Pilot Light Clear LED 110-130V DC
1SFA619403R5201 | CL2-520R | Active | 7320500556337 | 10.32 | 1 | 10 | stuk | Pilot devices | BE31220 | SP (Control general) | stuk | Sig.lamp CL2 Rood incl led 220 V DC | Lampe témoin Série compact Rouge, incl led 220 V DC | CL2-520R Meldeleuchte rot 220VDC mit fest integrierter LED | Compact Pilot Light Red LED 220V DC
1SFA619403R5202 | CL2-520G | Active | 7320500556344 | 10.32 | 1 | 10 | stuk | Pilot devices | BE31220 | SP (Control general) | stuk | Sig.lamp CL2 Groen incl led 220 V DC | Lampe témoin Série compact Vert, incl led 220 V DC | CL2-520G Meldeleuchte gruen 220VDC mit fest integrierter LED | Compact Pilot Light Green LED 220V DC
1SFA619403R5203 | CL2-520Y | Active | 7320500556351 | 10.32 | 1 | 10 | stuk | Pilot devices | BE31220 | SP (Control general) | stuk | Sig.lamp CL2 Geel incl led 220 V DC | Lampe témoin Série compact Jaune, incl led 220 V DC | CL2-520Y Meldeleuchte gelb 220VDC mit fest integrierter LED | Compact Pilot Light Yellow LED 220V DC
1SFA619403R5204 | CL2-520L | Active | 7320500556368 | 10.32 | 1 | 10 | stuk | Pilot devices | BE31220 | SP (Control general) | stuk | Sig.lamp CL2 Blauw incl led 220 V DC | Lampe témoin Série compact Bleu, incl led 220 V DC | CL2-520L Meldeleuchte blau 220VDC mit fest integrierter LED | Compact Pilot Light Blue LED 220V DC
1SFA619403R5208 | CL2-520C | Active | 7320500556382 | 10.32 | 1 | 10 | stuk | Pilot devices | BE31220 | SP (Control general) | stuk | Sig.lamp CL2 Transp.incl led 220 V DC | Lampe témoin Série compact Transp., incl led 220 V DC | CL2-520C Meldeleuchte klar 220VDC mit fest integrierter LED | Compact Pilot Light Clear LED 220V DC
1SFA619403R5231 | CL2-523R | Active | 7320500556399 | 10.32 | 1 | 10 | stuk | Pilot devices | BE31220 | SP (Control general) | stuk | Sig.lamp CL2 Rood incl led 230 VAC | Lampe témoin Série compact Rouge, incl led 230 V AC | CL2-523R Meldeleuchte rot 230VAC mit fest integrierter LED | Compact Pilot Light Red LED 230V AC
1SFA619403R5232 | CL2-523G | Active | 7320500556405 | 10.32 | 1 | 10 | stuk | Pilot devices | BE31220 | SP (Control general) | stuk | Sig.lamp CL2 Groen incl led 230 VAC | Lampe témoin Série compact Vert, incl led 230 V AC | CL2-523G Meldeleuchte gruen 230VAC mit fest integrierter LED | Compact Pilot Light Green LED 230V AC
1SFA619403R5233 | CL2-523Y | Active | 7320500556412 | 10.32 | 1 | 10 | stuk | Pilot devices | BE31220 | SP (Control general) | stuk | Sig.lamp CL2 Geel incl led 230 VAC | Lampe témoin Série compact Jaune, incl led 230 V AC | CL2-523Y Meldeleuchte gelb 230VAC mit fest integrierter LED | Compact Pilot Light Yellow LED 230V AC
1SFA619403R5234 | CL2-523L | Active | 7320500556429 | 10.32 | 1 | 10 | stuk | Pilot devices | BE31220 | SP (Control general) | stuk | Sig.lamp CL2 Blauw incl led 230 VAC | Lampe témoin Série compact Bleu, incl led 230 V AC | CL2-523L Meldeleuchte blau 230VAC mit fest integrierter LED | Compact Pilot Light Blue LED 230V AC
1SFA619403R5238 | CL2-523C | Active | 7320500556436 | 10.32 | 1 | 10 | stuk | Pilot devices | BE31220 | SP (Control general) | stuk | Sig.lamp CL2 Transp.incl led 230 VAC | Lampe témoin Série compact Transp., incl led 230 V AC | CL2-523C Meldeleuchte klar 230VAC mit fest integrierter LED | Compact Pilot Light Clear LED 230V AC
1SFA619403R5421 | CL2-542R | Active | 7320500556443 | 10.32 | 1 | 10 | stuk | Pilot devices | BE31220 | SP (Control general) | stuk | Sig.lamp CL2 Rood incl led 380-415 VAC | Lampe témoin Série compact Rouge, incl led 380 - 415 V AC | CL2-542R Meldeleuchte rot 380-415VAC mit fest integrierter LED | Compact Pilot Light Red LED 380-415V AC
1SFA619403R5422 | CL2-542G | Active | 7320500556450 | 10.32 | 1 | 10 | stuk | Pilot devices | BE31220 | SP (Control general) | stuk | Sig.lamp CL2 Groen incl led 380-415 VAC | Lampe témoin Série compact Vert, incl led 380 - 415 V AC | CL2-542G Meldeleuchte gruen 380-415VAC mit fest integrierter LED | Compact Pilot Light Green LED 380-415V AC
1SFA619403R5423 | CL2-542Y | Active | 7320500556467 | 10.32 | 1 | 10 | stuk | Pilot devices | BE31220 | SP (Control general) | stuk | Sig.lamp CL2 Geel incl led 380-415 VAC | Lampe témoin Série compact Jaune, incl led 380 - 415 V AC | CL2-542Y Meldeleuchte gelb 380-415VAC mit fest integrierter LED | Compact Pilot Light Yellow LED 380-415V AC
1SFA619403R5424 | CL2-542L | Active | 7320500556474 | 10.32 | 1 | 10 | stuk | Pilot devices | BE31220 | SP (Control general) | stuk | Sig.lamp CL2 Blauw incl led 380-415 VAC | Lampe témoin Série compact Bleu, incl led 380 - 415 V AC | CL2-542L Meldeleuchte blau 380-415VAC mit fest integrierter LED | Compact Pilot Light Blue LED 380-415V AC
1SFA619403R5428 | CL2-542C | Active | 7320500556481 | 10.32 | 1 | 10 | stuk | Pilot devices | BE31220 | SP (Control general) | stuk | Sig.lamp CL2 Transp.incl led 380-415 VAC | Lampe témoin Série compact Transp., incl led 380 - 415 V AC | CL2-542C Meldeleuchte klar 380-415VAC mit fest integrierter LED | Compact Pilot Light Clear LED 380-415V AC
1SFA619403R6231 | CL2-623R | Active | 7320500556498 | 12.43 | 1 | 10 | stuk | Pilot devices | BE31220 | SP (Control general) | stuk | Pilot CL2-623R | Lampe témoin Série compact Rouge, led 230VAC +60V anti-induct.volt. | CL2-623R Meldeleuchte Kompakt rot 230VAC | Compact Pilot Light Red LED 230V AC with 60V anti-inductive voltage
1SFA619403R6232 | CL2-623G | Active | 7320500556504 | 12.43 | 1 | 10 | stuk | Pilot devices | BE31220 | SP (Control general) | stuk | Pilot CL2-623G | Lampe témoin Série compact Vert, led 230VAC +60V anti-induct.volt. | CL2-623G Meldeleuchte Kompakt gruen 230VAC | Compact Pilot Light Green LED 230V AC with 60V anti-inductive voltage
1SFA619403R6233 | CL2-623Y | Active | 7320500556511 | 12.43 | 1 | 10 | stuk | Pilot devices | BE31220 | SP (Control general) | stuk | Pilot CL2-623Y | Lampe témoin Série compact Jau., led 230VAC +60V anti-induct.volt. | CL2-623Y Meldeleuchte Kompakt gelb 230VAC | Compact Pilot Light Yellow LED 230V AC with 60V anti-inductive voltage
1SFA619403R6234 | CL2-623L | Active | 7320500556528 | 12.43 | 1 | 10 | stuk | Pilot devices | BE31220 | SP (Control general) | stuk | Pilot CL2-623L | Lampe témoin Série compact Bleu, led 230VAC +60V anti-induct.volt. | CL2-623L Meldeleuchte Kompakt blau 230VAC | Compact Pilot Light Blue LED 230V AC with 60V anti-inductive voltage
1SFA619403R6238 | CL2-623C | Active | 7320500556535 | 12.43 | 1 | 10 | stuk | Pilot devices | BE31220 | SP (Control general) | stuk | Pilot CL2-623C | Lampe témoin Série compact Cl., led 230VAC +60V anti-induct.volt. | CL2-623C Leuchtmelder klar 230VAC,Z60V | Compact Pilot Light Clear LED 230V AC with 60V anti-inductive voltage
1SFA619500R1021 | CE3T-10R-20 | Active | 7320500556597 | 20.2 | 1 | 1 | stuk | Pilot devices | BE31220 | SP (Control general) | stuk | Noodstop CE3T 30Mm Rood draai ontgrend.. | Boutton d'arrêt CE3T-10R-20 | Compact Emergency Stop pushbutton 30 mm Red Twist release. | EMERGENCY STOP CE3T-10R-20
1SFA619500R1041 | CE3T-10R-01 | Active | 7320500556603 | 15.72 | 1 | 1 | stuk | Pilot devices | BE31220 | SP (Control general) | stuk | Noodstop CE3T rood 30mm draai ontgrend.. | Boutton d'arrêt CE3T-10R-01 | CE3T-10R-01 Not-Aus-Taster Compact 30mm Drehentrieg.1Ö CombiLine-Compact | EMERGENCY STOP CE3T-10R-01
1SFA619500R1051 | CE3T-10R-02 | Active | 7320500556610 | 18.96 | 1 | 1 | stuk | Pilot devices | BE31220 | SP (Control general) | stuk | Noodstop CE3T 30Mm Rood ontgrend. | Boutton d'arrêt CE3T-10R-02 | CE3T-10R-02 Not-Aus-Taster Compact 30mm Drehentrieg.2Ö CombiLine-Compact | EMERGENCY STOP CE3T-10R-02
1SFA619500R1071 | CE3T-10R-11 | Active | 7320500556627 | 18.96 | 1 | 1 | stuk | Pilot devices | BE31220 | SP (Control general) | stuk | Compact noodstop 30mm Rood draai ontgrend. | Boutton d'arrêt CE3T-10R-11 | CE3T-10R-11 Not-Aus-Taster Compact 30mm Drehentrieg.1S+1Ö CombiLine-Compact | EMERGENCY STOP CE3T-10R-11
1SFA619500R1076 | CE3T-10B-11 | Active | 7320500260821 | 18.96 | 1 | 1 | stuk | Pilot devices | BE31220 | SP (Control general) | stuk | Noodstop CE3T draai-ontgrend. 1NO/1NC zw | Boutton d'arrêt Série compact déverrouiller en tournant, 1NO/1NF, noir | CE3T-10B-11 Compact-Maschinen-Stop-Taste 30, dreh. | Machine Stop CE3T-10B-11
1SFA619501R1051 | CE3P-10R-02 | Active | 7320500556634 | 19.74 | 1 | 1 | stuk | Pilot devices | BE31220 | SP (Control general) | stuk | Noodstop CE3P 30Mm rood Trek ontgrend.. | Boutton d'arrêt CE3P-10R-02 | CE3P-10R-02 Not-Aus-Taster Compact 30mm Zugentrieg.2Ö CombiLine-Compact | EMERGENCY STOP CE3P-10R-02
1SFA619501R1071 | CE3P-10R-11 | Active | 7320500556641 | 19.74 | 1 | 1 | stuk | Pilot devices | BE31220 | SP (Control general) | stuk | Noodstop CE3P 30Mm Rood Trek ontgrend.. | Boutton d'arrêt CE3P-10R-11 | CE3P-10R-11 Not-Aus-Taster Compact 30mm Zugentrieg.1S+1Ö CombiLine-Compact | EMERGENCY STOP CE3P-10R-11
1SFA619501R1076 | CE3P-10B-11 | Active | 7320500355473 | 19.74 | 1 | 1 | stuk | Pilot devices | BE31220 | SP (Control general) | stuk | Noodstop CE3P trek-ontgrend. 1NO/1NC zw | Boutton d'arrêt Série compact déverrouiller en tirant, 1NO/1NF, noir | CE3P-10B-11 Compact-Maschinen-Stop-Taste 30, zug. | EMERGENCY STOP CE3P-10B-11
1SFA619502R1051 | CE3K1-10R-02 | Active | 7320500556658 | 26.89 | 1 | 1 | stuk | Pilot devices | BE31220 | SP (Control general) | stuk | EMERGENCY STOP CE3K1-10R-02 | Boutton d'arrêt CE3K1-10R-02 | CE3K-10R-02 Not-Aus-Taster Compact 30mm Schlüsselentrieg.2Ö CombiLine-Compact | EMERGENCY STOP CE3K1-10R-02
1SFA619502R1071 | CE3K1-10R-11 | Active | 7320500556665 | 26.89 | 1 | 1 | stuk | Pilot devices | BE31220 | SP (Control general) | stuk | EMERGENCY STOP CE3K1-10R-11 | Boutton d'arrêt CE3K1-10R-11 | CE3K-10R-11 Not-Aus-Taster Compact 30mm Schlüsselentrieg.1S+1Ö CombiLine-Compact | EMERGENCY STOP CE3K1-10R-11
1SFA619502R1076 | CE3K1-10B-11 | Active | 7320500355961 | 26.89 | 1 | 1 | stuk | Pilot devices | BE31220 | SP (Control general) | stuk | Noodstop CE3K1 sleutel-ontgrend. 1NO/1NC zw | Boutton d'arrêt Série compact déverrouiller à clé, 1NO/1NF, noir | CE3K1-10B-11 Compact-Maschinen-Stop-Tast 30, schl. | EMERGENCY STOP CE3K1-10B-11
1SFA619550R1021 | CE4T-10R-20 | Active | 7320500556672 | 19.2 | 1 | 1 | stuk | Pilot devices | BE31220 | SP (Control general) | stuk | Noodstop CE4T 40Mm Rood draai ontgrend.. | Boutton d'arrêt CE4T-10R-20 | CE4T-10R-20 Not-Aus-Taster Compact 40mm Drehentrieg.2S CombiLine-Compact | EMERGENCY STOP CE4T-10R-20
1SFA619550R1041 | CE4T-10R-01 | Active | 7320500556689 | 15.72 | 1 | 1 | stuk | Pilot devices | BE31220 | SP (Control general) | stuk | Noodstop CE4T 40Mm Rood draai ontgrend.. | Boutton d'arrêt CE4T-10R-01 | CE4T-10R-01 Not-Aus-Taster Compact 40mm Drehentrieg.1Ö CombiLine-Compact | EMERGENCY STOP CE4T-10R-01
1SFA619550R1051 | CE4T-10R-02 | Active | 7320500556696 | 18.96 | 1 | 1 | stuk | Pilot devices | BE31220 | SP (Control general) | stuk | Noodstop CE4T 40Mm Rood draai ontgrend.. | Boutton d'arrêt CE4T-10R-02 | CE4T-10R-02 Not-Aus-Taster Compact 40mm Drehentrieg.2Ö CombiLine-Compact | EMERGENCY STOP CE4T-10R-02
1SFA619550R1071 | CE4T-10R-11 | Active | 7320500556702 | 18.96 | 1 | 1 | stuk | Pilot devices | BE31220 | SP (Control general) | stuk | Noodstop CE4T 40Mm Rood Draai ontgrend.. | Boutton d'arrêt CE4T-10R-11 | CE4T-10R-11 Not-Aus-Taster Compact 40mm Drehentrieg.1S+1Ö CombiLine-Compact | EMERGENCY STOP CE4T-10R-11
1SFA619550R1076 | CE4T-10B-11 | Active | 7320500260845 | 18.96 | 1 | 1 | stuk | Pilot devices | BE31220 | SP (Control general) | stuk | Noodstop CE4T draai-ontgrend. 1NO/1NC zw | Boutton d'arrêt Série compact déverrouiller en tournant, 1NO/1NF, noir | CE4T-10B-11 Compact-Maschinen-Stop-Taste 40, dreh: | EMERGENCY STOP CE4T-10B-11
1SFA619551R1051 | CE4P-10R-02 | Active | 7320500556719 | 20.04 | 1 | 1 | stuk | Pilot devices | BE31220 | SP (Control general) | stuk | Noodstop CE4P 40Mm Rood trek ontgrend.. | Boutton d'arrêt CE4P-10R-02 | CE4P-10R-02 Not-Aus-Taster Compact 40mm Zugentrieg.2Ö CombiLine-Compact | EMERGENCY STOP CE4P-10R-02
1SFA619551R1071 | CE4P-10R-11 | Active | 7320500556726 | 20.04 | 1 | 1 | stuk | Pilot devices | BE31220 | SP (Control general) | stuk | Noodstop CE4P 40Mm Rood trek ontgrend.. | Boutton d'arrêt CE4P-10R-11 | CE4P-10R-11 Not-Aus-Taster Compact 40mm Zugentrieg.1S+1Ö CombiLine-Compact | EMERGENCY STOP CE4P-10R-11
1SFA619551R1076 | CE4P-10B-11 | Active | 7320500355480 | 20.04 | 1 | 1 | stuk | Pilot devices | BE31220 | SP (Control general) | stuk | Noodstop CE4P trek-ontgrend. 1NO/1NC zw | Boutton d'arrêt Série compact déverrouiller en tirant, 1NO/1NF, noir | CE4P-10B-11 Compact-Maschinen-Stop-Taste 40, zug. | EMERGENCY STOP CE4P-10B-11
1SFA619552R1051 | CE4K1-10R-02 | Active | 7320500556733 | 26.89 | 1 | 1 | stuk | Pilot devices | BE31220 | SP (Control general) | stuk | EMERGENCY STOP CE4K1-10R-02 | Boutton d'arrêt CE4K1-10R-02 | CE4K-10R-02 Not-Aus-Taster Compact 40mm Schlüsselentrieg.2Ö CombiLine-Compact | EMERGENCY STOP CE4K1-10R-02
1SFA619552R1071 | CE4K1-10R-11 | Active | 7320500556740 | 26.89 | 1 | 1 | stuk | Pilot devices | BE31220 | SP (Control general) | stuk | EMERGENCY STOP CE4K1-10R-11 | Boutton d'arrêt CE4K1-10R-11 | CE4K-10R-11 Not-Aus-Taster Compact 40mm Schlüsselentrieg.1S+1Ö CombiLine-Compact | EMERGENCY STOP CE4K1-10R-11
1SFA619552R1076 | CE4K1-10B-11 | Active | 7320500355978 | 26.89 | 1 | 1 | stuk | Pilot devices | BE31220 | SP (Control general) | stuk | Noodstop CE4K1 sleutel-ontgrend. 1NO/1NC zw | Boutton d'arrêt Série compact déverrouiller à clé, 1NO/1NF, noir | CE4K1-10B-11 Compact-Maschinen-Stop-Tast | EMERGENCY STOP CE4K1-10B-11
1SFA619600R6002 | CB1-600G | Active | 7320500556764 | 49.46 | 1 | 10 | stuk | Pilot devices | BE31220 | SP (Control general) | stuk | BUZZER CB1-600G | BUZZER CB1-600G | CB1-600G Leuchtsummer gruen 24V AC/DC | BUZZER CB1-600G
1SFA619600R6101 | CB1-610R | Active | 7320500556801 | 49.46 | 1 | 10 | stuk | Pilot devices | BE31220 | SP (Control general) | stuk | BUZZER CB1-610R | BUZZER CB1-610R | CB1-610R Leuchtsummer rot 24V AC/DC | BUZZER CB1-610R
1SFA619600R6103 | CB1-610Y | Active | 7320500556818 | 50.63 | 1 | 10 | stuk | Pilot devices | BE31220 | SP (Control general) | stuk | Zoemer CB1 24Vac/dc puls geel | Buzzer Série compact 24Vac/dc, puls jaune | CB1-610Y Leuchtsummer gelb 24V AC/DC | BUZZER CB1-610Y
1SFA619600R6131 | CB1-613R | Active | 7320500556863 | 52.27 | 1 | 10 | stuk | Pilot devices | BE31220 | SP (Control general) | stuk | Zoemer CB1 24Vac/dc pulserend licht | BUZZER CB1-613R | CB1-613R Leuchtsummer rot 230V AC | BUZZER CB1-613R
1SFA619600R6206 | CB1-620B | Active | 7320500556887 | 52.25 | 1 | 10 | stuk | Pilot devices | BE31220 | SP (Control general) | stuk | Zoemer CB1 24Vac/dc continu | Buzzer Série Compact 24Vac/dc, continu | CB1-620B Summer Dauer schwarz 24V AC/DC | BUZZER CB1-620B
1SFA619600R6216 | CB1-621B | Active | 7320500556894 | 52.27 | 1 | 10 | stuk | Pilot devices | BE31220 | SP (Control general) | stuk | Zoemer CB1 115VAC continu | BUZZER CB1-621B | CB1-621B Summer Dauer schwarz 110-130V AC | BUZZER CB1-621B
1SFA619600R6236 | CB1-623B | Active | 7320500556917 | 51.84 | 1 | 10 | stuk | Pilot devices | BE31220 | SP (Control general) | stuk | Zoemer CB1 230VAC continu | Buzzer Série compact 230V ac, continu | CB1-623B Summer Dauer schwarz 230V AC | BUZZER CB1-623B
1SFA619600R6306 | CB1-630B | Active | 7320500556924 | 51.13 | 1 | 10 | stuk | Pilot devices | BE31220 | SP (Control general) | stuk | Zoemer CB1 24VAC.dc/pulsating | Buzzer compact noir Série compact 24V ac.dc/pulsating | CB1-630B Summer Puls schwarz 24V AC/DC | BUZZER CB1-630B
1SFA619600R6326 | CB1-632B | Active | 7320500556948 | 49.46 | 1 | 10 | stuk | Pilot devices | BE31220 | SP (Control general) | stuk | BUZZER CB1-632B | BUZZER CB1-632B | CB1-632B Summer Puls schwarz 110-130V DC | BUZZER CB1-632B
1SFA619600R6336 | CB1-633B | Active | 7320500556955 | 51.84 | 1 | 10 | stuk | Pilot devices | BE31220 | SP (Control general) | stuk | Zoemer CB1 230VAC pulsating | Buzzer Série compact 230V ac, pulsating | CB1-633B Summer Puls schwarz 230V AC | BUZZER CB1-633B
1SFA619811R1000 | CEP1-0 | Active | 7320500318041 | 13.88 | 1 | 1 | stuk | Pilot devices | BE31220 | SP (Control general) | stuk | Compact leeg grijs 1 compact | Boîtier Série compact vide, gris, pour 1 élèment compact | CEP1-0 Leergehäuse grau f.1 Bef-Stelle CombiLine-Compact | ENCLOSURE CEP1-0
1SFA619811R1001 | CEP1-1001 | Active | 7320500358184 | 42.88 | 1 | 1 | stuk | Pilot devices | BE31220 | SP (Control general) | stuk | Noodstop CEP1 draai-ontgrend. 2NC geel/rood | Boîtier d'arrêt Série compact déverrouiller en tournant, 2NF, jaune/rouge | CEP1-1001 Maschinen-Stop Kombination 40mm Maschinen-Stop Taster | ENCLOSURE CEP1-1001
1SFA619811R1002 | CEP1-1002 | Active | 7320500358177 | 42.88 | 1 | 1 | stuk | Pilot devices | BE31220 | SP (Control general) | stuk | Noodstop CEP1 trek-ontgrend. 2NC geel/rood | Boîtier d'arrêt Série compact déverrouiller en tirant, 2NF, jaune/rouge | CEP1-1002 Maschinen-Stop Kombination 40mm Maschinen-Stop Taster | ENCLOSURE CEP1-1002
1SFA619811R2001 | CEP1-2001 | Active | 7320500358160 | 47.02 | 1 | 1 | stuk | Pilot devices | BE31220 | SP (Control general) | stuk | Noodstop CEP1 Noodstop | ENCLOSURE CEP1-2001 | CEP1-2001Compact -Maschinen-Stop- Kombination | ENCLOSURE CEP1-2001
1SFA619811R2002 | CEP1-2002 | Active | 7320500358153 | 47.02 | 1 | 1 | stuk | Pilot devices | BE31220 | SP (Control general) | stuk | CEP1-2002 | Boîtier d'arrêt Série compact déverrouiller en tirant, 2NF, jaune/rouge, avec collet | CEP1-2002 Compact-Maschinen-Stop- Kombination | ENCLOSURE CEP1-2002
1SFA619821R1000 | CEPY1-0 | Active | 7320500318058 | 14.86 | 1 | 1 | stuk | Pilot devices | BE31220 | SP (Control general) | stuk | Compact leeg geel 1 compact | Boîtier Série compact vide, jaune, pour 1 élèment compact | CEPY1-0 Leergehäuse gelb f.1 Bef-Stelle CombiLine-Compact | ENCLOSURE CEPY1-0
1SFA619821R1001 | CEPY1-1001 | Active | 7320500358108 | 42.88 | 1 | 1 | stuk | Pilot devices | BE31220 | SP (Control general) | stuk | Noodstop CEPY1 draai-ontgrend. 1NO/1NC grijs | Boîtier d'arrêt Série compact déverrouiller en tournant, 1NO/1NF, gris | CEPY1-1001 Compact-Not-Aus-Kombination | ENCLOSURE CEPY1-1001
1SFA619821R1002 | CEPY1-1002 | Active | 7320500358092 | 42.88 | 1 | 1 | stuk | Pilot devices | BE31220 | SP (Control general) | stuk | Noodstop CEPY1 trek-ontgrend. 1NO/1NC grijs | Boîtier d'arrêt Série compact déverrouiller en tirant, 1NO/1NF, gris | CEPY1-1002 Compact-Not-Aus-Kombination | ENCLOSURE CEPY1-1002
1SFA619821R2001 | CEPY1-2001 | Active | 7320500358146 | 47.02 | 1 | 1 | stuk | Pilot devices | BE31220 | SP (Control general) | stuk | CEPY1-2001 | Boîtier d'arrêt Série compact déverrouiller en tournant, 1NO/1NF, gris, avec collet | CEPY1-2001 Compact-Not-Aus-Kombination | ENCLOSURE CEPY1-2001
1SFA619821R2002 | CEPY1-2002 | Active | 7320500358139 | 47.02 | 1 | 1 | stuk | Pilot devices | BE31220 | SP (Control general) | stuk | CEPY1-2002 | Boîtier d'arrêt Série compact déverrouiller en tirant, 1NO/1NF, gris, avec collet | CEPY1-2002 Compact-Not-Aus-Kombination | ENCLOSURE CEPY1-2002
1SFA619920R8053 | CA1-8053 | Active | 7320500345542 | 5.37 | 1 | 10 | stuk | Pilot devices | BE31220 | SP (Control general) | stuk | Kraag CA1 Kraag beschermring geel | Collet Série compact collet de protection, jaune | CA1-8053 Compact-Schutzkragen gelb für CombiLine-Compact-NOT-AUS-Taster | CA1-8053 Shroud
1SFA619920R8054 | CA1-8054 | Active | 7320500358047 | 5.37 | 1 | 10 | stuk | Pilot devices | BE31220 | SP (Control general) | stuk | Kraag CA1 Kraag beschermring grijs | Collet Série compact collet de protection, gris | CA1-8054 Compact-Schutzkragen,grau | CA1-8054 Shroud
1SFA619920R8077 | CA1-8077 | Active | 7320500556986 | 0.69 | 1 | 10 | stuk | Pilot devices | BE31220 | SP (Control general) | stuk | Ring Compact zw keuzeschak. | Anneau Série compact noir, pour commutateur | CA1-8077 Frontring Kunststoff schwarz f.Drucktaster CombiLine-Compact | CA1-8077 Bezel
1SFA619920R8078 | CA1-8078 | Active | 7320500556993 | 4.78 | 1 | 10 | stuk | Pilot devices | BE31220 | SP (Control general) | stuk | Ring CompactMetal keuzeschak. | Anneau Série compact metal, pour commutateur | CA1-8078 Frontring Metall chrom f.Drucktaster CombiLine-Compact | CA1-8078 Bezel
1SFA619930R1026 | CA6-1026 | Active | 7320500557013 | 5.18 | 1 | 10 | stuk | Pilot devices | BE31220 | SP (Control general) | stuk | CA6-1026 Legend Plate | Plaque de signalisation Série compact 'emergency stop' pour coffret compact | CA6-1026 Schild D=60,-Emergency Stop- | CA6-1026 Legend Plate
1SFA663003R1020 | TVOC-DP2 | Active | 7320500208601 | 292.8 | 1 | 1 | stuk | Arc Guard Systems | BE31220 | SP (Control general) | stuk | TVOC-DP2 Detector | Détecteur avec 2m de câble optique | Optical sensor Plastic 2 mtr | TVOC-DP2 Detector
1SFA663003R1040 | TVOC-DP4 | Active | 7320500208618 | 334.79 | 1 | 1 | stuk | Arc Guard Systems | BE31220 | SP (Control general) | stuk | TVOC-DP4 Detector | Détecteur avec 4m de câble optique | Optical sensor Plastic 4 mtr | TVOC-DP4 Detector
1SFA663003R1060 | TVOC-DP6 | Active | 7320500208625 | 366.32 | 1 | 1 | stuk | Arc Guard Systems | BE31220 | SP (Control general) | stuk | TVOC-DP6 Detector | Détecteur avec 6m de câble optique | Optical sensor Plastic 6 mtr | TVOC-DP6 Detector
1SFA663003R1100 | TVOC-DP10 | Active | 7320500208649 | 426.11 | 1 | 1 | stuk | Arc Guard Systems | BE31220 | SP (Control general) | stuk | TVOC-DP10 Detector | Détecteur avec 10m de câble optique | Optical sensor Plastic 10 mtr | TVOC-DP10 Detector
1SFA663004R1060 | TVOC-OP6 | Active | 7320500208731 | 203.04 | 1 | 1 | stuk | Arc Guard Systems | BE31220 | SP (Control general) | stuk | TVOC Verbindingskabel tussen 2 CSU 6M | Câble optique Série TVOC 6m | Connection cable between 2 CSU 6 meter | TVOC-OP6 Optical Cable
1SFA663004R1100 | TVOC-OP10 | Active | 7320500208755 | 271.96 | 1 | 1 | stuk | Arc Guard Systems | BE31220 | SP (Control general) | stuk | TVOC-OP10 Optical Cable | Câble optique Série TVOC 10m | Connection cable between 2 CSU 10 meter | TVOC-OP10 Optical Cable
1SFA663004R1200 | TVOC-OP20 | Active | 7320500208779 | 414.84 | 1 | 1 | stuk | Arc Guard Systems | BE31220 | SP (Control general) | stuk | TVOC-OP20 Optical Cable | Câble optique Série TVOC 20m | Connection cable between 2 CSU 20 meter | TVOC-OP20 Optical Cable
1SFA663004R1300 | TVOC-OP30 | Active | 7320500208793 | 545.19 | 1 | 1 | stuk | Arc Guard Systems | BE31220 | SP (Control general) | stuk | Optische kabel TVOC Optische kabel TV30m | Câble optique Série TVOC 30m | Connection cable between 2 CSU 30 meter | TVOC-OP30 Optical Cable
1SFA663005R1001 | TVOC-LABEL | Active | 7320500252642 | 21.31 | 1 | 1 | stuk | Arc Guard Systems | BE31220 | SP (Control general) | stuk | Label TVOC TVOC Label TVOC | Etiquette Série TVOC jeu de 10pc | Hinweisschild 10 Stück Störlichtbogenschutz | Information plate English
1SFA663006R1001 | Mounting kit 600mm | Active | 7320500192436 | 33.25 | 1 | 1 | stuk | Arc Guard Systems | BE31220 | SP (Control general) | stuk | Mont.kit TVOC-2Mont.kit 600mm | Jeu de montage Série TVOC 600mm | Montagesatz 600mm für Montage der Linsensensoren | Mounting Kit 600 mm
1SFA663006R1002 | Mounting kit 800/1000mm | Active | 7320500192443 | 32.78 | 1 | 1 | stuk | Arc Guard Systems | BE31220 | SP (Control general) | stuk | Mont.kit TVOC-2Mont.kit 800/1000Mm | Jeu de montage Série TVOC 800/1000mm | Montagesatz 800/1000mm für Montage der Linsensensoren | Mounting Kit 800/1000 mm
1SFA663006R1010 | TVOC-MB | Active | 7320500192450 | 38.87 | 1 | 1 | stuk | Arc Guard Systems | BE31220 | SP (Control general) | stuk | Mont.kit TVOC C set van 5st | Jeu de montage TVOC jeu de 5pc | Montagelasche 5 Stück zur Befestigung der Linsensensoren | Mounting Bracket
1SFA664001R1001 | TVOC-2-240 | Active | 7320500382172 | 3973.48 | 1 | 1 | stuk | Arc Guard Systems | BE31220 | SP (Control general) | stuk | Vonk bewaking TVOC-2 Vonk bewaking TVOC | Vonk bewaking Série TVOC | TVOC-2-240 Lichtbogenwächter 10 optische Eingänge einschl. einer HMI | TVOC-2-240 Arc Monitor
1SFA664002R1001 | TVOC-2-E1 | Active | 7320500382196 | 1191.68 | 1 | 1 | stuk | Arc Guard Systems | BE31220 | SP (Control general) | stuk | Uitbreidingseenheid TVOC-2 10 ingangen | Kit d'extension Série TVOC 10 entrées | TVOC-2-E1 Erweiterungsmodul für TVOC-2 für zusätzlich 10 Linsensensoren | TVOC-2-E1 Extension
1SFA664002R1005 | TVOC-2-H1 | Active | 7320500382189 | 514.84 | 1 | 1 | stuk | Arc Guard Systems | BE31220 | SP (Control general) | stuk | Additionele HMIMTVOC-2 | Paneau de commande Série TVOC | TVOC-2-H1 externes Display zu TVOC-2 zusätzliches Anzeigemodul HMI | TVOC-2-H1 HMI
1SFA664002R3001 | TVOC-2-E3 | Active | 7320500382592 | 1147.28 | 1 | 1 | stuk | Arc Guard Systems | BE31220 | SP (Control general) | stuk | Uitbreiding 10 ingang 60Ms | Kit d'extension Série TVOC 10 entrées pour 60m | Extension 10 inputs for 60 meters detector | TVOC-2-E3 Extension
1SFA664003R1010 | TVOC-2-DP1 | Active | 7320500382264 | 219.62 | 1 | 1 | stuk | Arc Guard Systems | BE31220 | SP (Control general) | stuk | TVOC-2-DP1 Detector | Détecteur Série TVOC 1m | TVOC-2-DP1 Linsensensor Länge 1m für TVOC-2 | TVOC-2-DP1 Detector
1SFA664003R1020 | TVOC-2-DP2 | Active | 7320500382271 | 237.62 | 1 | 1 | stuk | Arc Guard Systems | BE31220 | SP (Control general) | stuk | TVOC-2-DP2 Detector | Détecteur Série TVOC 2m | TVOC-2-DP2 Linsensensor Länge 2m für TVOC-2 | TVOC-2-DP2 Detector
1SFA664003R1040 | TVOC-2-DP4 | Active | 7320500382288 | 260.43 | 1 | 1 | stuk | Arc Guard Systems | BE31220 | SP (Control general) | stuk | TVOC-2-DP4 Detector | Détecteur Série TVOC 4m | TVOC-2-DP4 Linsensensor Länge 4m für TVOC-2 | TVOC-2-DP4 Detector
1SFA664003R1060 | TVOC-2-DP6 | Active | 7320500382295 | 288.02 | 1 | 1 | stuk | Arc Guard Systems | BE31220 | SP (Control general) | stuk | TVOC-2-DP6 Detector | Détecteur Série TVOC 6m | TVOC-2-DP6 Linsensensor Länge 6m für TVOC-2 | TVOC-2-DP6 Detector
1SFA664003R1080 | TVOC-2-DP8 | Active | 7320500382301 | 315.62 | 1 | 1 | stuk | Arc Guard Systems | BE31220 | SP (Control general) | stuk | TVOC-2-DP8 Detector | Détecteur Série TVOC 8m | TVOC-2-DP8 Linsensensor Länge 8m für TVOC-2 | TVOC-2-DP8 Detector
1SFA664003R1100 | TVOC-2-DP10 | Active | 7320500382318 | 339.62 | 1 | 1 | stuk | Arc Guard Systems | BE31220 | SP (Control general) | stuk | TVOC-2-DP10 Detector | Détecteur Série TVOC 10 | TVOC-2-DP10 Linsensensor Länge 10m für TVOC-2 | TVOC-2-DP10 Detector
1SFA664003R1150 | TVOC-2-DP15 | Active | 7320500382325 | 423.64 | 1 | 1 | stuk | Arc Guard Systems | BE31220 | SP (Control general) | stuk | TVOC-2-DP15 Detector | Détecteur Série TVOC 15m | TVOC-2-DP15 Linsensensor Länge 15m für TVOC-2 | TVOC-2-DP15 Detector
1SFA664003R1200 | TVOC-2-DP20 | Active | 7320500382332 | 476.43 | 1 | 1 | stuk | Arc Guard Systems | BE31220 | SP (Control general) | stuk | TVOC-2-DP20 Detector | Détecteur Série TVOC 20m | Detector 20 meter | TVOC-2-DP20 Detector
1SFA664003R1250 | TVOC-2-DP25 | Active | 7320500382349 | 543.63 | 1 | 1 | stuk | Arc Guard Systems | BE31220 | SP (Control general) | stuk | TVOC-2-DP25 Detector | Détecteur Série TVOC 25m | Detector 25 meter | TVOC-2-DP25 Detector
1SFA664003R1300 | TVOC-2-DP30 | Active | 7320500382356 | 658.84 | 1 | 1 | stuk | Arc Guard Systems | BE31220 | SP (Control general) | stuk | TVOC-2-DP30 Detector | Détecteur Série TVOC 30m | Detector TVOC range 30m | TVOC-2-DP30 Detector
1SFA664003R3600 | TVOC-2-DP60 | Active | 7320500382608 | 816.07 | 1 | 1 | stuk | Arc Guard Systems | BE31220 | SP (Control general) | stuk | TVOC-2-DP60 Detector | Détecteur Série TVOC 60m | Detector 60 meter | TVOC-2-DP60 Detector
1SFA664004R1010 | TVOC-2-OP1 | Active | 7320500382622 | 169.21 | 1 | 1 | stuk | Arc Guard Systems | BE31220 | SP (Control general) | stuk | TVOC-2-OP1 Optical Cable | Câble optique Série TVOC 1m | Connection cable between 2 TVOC 1 meter | TVOC-2-OP1 Optical Cable
1SFA664004R1040 | TVOC-2-OP4 | Active | 7320500382646 | 214.8 | 1 | 1 | stuk | Arc Guard Systems | BE31220 | SP (Control general) | stuk | TVOC-2-OP4 Optical Cable | Câble optique Série TVOC 4m | Connection cable between 2 TVOC 4 meter | TVOC-2-OP4 Optical Cable
1SFA664004R1060 | TVOC-2-OP6 | Active | 7320500382653 | 237.62 | 1 | 1 | stuk | Arc Guard Systems | BE31220 | SP (Control general) | stuk | TVOC-2-OP6 Optical Cable | Câble optique Série TVOC 6m | Connection cable between 2 TVOC 6 meter | TVOC-2-OP6 Optical Cable
1SFA664004R1080 | TVOC-2-OP8 | Active | 7320500382660 | 282.02 | 1 | 1 | stuk | Arc Guard Systems | BE31220 | SP (Control general) | stuk | Verbindingskabel TVOC-2 | Câble optique Série TVOC 8m | Optical cable TVOC range 8m | TVOC-2-OP8 Optical Cable
1SFA664004R1100 | TVOC-2-OP10 | Active | 7320500382677 | 304.83 | 1 | 1 | stuk | Arc Guard Systems | BE31220 | SP (Control general) | stuk | TVOC-2-OP10 Optical Cable | Câble optique Série TVOC 10m | Connection cable between 2 TVOC 10 meter | TVOC-2-OP10 Optical Cable
1SFA664004R1150 | TVOC-2-OP15 | Active | 7320500382684 | 385.24 | 1 | 1 | stuk | Arc Guard Systems | BE31220 | SP (Control general) | stuk | TVOC-2-OP15 Optical Cable | Câble optique Série TVOC 15m | Connection cable between 2 TVOC 15 meter | TVOC-2-OP15 Optical Cable
1SFA664004R1200 | TVOC-2-OP20 | Active | 7320500382691 | 429.64 | 1 | 1 | stuk | Arc Guard Systems | BE31220 | SP (Control general) | stuk | TVOC-2-OP20 Optical Cable | Câble optique Série TVOC 20m | Connection cable between 2 TVOC 20 meter | TVOC-2-OP20 Optical Cable
1SFA664004R1250 | TVOC-2-OP25 | Active | 7320500382707 | 498.04 | 1 | 1 | stuk | Arc Guard Systems | BE31220 | SP (Control general) | stuk | TVOC-2-OP25 Optical Cable | Câble optique Série TVOC 25m | Connection cable between 2 TVOC 25 meter | TVOC-2-OP25 Optical Cable
1SFA664004R1300 | TVOC-2-OP30 | Active | 7320500382714 | 589.25 | 1 | 1 | stuk | Arc Guard Systems | BE31220 | SP (Control general) | stuk | TVOC-2-OP30 Optical Cable | Câble optique Série TVOC 30m | Connection cable between 2 TVOC 30 meter | TVOC-2-OP30 Optical Cable
1SFA664004R2010 | TVOC-1TO2-OP1 | Active | 7320500382738 | 161.67 | 1 | 1 | stuk | Arc Guard Systems | BE31220 | SP (Control general) | stuk | Optical Cable TVOC-2-CSU 1M | Câble optique Série TVOC 1m | Connection cable between CSU and TVOC 1 meter | Optical Cable TVOC-2 - CSU 1 m
1SFA664004R2040 | TVOC-1TO2-OP4 | Active | 7320500382752 | 204.28 | 1 | 1 | stuk | Arc Guard Systems | BE31220 | SP (Control general) | stuk | Optical Cable TVOC-2-CSU 4M | Câble optique Série TVOC 4m | Connection cable between CSU and TVOC 4 meter | Optical Cable TVOC-2 - CSU 4 m
1SFA664004R2060 | TVOC-1TO2-OP6 | Active | 7320500382769 | 226.84 | 1 | 1 | stuk | Arc Guard Systems | BE31220 | SP (Control general) | stuk | Optical Cable TVOC-2-CSU 6M | Câble optique Série TVOC 6m | Connection cable between CSU and TVOC 6 meter | Optical Cable TVOC-2 - CSU 6 m
1SFA664004R2100 | TVOC-1TO2-OP10 | Active | 7320500382783 | 292.02 | 1 | 1 | stuk | Arc Guard Systems | BE31220 | SP (Control general) | stuk | Optical Cable TVOC-2-CSU 10M | Câble optique Série TVOC 10m | Connection cable between CSU and TVOC 10 meter | Optical Cable TVOC-2 - CSU 10 m
1SFA664004R2200 | TVOC-1TO2-OP20 | Active | 7320500383087 | 411.09 | 1 | 1 | stuk | Arc Guard Systems | BE31220 | SP (Control general) | stuk | Optical Cable TVOC-2-CSU 20M | Câble optique Série TVOC 20m | Connection cable between CSU and TVOC 20 meter | Optical Cable TVOC-2 - CSU 20 m
1SFA664004R2300 | TVOC-1TO2-OP30 | Active | 7320500383100 | 561.48 | 1 | 1 | stuk | Arc Guard Systems | BE31220 | SP (Control general) | stuk | Optical Cable TVOC-2-CSU 30M | Câble optique Série TVOC 30m | Connection cable between CSU and TVOC 30 meter | Optical Cable TVOC-2 - CSU 30 m
1SFA664006R1001 | TVOC-2-MK1 | Active | 7320500383261 | 99.74 | 1 | 1 | stuk | Arc Guard Systems | BE31220 | SP (Control general) | stuk | TV50st | Collier de cable Série TVOC 50pc | Cable strap 1 set = 50 pieces | TVOC-2-MK1 Cable Strap
1SFA739001R1001 | EF1250DU-1250 | Active | 7320500513880 | 2914.32 | 1 | 1 | stuk | Contactor AF | BE31220 | SP (Control general) | stuk | EF1250DU-1250 Electro. Overload Relay | EF1250DU-1250 Electronic Overload Relay | EF1250DU-1250 Electronic Overload Relay | EF1250DU-1250 Electronic Overload Relay
1SFA896103R1100 | 1SFA896103R1100 | Active | 7320500477144 | 218.61 | 1 | 1 | stuk | Softstarter | BE31220 | SP (Control general) | stuk | Softstarter PSR3-600-11 | Softstarter PSR3-600-11 | Softstarter PSR3-600-11 | Softstarter PSR3-600-11
1SFA896103R7000 | 1SFA896103R7000 | Active | 7320500338186 | 218.61 | 1 | 1 | stuk | Softstarter | BE31220 | SP (Control general) | stuk | Softstarter PSR3-600-70 | Softstarter PSR3-600-70 | Softstarter PSR3-600-70 | Softstarter PSR3-600-70
1SFA896104R1100 | 1SFA896104R1100 | Active | 7320500477151 | 250.23 | 1 | 1 | stuk | Softstarter | BE31220 | SP (Control general) | stuk | Softstarter PSR6-600-11 | Softstarter PSR6-600-11 | Softstarter PSR6-600-11 | Softstarter PSR6-600-11
1SFA896104R7000 | 1SFA896104R7000 | Active | 7320500338209 | 250.23 | 1 | 1 | stuk | Softstarter | BE31220 | SP (Control general) | stuk | Softstarter PSR6-600-70 | Softstarter PSR6-600-70 | Softstarter PSR6-600-70 | Softstarter PSR6-600-70
1SFA896105R1100 | 1SFA896105R1100 | Active | 7320500477168 | 292.34 | 1 | 1 | stuk | Softstarter | BE31220 | SP (Control general) | stuk | Softstarter PSR9-600-11 | Softstarter PSR9-600-11 | Softstarter PSR9-600-11 | Softstarter PSR9-600-11
1SFA896105R7000 | 1SFA896105R7000 | Active | 7320500338223 | 292.34 | 1 | 1 | stuk | Softstarter | BE31220 | SP (Control general) | stuk | Softstarter PSR9-600-70 | Softstarter PSR9-600-70 | Softstarter PSR9-600-70 | Softstarter PSR9-600-70
1SFA896106R1100 | 1SFA896106R1100 | Active | 7320500477175 | 355.55 | 1 | 1 | stuk | Softstarter | BE31220 | SP (Control general) | stuk | Softstarter PSR12-600-11 | Softstarter PSR12-600-11 | Softstarter PSR12-600-11 | Softstarter PSR12-600-11
1SFA896106R7000 | 1SFA896106R7000 | Active | 7320500338247 | 355.55 | 1 | 1 | stuk | Softstarter | BE31220 | SP (Control general) | stuk | Softstarter PSR12-600-70 | Softstarter PSR12-600-70 | Softstarter PSR12-600-70 | Softstarter PSR12-600-70
1SFA896107R1100 | 1SFA896107R1100 | Active | 7320500477182 | 383.46 | 1 | 1 | stuk | Softstarter | BE31220 | SP (Control general) | stuk | Softstarter PSR16-600-11 | Softstarter PSR16-600-11 | Softstarter PSR16-600-11 | Softstarter PSR16-600-11
1SFA896107R7000 | 1SFA896107R7000 | Active | 7320500338261 | 383.46 | 1 | 1 | stuk | Softstarter | BE31220 | SP (Control general) | stuk | Softstarter PSR16-600-70 | Softstarter PSR16-600-70 | Softstarter PSR16-600-70 | Softstarter PSR16-600-70
1SFA896108R1100 | 1SFA896108R1100 | Active | 7320500477199 | 424.03 | 1 | 1 | stuk | Softstarter | BE31220 | SP (Control general) | stuk | Softstarter PSR25-600-11 | Softstarter PSR25-600-11 | Softstarter PSR25-600-11 | Softstarter PSR25-600-11
1SFA896108R7000 | 1SFA896108R7000 | Active | 7320500338285 | 424.03 | 1 | 1 | stuk | Softstarter | BE31220 | SP (Control general) | stuk | Softstarter PSR25-600-70 | Softstarter PSR25-600-70 | Softstarter PSR25-600-70 | Softstarter PSR25-600-70
1SFA896109R1100 | 1SFA896109R1100 | Active | 7320500477205 | 497.79 | 1 | 1 | stuk | Softstarter | BE31220 | SP (Control general) | stuk | Softstarter PSR30-600-11 | Softstarter PSR30-600-11 | Softstarter PSR30-600-11 | Softstarter PSR30-600-11
1SFA896109R7000 | 1SFA896109R7000 | Active | 7320500338308 | 497.79 | 1 | 1 | stuk | Softstarter | BE31220 | SP (Control general) | stuk | Softstarter PSR30-600-70 | Softstarter PSR30-600-70 | Softstarter PSR30-600-70 | Softstarter PSR30-600-70
1SFA896110R1100 | 1SFA896110R1100 | Active | 7320500477212 | 724.87 | 1 | 1 | stuk | Softstarter | BE31220 | SP (Control general) | stuk | Softstarter PSR37-600-11 | Softstarter PSR37-600-11 | Softstarter PSR37-600-11 | Softstarter PSR37-600-11
1SFA896110R7000 | 1SFA896110R7000 | Active | 7320500338322 | 724.87 | 1 | 1 | stuk | Softstarter | BE31220 | SP (Control general) | stuk | Softstarter PSR37-600-70 | Softstarter PSR37-600-70 | Softstarter PSR37-600-70 | Softstarter PSR37-600-70
1SFA896111R1100 | 1SFA896111R1100 | Active | 7320500477229 | 822.79 | 1 | 1 | stuk | Softstarter | BE31220 | SP (Control general) | stuk | Softstarter PSR45-600-11 | Softstarter PSR45-600-11 | Softstarter PSR45-600-11 | Softstarter PSR45-600-11
1SFA896111R7000 | 1SFA896111R7000 | Active | 7320500338346 | 822.79 | 1 | 1 | stuk | Softstarter | BE31220 | SP (Control general) | stuk | Softstarter PSR45-600-70 | Softstarter PSR45-600-70 | Softstarter PSR45-600-70 | Softstarter PSR45-600-70
1SFA896112R1100 | 1SFA896112R1100 | Active | 7320500477236 | 909.94 | 1 | 1 | stuk | Softstarter | BE31220 | SP (Control general) | stuk | Softstarter PSR60-600-11 | Softstarter PSR60-600-11 | Softstarter PSR60-600-11 | Softstarter PSR60-600-11
1SFA896112R7000 | 1SFA896112R7000 | Active | 7320500362594 | 909.94 | 1 | 1 | stuk | Softstarter | BE31220 | SP (Control general) | stuk | Softstarter PSR60-600-70 | Softstarter PSR60-600-70 | Softstarter PSR60-600-70 | Softstarter PSR60-600-70
1SFA896113R1100 | 1SFA896113R1100 | Active | 7320500477243 | 1147.29 | 1 | 1 | stuk | Softstarter | BE31220 | SP (Control general) | stuk | Softstarter PSR72-600-11 | Softstarter PSR72-600-11 | Softstarter PSR72-600-11 | Softstarter PSR72-600-11
1SFA896113R7000 | 1SFA896113R7000 | Active | 7320500362617 | 1147.29 | 1 | 1 | stuk | Softstarter | BE31220 | SP (Control general) | stuk | Softstarter PSR72-600-70 | Softstarter PSR72-600-70 | Softstarter PSR72-600-70 | Softstarter PSR72-600-70
1SFA896114R1100 | 1SFA896114R1100 | Active | 7320500477250 | 1321.93 | 1 | 1 | stuk | Softstarter | BE31220 | SP (Control general) | stuk | Softstarter PSR85-600-11 | Softstarter PSR85-600-11 | Softstarter PSR85-600-11 | Softstarter PSR85-600-11
1SFA896114R7000 | 1SFA896114R7000 | Active | 7320500362631 | 1321.93 | 1 | 1 | stuk | Softstarter | BE31220 | SP (Control general) | stuk | Softstarter PSR85-600-70 | Softstarter PSR85-600-70 | Softstarter PSR85-600-70 | Softstarter PSR85-600-70
1SFA896115R1100 | 1SFA896115R1100 | Active | 7320500477267 | 1383.78 | 1 | 1 | stuk | Softstarter | BE31220 | SP (Control general) | stuk | Softstarter PSR105-600-11 | Softstarter PSR105-600-11 | Softstarter PSR105-600-11 | Softstarter PSR105-600-11
1SFA896115R7000 | 1SFA896115R7000 | Active | 7320500362655 | 1383.78 | 1 | 1 | stuk | Softstarter | BE31220 | SP (Control general) | stuk | Softstarter PSR105-600-70 | Softstarter PSR105-600-70 | Softstarter PSR105-600-70 | Softstarter PSR105-600-70
1SFA896203R7000 | PSRC3-600-70 | Active | 7320500465479 | 212.26 | 1 | 1 | stuk | PSR | BE31220 | SP (Control general) | stuk | Softstarter PSRC serie PSRC3-600-70 | Démarreur progressif Série PSRC PSRC3-600-70 | Softstarter PSRC Range PSRC3-600-70 | Softstarter PSRC Range PSRC3-600-70
1SFA896204R7000 | PSRC6-600-70 | Active | 7320500465486 | 242.95 | 1 | 1 | stuk | PSR | BE31220 | SP (Control general) | stuk | Softstarter PSRC serie PSRC6-600-70 | Démarreur progressif Série PSRC PSRC6-600-70 | Softstarter PSRC Range PSRC6-600-70 | Softstarter PSRC Range PSRC6-600-70
1SFA896205R7000 | PSRC9-600-70 | Active | 7320500465493 | 283.82 | 1 | 1 | stuk | PSR | BE31220 | SP (Control general) | stuk | Softstarter PSRC serie PSRC9-600-70 | Démarreur progressif Série PSRC PSRC9-600-70 | Softstarter PSRC Range PSRC9-600-70 | Softstarter PSRC Range PSRC9-600-70
1SFA896206R7000 | PSRC12-600-70 | Active | 7320500465509 | 345.2 | 1 | 1 | stuk | PSR | BE31220 | SP (Control general) | stuk | Softstarter PSRC serie PSRC12-600-70 | Démarreur progressif Série PSRC PSRC12-600-70 | Softstarter PSRC Range PSRC12-600-70 | Softstarter PSRC Range PSRC12-600-70
1SFA896207R7000 | PSRC16-600-70 | Active | 7320500465516 | 372.28 | 1 | 1 | stuk | PSR | BE31220 | SP (Control general) | stuk | Softstarter PSRC serie PSRC16-600-70 | Démarreur progressif Série PSRC PSRC16-600-70 | Softstarter PSRC Range PSRC16-600-70 | Softstarter PSRC Range PSRC16-600-70
1SFA896208R7000 | PSRC25-600-70 | Active | 7320500465523 | 411.68 | 1 | 1 | stuk | PSR | BE31220 | SP (Control general) | stuk | Softstarter PSRC serie PSRC25-600-70 | Démarreur progressif Série PSRC PSRC25-600-70 | Softstarter PSRC Range PSRC25-600-70 | Softstarter PSRC Range PSRC25-600-70
1SFA896209R7000 | PSRC30-600-70 | Active | 7320500465530 | 483.28 | 1 | 1 | stuk | PSR | BE31220 | SP (Control general) | stuk | Softstarter PSRC serie PSRC30-600-70 | Démarreur progressif Série PSRC PSRC30-600-70 | Softstarter PSRC Range PSRC30-600-70 | Softstarter PSRC Range PSRC30-600-70
1SFA896210R7000 | PSRC37-600-70 | Active | 7320500465547 | 703.76 | 1 | 1 | stuk | PSR | BE31220 | SP (Control general) | stuk | Softstarter PSRC serie PSRC37-600-70 | Démarreur progressif Série PSRC PSRC37-600-70 | Softstarter PSRC Range PSRC37-600-70 | Softstarter PSRC Range PSRC37-600-70
1SFA896211R7000 | PSRC45-600-70 | Active | 7320500465554 | 798.81 | 1 | 1 | stuk | PSR | BE31220 | SP (Control general) | stuk | Softstarter PSRC serie PSRC45-600-70 | Démarreur progressif Série PSRC PSRC45-600-70 | Softstarter PSRC Range PSRC45-600-70 | Softstarter PSRC Range PSRC45-600-70
1SFA896212R7000 | PSRC60-600-70 | Active | 7320500465561 | 883.43 | 1 | 1 | stuk | PSR | BE31220 | SP (Control general) | stuk | Softstarter PSRC serie PSRC60-600-70 | Démarreur progressif Série PSRC PSRC60-600-70 | Softstarter PSRC Range PSRC60-600-70 | Softstarter PSRC Range PSRC60-600-70
1SFA896213R7000 | PSRC72-600-70 | Active | 7320500465578 | 1113.87 | 1 | 1 | stuk | PSR | BE31220 | SP (Control general) | stuk | Softstarter PSRC serie PSRC72-600-70 | Démarreur progressif Série PSRC PSRC72-600-70 | Softstarter PSRC Range PSRC72-600-70 | Softstarter PSRC Range PSRC72-600-70
1SFA896214R7000 | PSRC85-600-70 | Active | 7320500465585 | 1283.43 | 1 | 1 | stuk | PSR | BE31220 | SP (Control general) | stuk | Softstarter PSRC serie PSRC85-600-70 | Démarreur progressif Série PSRC PSRC85-600-70 | Softstarter PSRC Range PSRC85-600-70 | Softstarter PSRC Range PSRC85-600-70
1SFA896215R7000 | PSRC105-600-70 | Active | 7320500465592 | 1343.47 | 1 | 1 | stuk | PSR | BE31220 | SP (Control general) | stuk | Softstarter PSRC serie PSRC105-600-70 | Démarreur progressif Série PSRC PSRC105-600-70 | Softstarter PSRC Range PSRC105-600-70 | Softstarter PSRC Range PSRC105-600-70
1SFA896216R1001 | PSR45-MS165 | Active | 7320500511619 | 69.86 | 1 | 1 | stuk | Accessories Softstarters | BE31220 | SP (Control general) | stuk | CONNECTION KIT | CONNECTION KIT | CONNECTION KIT | CONNECTION KIT
1SFA897101R7000 | 1SFA897101R7000 | Active | 7320500400593 | 654.65 | 1 | 1 | stuk | Softstarter | BE31220 | SP (Control general) | stuk | SOFTSTARTER#PSE18-600-70 | SOFTSTARTER#PSE18-600-70 | SOFTSTARTER#PSE18-600-70 | SOFTSTARTER#PSE18-600-70
1SFA897102R7000 | 1SFA897102R7000 | Active | 7320500400609 | 730.67 | 1 | 1 | stuk | Softstarter | BE31220 | SP (Control general) | stuk | SOFTSTARTER#PSE25-600-70 | SOFTSTARTER#PSE25-600-70 | SOFTSTARTER#PSE25-600-70 | SOFTSTARTER#PSE25-600-70
1SFA897103R7000 | 1SFA897103R7000 | Active | 7320500400616 | 815.03 | 1 | 1 | stuk | Softstarter | BE31220 | SP (Control general) | stuk | SOFTSTARTER#PSE30-600-70 | SOFTSTARTER#PSE30-600-70 | SOFTSTARTER#PSE30-600-70 | SOFTSTARTER#PSE30-600-70
1SFA897104R7000 | 1SFA897104R7000 | Active | 7320500400623 | 949.28 | 1 | 1 | stuk | Softstarter | BE31220 | SP (Control general) | stuk | SOFTSTARTER#PSE37-600-70 | SOFTSTARTER#PSE37-600-70 | SOFTSTARTER#PSE37-600-70 | SOFTSTARTER#PSE37-600-70
1SFA897105R7000 | 1SFA897105R7000 | Active | 7320500400630 | 1108.49 | 1 | 1 | stuk | Softstarter | BE31220 | SP (Control general) | stuk | SOFTSTARTER#PSE45-600-70 | SOFTSTARTER#PSE45-600-70 | SOFTSTARTER#PSE45-600-70 | SOFTSTARTER#PSE45-600-70
1SFA897106R7000 | 1SFA897106R7000 | Active | 7320500400647 | 1277.2 | 1 | 1 | stuk | Softstarter | BE31220 | SP (Control general) | stuk | SOFTSTARTER#PSE60-600-70 | SOFTSTARTER#PSE60-600-70 | SOFTSTARTER#PSE60-600-70 | SOFTSTARTER#PSE60-600-70
1SFA897107R7000 | 1SFA897107R7000 | Active | 7320500400654 | 1453.04 | 1 | 1 | stuk | Softstarter | BE31220 | SP (Control general) | stuk | SOFTSTARTER#PSE72-600-70 | SOFTSTARTER#PSE72-600-70 | SOFTSTARTER#PSE72-600-70 | SOFTSTARTER#PSE72-600-70
1SFA897108R7000 | 1SFA897108R7000 | Active | 7320500400661 | 1620.55 | 1 | 1 | stuk | Softstarter | BE31220 | SP (Control general) | stuk | SOFTSTARTER#PSE85-600-70 | SOFTSTARTER#PSE85-600-70 | SOFTSTARTER#PSE85-600-70 | SOFTSTARTER#PSE85-600-70
1SFA897109R7000 | 1SFA897109R7000 | Active | 7320500400678 | 1814.22 | 1 | 1 | stuk | Softstarter | BE31220 | SP (Control general) | stuk | SOFTSTARTER#PSE105-600-70 | SOFTSTARTER#PSE105-600-70 | SOFTSTARTER#PSE105-600-70 | SOFTSTARTER#PSE105-600-70
1SFA897110R7000 | 1SFA897110R7000 | Active | 7320500400685 | 2057.77 | 1 | 1 | stuk | Softstarter | BE31220 | SP (Control general) | stuk | SOFTSTARTER#PSE142-600-70 1 | SOFTSTARTER#PSE142-600-70 1 | SOFTSTARTER#PSE142-600-70 1 | SOFTSTARTER#PSE142-600-70 1
1SFA897111R7000 | 1SFA897111R7000 | Active | 7320500400692 | 2326.28 | 1 | 1 | stuk | Softstarter | BE31220 | SP (Control general) | stuk | SOFTSTARTER#PSE170-600-70 | SOFTSTARTER#PSE170-600-70 | SOFTSTARTER#PSE170-600-70 | SOFTSTARTER#PSE170-600-70
1SFA897112R7001 | 1SFA897112R7001 | Active | 7320500515020 | 2586.3 | 1 | 1 | stuk | Softstarter | BE31220 | SP (Control general) | stuk | Softstarter#PSE210-600-70-1 | Softstarter#PSE210-600-70-1 | Softstarter#PSE210-600-70-1 | Softstarter#PSE210-600-70-1
1SFA897113R7001 | 1SFA897113R7001 | Active | 7320500515037 | 2936.7 | 1 | 1 | stuk | Softstarter | BE31220 | SP (Control general) | stuk | Softstarter#PSE250-600-70-1 | Softstarter#PSE250-600-70-1 | Softstarter#PSE250-600-70-1 | Softstarter#PSE250-600-70-1
1SFA897114R7001 | 1SFA897114R7001 | Active | 7320500515044 | 3395.51 | 1 | 1 | stuk | Softstarter | BE31220 | SP (Control general) | stuk | Softstarter#PSE300-600-70-1 | Softstarter#PSE300-600-70-1 | Softstarter#PSE300-600-70-1 | Softstarter#PSE300-600-70-1
1SFA897115R7001 | 1SFA897115R7001 | Active | 7320500515051 | 3929.51 | 1 | 1 | stuk | Softstarter | BE31220 | SP (Control general) | stuk | Softstarter#PSE370-600-70-1 | Softstarter#PSE370-600-70-1 | Softstarter#PSE370-600-70-1 | Softstarter#PSE370-600-70-1
1SFA898103R7000 | 1SFA898103R7000 | Active | 7320500501290 | 1788.18 | 1 | 1 | stuk | Softstarter | BE31220 | SP (Control general) | stuk | SOFTSTARTER#PSTX30-600-70 | SOFTSTARTER#PSTX30-600-70 | SOFTSTARTER#PSTX30-600-70 | SOFTSTARTER#PSTX30-600-70
1SFA898104R7000 | 1SFA898104R7000 | Active | 7320500501320 | 1994.49 | 1 | 1 | stuk | Softstarter | BE31220 | SP (Control general) | stuk | SOFTSTARTER#PSTX37-600-70 | SOFTSTARTER#PSTX37-600-70 | SOFTSTARTER#PSTX37-600-70 | SOFTSTARTER#PSTX37-600-70
1SFA898105R7000 | 1SFA898105R7000 | Active | 7320500501337 | 2200.91 | 1 | 1 | stuk | Softstarter | BE31220 | SP (Control general) | stuk | SOFTSTARTER#PSTX45-600-70 | SOFTSTARTER#PSTX45-600-70 | SOFTSTARTER#PSTX45-600-70 | SOFTSTARTER#PSTX45-600-70
1SFA898106R7000 | 1SFA898106R7000 | Active | 7320500501368 | 2453.01 | 1 | 1 | stuk | Softstarter | BE31220 | SP (Control general) | stuk | SOFTSTARTER#PSTX60-600-70 | SOFTSTARTER#PSTX60-600-70 | SOFTSTARTER#PSTX60-600-70 | SOFTSTARTER#PSTX60-600-70
1SFA898107R7000 | 1SFA898107R7000 | Active | 7320500501405 | 2774 | 1 | 1 | stuk | Softstarter | BE31220 | SP (Control general) | stuk | SOFTSTARTER#PSTX72-600-70 | SOFTSTARTER#PSTX72-600-70 | SOFTSTARTER#PSTX72-600-70 | SOFTSTARTER#PSTX72-600-70
1SFA898108R7000 | 1SFA898108R7000 | Active | 7320500501306 | 3186.72 | 1 | 1 | stuk | Softstarter | BE31220 | SP (Control general) | stuk | SOFTSTARTER#PSTX85-600-70 | SOFTSTARTER#PSTX85-600-70 | SOFTSTARTER#PSTX85-600-70 | SOFTSTARTER#PSTX85-600-70
1SFA898109R7000 | 1SFA898109R7000 | Active | 7320500501313 | 3645.41 | 1 | 1 | stuk | Softstarter | BE31220 | SP (Control general) | stuk | SOFTSTARTER#PSTX105-600-70 | SOFTSTARTER#PSTX105-600-70 | SOFTSTARTER#PSTX105-600-70 | SOFTSTARTER#PSTX105-600-70
1SFA898110R7000 | 1SFA898110R7000 | Active | 7320500501467 | 4103.75 | 1 | 1 | stuk | Softstarter | BE31220 | SP (Control general) | stuk | SOFTSTARTER#PSTX142-600-70 | SOFTSTARTER#PSTX142-600-70 | SOFTSTARTER#PSTX142-600-70 | SOFTSTARTER#PSTX142-600-70
1SFA898111R7000 | 1SFA898111R7000 | Active | 7320500501436 | 4310.1 | 1 | 1 | stuk | Softstarter | BE31220 | SP (Control general) | stuk | SOFTSTARTER#PSTX170-600-70 | SOFTSTARTER#PSTX170-600-70 | SOFTSTARTER#PSTX170-600-70 | SOFTSTARTER#PSTX170-600-70
1SFA898112R7000 | 1SFA898112R7000 | Active | 7320500501504 | 5731.49 | 1 | 1 | stuk | Softstarter | BE31220 | SP (Control general) | stuk | SOFTSTARTER#PSTX210-600-70 | SOFTSTARTER#PSTX210-600-70 | SOFTSTARTER#PSTX210-600-70 | SOFTSTARTER#PSTX210-600-70
1SFA898113R7000 | 1SFA898113R7000 | Active | 7320500501542 | 6484.58 | 1 | 1 | stuk | Softstarter | BE31220 | SP (Control general) | stuk | SOFTSTARTER#PSTX250-600-70 | SOFTSTARTER#PSTX250-600-70 | SOFTSTARTER#PSTX250-600-70 | SOFTSTARTER#PSTX250-600-70
1SFA898114R7000 | 1SFA898114R7000 | Active | 7320500501474 | 7175.84 | 1 | 1 | stuk | Softstarter | BE31220 | SP (Control general) | stuk | SOFTSTARTER#PSTX300-600-70 | SOFTSTARTER#PSTX300-600-70 | SOFTSTARTER#PSTX300-600-70 | SOFTSTARTER#PSTX300-600-70
1SFA898115R7000 | 1SFA898115R7000 | Active | 7320500501535 | 8230.42 | 1 | 1 | stuk | Softstarter | BE31220 | SP (Control general) | stuk | SOFTSTARTER#PSTX370-600-70 | SOFTSTARTER#PSTX370-600-70 | SOFTSTARTER#PSTX370-600-70 | SOFTSTARTER#PSTX370-600-70
1SFA898116R7000 | 1SFA898116R7000 | Active | 7320500508954 | 10568.8 | 1 | 1 | stuk | Softstarter | BE31220 | SP (Control general) | stuk | Softstarter#PSTX470-600-70 | Softstarter#PSTX470-600-70 | Softstarter#PSTX470-600-70 | Softstarter#PSTX470-600-70
1SFA898117R7000 | 1SFA898117R7000 | Active | 7320500508992 | 12609.24 | 1 | 1 | stuk | Softstarter | BE31220 | SP (Control general) | stuk | Softstarter#PSTX570-600-70 | Softstarter#PSTX570-600-70 | Softstarter#PSTX570-600-70 | Softstarter#PSTX570-600-70
1SFA898118R7000 | 1SFA898118R7000 | Active | 7320500510384 | 15543.71 | 1 | 1 | stuk | Softstarter | BE31220 | SP (Control general) | stuk | Softstarter#PSTX720-600-70 | Softstarter#PSTX720-600-70 | Softstarter#PSTX720-600-70 | Softstarter#PSTX720-600-70
1SFA898119R7000 | 1SFA898119R7000 | Active | 7320500510421 | 16372.52 | 1 | 1 | stuk | Softstarter | BE31220 | SP (Control general) | stuk | Softstarter#PSTX840-600-70 | Softstarter#PSTX840-600-70 | Softstarter#PSTX840-600-70 | Softstarter#PSTX840-600-70
1SFA898120R7000 | 1SFA898120R7000 | Active | 7320500510445 | 18540.49 | 1 | 1 | stuk | Softstarter | BE31220 | SP (Control general) | stuk | Softstarter#PSTX1050-600-70 | Softstarter#PSTX1050-600-70 | Softstarter#PSTX1050-600-70 | Softstarter#PSTX1050-600-70
1SFA898121R7000 | 1SFA898121R7000 | Active | 7320500510469 | 21448.81 | 1 | 1 | stuk | Softstarter | BE31220 | SP (Control general) | stuk | Softstarter#PSTX1250-600-70 | Softstarter#PSTX1250-600-70 | Softstarter#PSTX1250-600-70 | Softstarter#PSTX1250-600-70
1SFA898203R7000 | 1SFA898203R7000 | Active | 7320500501382 | 2145.78 | 1 | 1 | stuk | Softstarter | BE31220 | SP (Control general) | stuk | SOFTSTARTER#PSTX30-690-70 | SOFTSTARTER#PSTX30-690-70 | SOFTSTARTER#PSTX30-690-70 | SOFTSTARTER#PSTX30-690-70
1SFA898204R7000 | 1SFA898204R7000 | Active | 7320500501429 | 2393.39 | 1 | 1 | stuk | Softstarter | BE31220 | SP (Control general) | stuk | SOFTSTARTER#PSTX37-690-70 | SOFTSTARTER#PSTX37-690-70 | SOFTSTARTER#PSTX37-690-70 | SOFTSTARTER#PSTX37-690-70
1SFA898205R7000 | 1SFA898205R7000 | Active | 7320500501412 | 2641.01 | 1 | 1 | stuk | Softstarter | BE31220 | SP (Control general) | stuk | SOFTSTARTER#PSTX45-690-70 | SOFTSTARTER#PSTX45-690-70 | SOFTSTARTER#PSTX45-690-70 | SOFTSTARTER#PSTX45-690-70
1SFA898206R7000 | 1SFA898206R7000 | Active | 7320500501375 | 2943.68 | 1 | 1 | stuk | Softstarter | BE31220 | SP (Control general) | stuk | SOFTSTARTER#PSTX60-690-70 | SOFTSTARTER#PSTX60-690-70 | SOFTSTARTER#PSTX60-690-70 | SOFTSTARTER#PSTX60-690-70
1SFA898207R7000 | 1SFA898207R7000 | Active | 7320500501399 | 3328.8 | 1 | 1 | stuk | Softstarter | BE31220 | SP (Control general) | stuk | SOFTSTARTER#PSTX72-690-70 | SOFTSTARTER#PSTX72-690-70 | SOFTSTARTER#PSTX72-690-70 | SOFTSTARTER#PSTX72-690-70
1SFA898208R7000 | 1SFA898208R7000 | Active | 7320500501351 | 3824.11 | 1 | 1 | stuk | Softstarter | BE31220 | SP (Control general) | stuk | SOFTSTARTER#PSTX85-690-70 | SOFTSTARTER#PSTX85-690-70 | SOFTSTARTER#PSTX85-690-70 | SOFTSTARTER#PSTX85-690-70
1SFA898209R7000 | 1SFA898209R7000 | Active | 7320500501344 | 4346.75 | 1 | 1 | stuk | Softstarter | BE31220 | SP (Control general) | stuk | SOFTSTARTER#PSTX105-690-70 | SOFTSTARTER#PSTX105-690-70 | SOFTSTARTER#PSTX105-690-70 | SOFTSTARTER#PSTX105-690-70
1SFA898210R7000 | 1SFA898210R7000 | Active | 7320500501450 | 4924.54 | 1 | 1 | stuk | Softstarter | BE31220 | SP (Control general) | stuk | SOFTSTARTER#PSTX142-690-70 | SOFTSTARTER#PSTX142-690-70 | SOFTSTARTER#PSTX142-690-70 | SOFTSTARTER#PSTX142-690-70
1SFA898211R7000 | 1SFA898211R7000 | Active | 7320500501443 | 5172.13 | 1 | 1 | stuk | Softstarter | BE31220 | SP (Control general) | stuk | SOFTSTARTER#PSTX170-690-70 | SOFTSTARTER#PSTX170-690-70 | SOFTSTARTER#PSTX170-690-70 | SOFTSTARTER#PSTX170-690-70
1SFA898212R7000 | 1SFA898212R7000 | Active | 7320500501528 | 6877.81 | 1 | 1 | stuk | Softstarter | BE31220 | SP (Control general) | stuk | SOFTSTARTER#PSTX210-690-70 | SOFTSTARTER#PSTX210-690-70 | SOFTSTARTER#PSTX210-690-70 | SOFTSTARTER#PSTX210-690-70
1SFA898213R7000 | 1SFA898213R7000 | Active | 7320500501511 | 7692.1 | 1 | 1 | stuk | Softstarter | BE31220 | SP (Control general) | stuk | SOFTSTARTER#PSTX250-690-70 | SOFTSTARTER#PSTX250-690-70 | SOFTSTARTER#PSTX250-690-70 | SOFTSTARTER#PSTX250-690-70
1SFA898214R7000 | 1SFA898214R7000 | Active | 7320500501481 | 8610.93 | 1 | 1 | stuk | Softstarter | BE31220 | SP (Control general) | stuk | SOFTSTARTER#PSTX300-690-70 | SOFTSTARTER#PSTX300-690-70 | SOFTSTARTER#PSTX300-690-70 | SOFTSTARTER#PSTX300-690-70
1SFA898215R7000 | 1SFA898215R7000 | Active | 7320500501498 | 9876.5 | 1 | 1 | stuk | Softstarter | BE31220 | SP (Control general) | stuk | SOFTSTARTER#PSTX370-690-70 | SOFTSTARTER#PSTX370-690-70 | SOFTSTARTER#PSTX370-690-70 | SOFTSTARTER#PSTX370-690-70
1SFA898216R7000 | 1SFA898216R7000 | Active | 7320500508985 | 12682.53 | 1 | 1 | stuk | Softstarter | BE31220 | SP (Control general) | stuk | Softstarter#PSTX470-690-70 | Softstarter#PSTX470-690-70 | Softstarter#PSTX470-690-70 | Softstarter#PSTX470-690-70
1SFA898217R7000 | 1SFA898217R7000 | Active | 7320500508978 | 15131.05 | 1 | 1 | stuk | Softstarter | BE31220 | SP (Control general) | stuk | Softstarter#PSTX570-690-70 | Softstarter#PSTX570-690-70 | Softstarter#PSTX570-690-70 | Softstarter#PSTX570-690-70
1SFA898218R7000 | 1SFA898218R7000 | Active | 7320500510407 | 18373.35 | 1 | 1 | stuk | Softstarter | BE31220 | SP (Control general) | stuk | Softstarter#PSTX720-690-70 | Softstarter#PSTX720-690-70 | Softstarter#PSTX720-690-70 | Softstarter#PSTX720-690-70
1SFA898219R7000 | 1SFA898219R7000 | Active | 7320500510414 | 19646.99 | 1 | 1 | stuk | Softstarter | BE31220 | SP (Control general) | stuk | Softstarter#PSTX840-690-70 | Softstarter#PSTX840-690-70 | Softstarter#PSTX840-690-70 | Softstarter#PSTX840-690-70
1SFA898220R7000 | 1SFA898220R7000 | Active | 7320500510452 | 22248.58 | 1 | 1 | stuk | Softstarter | BE31220 | SP (Control general) | stuk | Softstarter#PSTX1050-690-70 | Softstarter#PSTX1050-690-70 | Softstarter#PSTX1050-690-70 | Softstarter#PSTX1050-690-70
1SFA898221R7000 | 1SFA898221R7000 | Active | 7320500510483 | 25738.57 | 1 | 1 | stuk | Softstarter | BE31220 | SP (Control general) | stuk | Softstarter#PSTX1250-690-70 | Softstarter#PSTX1250-690-70 | Softstarter#PSTX1250-690-70 | Softstarter#PSTX1250-690-70
1SFA899015R1012 | 1SFA899015R1012 | Active | 7320500219003 | 71.22 | 1 | 1 | stuk | Softstarter | BE31220 | SP (Control general) | stuk | Fan for Softstarter | Fan for Softstarter | Fan for Softstarter | Fan for Softstarter
1SFA899019R7001 | 1SFA899019R7001 | Active | 7320500310380 | 2312.91 | 1 | 1 | stuk | Spare Parts Softstarters | BE31220 | SP (Control general) | stuk | Wisselstukken PSS/PST serie HMI module PST | Pièce de rechange Série PSS/PST HMI module PST | Spare parts PSS/PST range HMI module PST | Spare parts PSS/PST range HMI module PST
1SFA899300R1001 | 1SFA899300R1001 | Active | 7320500505342 | 553.22 | 1 | 1 | stuk | Accessories Softstarters | BE31220 | SP (Control general) | stuk | Anybus module PSTX serie AB-PROFIBUS-1 | Anybus module Série PSTX AB-PROFIBUS-1 | Anybus module PSTX Range AB-PROFIBUS-1 | Anybus module PSTX Range AB-PROFIBUS-1
1SFA899300R1003 | 1SFA899300R1003 | Active | 7320500505366 | 553.22 | 1 | 1 | stuk | Accessories Softstarters | BE31220 | SP (Control general) | stuk | Anybus module PSTX serie AB-MODBUS-RTU-1 | Anybus module Série PSTX AB-MODBUS-RTU-1 | Anybus module PSTX range AB-MODBUS-RTU-1 | Anybus module PSTX range AB-MODBUS-RTU-1
1SFA899300R1008 | 1SFA899300R1008 | Active | 7320500505410 | 751.01 | 1 | 1 | stuk | Accessories Softstarters | BE31220 | SP (Control general) | stuk | Anybus module PSTX serie AB-MODBUS-TCP-2 | Anybus module Série PSTX AB-MODBUS-TCP-2 | Anybus module PSTX range AB-MODBUS-TCP-2 | Anybus module PSTX range AB-MODBUS-TCP-2
1SFA899300R1010 | AB-PROFINET-IO-2 | Active | 7320500505434 | 864.73 | 1 | 1 | stuk | Accessories Softstarters | BE31220 | SP (Control general) | stuk | Anybus module PSTX serie AB-PROFINET-IO-2 | Anybus module Série PSTX AB-PROFINET-IO-2 | Anybus module PSTX Range AB-PROFINET-IO-2 | Anybus module PSTX Range AB-PROFINET-IO-2
1SFA899314R1001 | PSCA-1 | Active | 7320500512296 | 38.84 | 1 | 1 | stuk | Accessories Softstarters | BE31220 | SP (Control general) | stuk | USB kabel PSTX serie PSCA-1 | Cable USB Série PSTX PSCA-1 | USB cable PSTX Range PSCA-1 | USB cable PSTX Range PSCA-1
1SFC170003E0201 | 1SFC170003E0201 | Active | 7320500471708 | 4016.21 | 1 | 1 | stuk | Others | BE31220 | SP (Control general) | stuk | TVOC serie | TVOC range | TVOC range | TVOC range
1SFL427001R1100 | AF116-30-00-11 | Active | 7320500476888 | 506.44 | 1 | 1 | stuk | Contactor AF | BE31220 | SP (Control general) | stuk | AF116 AF116-30-00-11 cont.or | Contacteur Gamme AF | AF116-30-00-11 Schütz 24-60V 50/60Hz / 20-60V DC | AF116-30-00-11 Contactor |  | 5.14
1SFL427001R1111 | AF116-30-11-11 | Active | 7320500476352 | 523.22 | 1 | 1 | stuk | Contactor AF | BE31220 | SP (Control general) | stuk | AF116 AF116-30-11-11 cont.or | Contacteur Gamme AF | AF116-30-11-11 Schütz 24-60V 50/60Hz / 20-60V DC | AF116-30-11-11 Contactor |  | 5.14
1SFL427001R1122 | AF116-30-22-11 | Active | 7320500476291 | 552.03 | 1 | 1 | stuk | Contactor AF | BE31220 | SP (Control general) | stuk | AF116 AF116-30-22-11 cont.or | Contacteur Gamme AF | AF116-30-22-11 Schütz 24-60V 50/60Hz / 20-60V DC | AF116-30-22-11 Contactor |  | 5.14
1SFL427001R1200 | AF116-30-00-12 | Active | 7320500476390 | 506.44 | 1 | 1 | stuk | Contactor AF | BE31220 | SP (Control general) | stuk | AF116 AF116-30-00-12 cont.or | Contacteur Gamme AF | AF116-30-00-12 Schütz 48-130V 50/60Hz / DC | AF116-30-00-12 Contactor |  | 5.14
1SFL427001R1211 | AF116-30-11-12 | Active | 7320500476369 | 523.22 | 1 | 1 | stuk | Contactor AF | BE31220 | SP (Control general) | stuk | AF116 AF116-30-11-12 cont.or | Contacteur Gamme AF | AF116-30-11-12 Schütz 48-130V 50/60Hz / DC | AF116-30-11-12 Contactor |  | 5.14
1SFL427001R1222 | AF116-30-22-12 | Active | 7320500476284 | 552.03 | 1 | 1 | stuk | Contactor AF | BE31220 | SP (Control general) | stuk | AF116 AF116-30-22-12 cont.or | Contacteur Gamme AF | AF116-30-22-12 Schütz 48-130V 50/60Hz / DC | AF116-30-22-12 Contactor |  | 5.14
1SFL427001R1300 | AF116-30-00-13 | Active | 7320500476406 | 469.25 | 1 | 1 | stuk | Contactor AF | BE31220 | SP (Control general) | stuk | AF116 AF116-30-00-13 cont.or | Contacteur Gamme AF | AF116-30-00-13 Schütz 100-250V 50/60Hz / DC | AF116-30-00-13 Contactor |  | 5.14
1SFL427001R1311 | AF116-30-11-13 | Active | 7320500476376 | 484.84 | 1 | 1 | stuk | Contactor AF | BE31220 | SP (Control general) | stuk | AF116 AF116-30-11-13 cont.or | Contacteur Gamme AF | AF116-30-11-13 Schütz 100-250V 50/60Hz / DC | AF116-30-11-13 Contactor |  | 5.14
1SFL427001R1322 | AF116-30-22-13 | Active | 7320500476307 | 513.65 | 1 | 1 | stuk | Contactor AF | BE31220 | SP (Control general) | stuk | AF116 AF116-30-22-13 cont.or | Contacteur Gamme AF | AF116-30-22-13 Schütz 100-250V 50/60Hz / DC | AF116-30-22-13 Contactor |  | 5.14
1SFL427001R1400 | AF116-30-00-14 | Active | 7320500476413 | 564.03 | 1 | 1 | stuk | Contactor AF | BE31220 | SP (Control general) | stuk | AF116 AF116-30-00-14 cont.or | Contacteur Gamme AF | AF116-30-00-14 Schütz 250-500V 50/60Hz / DC | AF116-30-00-14 Contactor |  | 5.14
1SFL427001R1411 | AF116-30-11-14 | Active | 7320500476383 | 582.03 | 1 | 1 | stuk | Contactor AF | BE31220 | SP (Control general) | stuk | AF116 AF116-30-11-14 cont.or | Contacteur Gamme AF | AF116-30-11-14 Schütz 250-500V 50/60Hz / DC | AF116-30-11-14 Contactor |  | 5.14
1SFL427001R1422 | AF116-30-22-14 | Active | 7320500476314 | 609.64 | 1 | 1 | stuk | Contactor AF | BE31220 | SP (Control general) | stuk | AF116 AF116-30-22-14 cont.or | Contacteur Gamme AF | AF116-30-22-14 Schütz 250-500V 50/60Hz / DC | AF116-30-22-14 Contactor |  | 5.14
1SFL427001R3300 | AF116-30-00-33 | Active | 7320500478493 | 489.64 | 1 | 1 | stuk | Contactor AF | BE31220 | SP (Control general) | stuk | AF116 3P 116A 100-250VAC/dc PLC | Contacteur gamme AF 3P 116A 100-250V ac/dc PLC | AF116-30-00-33 Schütz 3-polig, 116A - AC3, 100-250V AC/DC | AF116-30-00-33 Contactor |  | 5.14
1SFL427001R3311 | AF116-30-11-33 | Active | 7320500478516 | 506.44 | 1 | 1 | stuk | Contactor AF | BE31220 | SP (Control general) | stuk | AF116 3P 116A 1NO+1NC 100-250VAC/dc PLC | Contacteur gamme AF 3P 116A 1NO+1NC 100-250V ac/dc PLC | AF116-30-11-33 Schütz 3-polig, 116A - AC3, 100-250V AC/DC | AF116-30-11-33 Contactor |  | 5.14
1SFL427001R3322 | AF116-30-22-33 | Active | 7320500478547 | 532.85 | 1 | 1 | stuk | Contactor AF | BE31220 | SP (Control general) | stuk | AF116 3P 116A 2NO+2NC 100-250VAC/dc PLC | Contacteur gamme AF 3P 116A 2NO+2NC 100-250V ac/dc PLC | AF116-30-22-33 Schütz 3-polig, 116A - AC3, 100-250V AC/DC | AF116-30-22-33 Contactor |  | 5.14
1SFL427001R3400 | AF116-30-00-34 | Active | 7320500510353 | 583.22 | 1 | 1 | stuk | Contactor AF | BE31220 | SP (Control general) | stuk | AF116 3P 116A 250-500VAC/dc PLC | Contacteur gamme AF 3P 116A 250-500V ac/dc PLC | AF116-30-00-34 Schütz 3-polig, 116A - AC3, 250-500V AC/DC | AF116-30-00-34 Contactor |  | 5.14
1SFL427001R3411 | AF116-30-11-34 | Active | 7320500478509 | 598.84 | 1 | 1 | stuk | Contactor AF | BE31220 | SP (Control general) | stuk | AF116 3P 116A 1NO+1NC 250-500VAC/dc PLC | Contacteur gamme AF 3P 116A 1NO+1NC 250-500V ac/dc PLC | AF116-30-11-34 Schütz 3-polig, 116A - AC3, 250-500V AC/DC | AF116-30-11-34 Contactor |  | 5.14
1SFL427001R3422 | AF116-30-22-34 | Active | 7320500478530 | 625.24 | 1 | 1 | stuk | Contactor AF | BE31220 | SP (Control general) | stuk | AF116 3P 116A 2NO+2NC 250-500VAC/dc PLC | Contacteur gamme AF 3P 116A 2NO+2NC 250-500V ac/dc PLC | AF116-30-22-34 Schütz 3-polig, 116A - AC3, 250-500V AC/DC | AF116-30-22-34 Contactor |  | 5.14
1SFL427002R1100 | AF116-30-00B-11 | Active | 7320500476499 | 506.44 | 1 | 1 | stuk | Contactor AF | BE31220 | SP (Control general) | stuk | AF116 AF116-30-00B-11 cont.or | Contacteur Gamme AF | AF116-30-00B-11 Schütz 24-60V 50/60Hz / 20-60V DC | AF116-30-00B-11 Contactor |  | 5.14
1SFL427002R1111 | AF116-30-11B-11 | Active | 7320500476451 | 523.22 | 1 | 1 | stuk | Contactor AF | BE31220 | SP (Control general) | stuk | AF116 AF116-30-11B-11 cont.or | Contacteur Gamme AF | AF116-30-11B-11 Schütz 24-60V 50/60Hz / 20-60V DC | AF116-30-11B-11 Contactor |  | 5.14
1SFL427002R1122 | AF116-30-22B-11 | Active | 7320500476895 | 552.03 | 1 | 1 | stuk | Contactor AF | BE31220 | SP (Control general) | stuk | AF116 AF116-30-22B-11 cont.or | Contacteur Gamme AF | AF116-30-22B-11 Schütz 24-60V 50/60Hz / 20-60V DC | AF116-30-22B-11 Contactor |  | 5.14
1SFL427002R1200 | AF116-30-00B-12 | Active | 7320500476505 | 506.44 | 1 | 1 | stuk | Contactor AF | BE31220 | SP (Control general) | stuk | AF116 AF116-30-00B-12 cont.or | Contacteur Gamme AF | AF116-30-00B-12 Schütz 48-130V 50/60Hz / DC | AF116-30-00B-12 Contactor |  | 5.14
1SFL427002R1211 | AF116-30-11B-12 | Active | 7320500476468 | 523.22 | 1 | 1 | stuk | Contactor AF | BE31220 | SP (Control general) | stuk | AF116 AF116-30-11B-12 cont.or | Contacteur Gamme AF | AF116-30-11B-12 Schütz 48-130V 50/60Hz / DC | AF116-30-11B-12 Contactor |  | 5.14
1SFL427002R1222 | AF116-30-22B-12 | Active | 7320500476901 | 552.03 | 1 | 1 | stuk | Contactor AF | BE31220 | SP (Control general) | stuk | AF116 AF116-30-22B-12 cont.or | Contacteur Gamme AF | AF116-30-22B-12 Schütz 48-130V 50/60Hz / DC | AF116-30-22B-12 Contactor |  | 5.14
1SFL427002R1300 | AF116-30-00B-13 | Active | 7320500476512 | 469.25 | 1 | 1 | stuk | Contactor AF | BE31220 | SP (Control general) | stuk | AF116 AF116-30-00B-13 cont.or | Contacteur Gamme AF | AF116-30-00B-13 Schütz 100-250V 50/60Hz / DC | AF116-30-00B-13 Contactor |  | 5.14
1SFL427002R1311 | AF116-30-11B-13 | Active | 7320500476475 | 484.84 | 1 | 1 | stuk | Contactor AF | BE31220 | SP (Control general) | stuk | AF116 AF116-30-11B-13 cont.or | Contacteur Gamme AF | AF116-30-11B-13 Schütz 100-250V 50/60Hz / DC | AF116-30-11B-13 Contactor |  | 5.14
1SFL427002R1322 | AF116-30-22B-13 | Active | 7320500481424 | 513.65 | 1 | 1 | stuk | Contactor AF | BE31220 | SP (Control general) | stuk | AF116 AF116-30-22B-13 cont.or | Contacteur Gamme AF | AF116-30-22B-13 Schütz 100-250V 50/60Hz / DC | AF116-30-22B-13 Contactor |  | 5.14
1SFL427002R1400 | AF116-30-00B-14 | Active | 7320500476529 | 564.03 | 1 | 1 | stuk | Contactor AF | BE31220 | SP (Control general) | stuk | AF116 AF116-30-00B-14 cont.or | Contacteur Gamme AF | AF116-30-00B-14 Schütz 250-500V 50/60Hz / DC | AF116-30-00B-14 Contactor |  | 5.14
1SFL427002R1411 | AF116-30-11B-14 | Active | 7320500476482 | 582.03 | 1 | 1 | stuk | Contactor AF | BE31220 | SP (Control general) | stuk | AF116 AF116-30-11B-14 cont.or | Contacteur Gamme AF | AF116-30-11B-14 Schütz 250-500V 50/60Hz / DC | AF116-30-11B-14 Contactor |  | 5.14
1SFL427002R1422 | AF116-30-22B-14 | Active | 7320500494868 | 609.64 | 1 | 1 | stuk | Contactor AF | BE31220 | SP (Control general) | stuk | AF116 AF116-30-22B-14 cont.or | Contacteur Gamme AF | AF116-30-22B-14 Schütz 250-500V 50/60Hz / DC | AF116-30-22B-14 Contactor |  | 5.14
1SFL427002R3300 | AF116-30-00B-33 | Active | 7320500481011 | 489.64 | 1 | 1 | stuk | Contactor AF | BE31220 | SP (Control general) | stuk | AF116 3P 116A 100-250VAC/dc PLC | Contacteur gamme AF 3P 116A 100-250V ac/dc PLC | AF116-30-00B-33 Schütz 3-polig, 116A - AC3, 100-250V AC/DC | AF116-30-00B-33 Contactor |  | 5.14
1SFL427002R3311 | AF116-30-11B-33 | Active | 7320500481028 | 506.44 | 1 | 1 | stuk | Contactor AF | BE31220 | SP (Control general) | stuk | AF116 3P 116A 1NO+1NC 100-250VAC/dc PLC | Contacteur gamme AF 3P 116A 1NO+1NC 100-250V ac/dc PLC | AF116-30-11B-33 Schütz 3-polig, 116A - AC3, 100-250V AC/DC | AF116-30-11B-33 Contactor |  | 5.14
1SFL427002R3322 | AF116-30-22B-33 | Active | 7320500481103 | 532.85 | 1 | 1 | stuk | Contactor AF | BE31220 | SP (Control general) | stuk | AF116 3P 116A 2NO+2NC 100-250VAC/dc PLC | Contacteur gamme AF 3P 116A 2NO+2NC 100-250V ac/dc PLC | AF116-30-22B-33 Schütz 3-polig, 116A - AC3, 100-250V AC/DC | AF116-30-22B-33 Contactor |  | 5.14
1SFL427002R3400 | AF116-30-00B-34 | Active | 7320500480830 | 583.22 | 1 | 1 | stuk | Contactor AF | BE31220 | SP (Control general) | stuk | AF116 3P 116A 250-500VAC/dc PLC | Contacteur gamme AF 3P 116A 250-500V ac/dc PLC | AF116-30-00B-34 Schütz 3-polig, 116A - AC3, 250-500V AC/DC | AF116-30-00B-34 Contactor |  | 5.14
1SFL427002R3411 | AF116-30-11B-34 | Active | 7320500481035 | 598.84 | 1 | 1 | stuk | Contactor AF | BE31220 | SP (Control general) | stuk | AF116 3P 116A 1NO+1NC 250-500VAC/dc PLC | Contacteur gamme AF 3P 116A 1NO+1NC 250-500V ac/dc PLC | AF116-30-11B-34 Schütz 3-polig, 116A - AC3, 250-500V AC/DC | AF116-30-11B-34 Contactor |  | 5.14
1SFL427002R3422 | AF116-30-22B-34 | Active | 7320500478554 | 625.24 | 1 | 1 | stuk | Contactor AF | BE31220 | SP (Control general) | stuk | AF116 3P 116A 2NO+2NC 250-500VAC/dc PLC | Contacteur gamme AF 3P 116A 2NO+2NC 250-500V ac/dc PLC | AF116-30-22B-34 Schütz 3-polig, 116A - AC3, 250-500V AC/DC | AF116-30-22B-34 Contactor |  | 5.14
1SFL427063R1122 | 1SFL427063R1122 | Active | 7320500511503 | 495.7 | 1 | 1 | stuk | AF Railway | BE31220 | SP (Control general) | stuk | Contactor AF-series AF116B-30-22-11 | Contacteur Gamme AF AF116B-30-22-11 | Contactor AF range AF116B-30-22-11 | Contactor AF range AF116B-30-22-11
1SFL427081R1112 | AFS116-30-12-11 | Active | 7320500540732 | 611.15 | 1 | 1 | stuk | AF Safety | BE31220 | SP (Control general) | stuk | Contactor AFS serie AFS116-30-12-11 | Contacteur Série AFS AFS116-30-12-11 | Contactor AFS range AFS116-30-12-11 | Contactor AFS range AFS116-30-12-11
1SFL427081R1212 | AFS116-30-12-12 | Active | 7320500540725 | 611.15 | 1 | 1 | stuk | AF Safety | BE31220 | SP (Control general) | stuk | Contactor AFS serie AFS116-30-12-12 | Contacteur Série AFS AFS116-30-12-12 | Contactor AFS range AFS116-30-12-12 | Contactor AFS range AFS116-30-12-12
1SFL427081R1312 | AFS116-30-12-13 | Active | 7320500540718 | 568.94 | 1 | 1 | stuk | AF Safety | BE31220 | SP (Control general) | stuk | Contactor AFS serie AFS116-30-12-13 | Contacteur Série AFS AFS116-30-12-13 | Contactor AFS range AFS116-30-12-13 | Contactor AFS range AFS116-30-12-13
1SFL427081R1412 | AFS116-30-12-14 | Active | 7320500540701 | 676.48 | 1 | 1 | stuk | AF Safety | BE31220 | SP (Control general) | stuk | Contactor AFS serie AFS116-30-12-14 | Contacteur Série AFS AFS116-30-12-14 | Contactor AFS range AFS116-30-12-14 | Contactor AFS range AFS116-30-12-14
1SFL427081R3312 | AFS116-30-12-33 | Active | 7320500540695 | 621.24 | 1 | 1 | stuk | AF Safety | BE31220 | SP (Control general) | stuk | Contactor AFS serie AFS116-30-12-33 | Contacteur Série AFS AFS116-30-12-33 | Contactor AFS range AFS116-30-12-33 | Contactor AFS range AFS116-30-12-33
1SFL427081R3412 | AFS116-30-12-34 | Active | 7320500540688 | 728.76 | 1 | 1 | stuk | AF Safety | BE31220 | SP (Control general) | stuk | Contactor AFS serie AFS116-30-12-34 | Contacteur Série AFS AFS116-30-12-34 | Contactor AFS range AFS116-30-12-34 | Contactor AFS range AFS116-30-12-34
1SFL427082R1112 | AFS116-30-12B-11 | Active | 7320500540671 | 611.15 | 1 | 1 | stuk | AF Safety | BE31220 | SP (Control general) | stuk | Contactor AFS serie AFS116-30-12B-11 | Contacteur Série AFS AFS116-30-12B-11 | Contactor AFS range AFS116-30-12B-11 | Contactor AFS range AFS116-30-12B-11
1SFL427082R1212 | AFS116-30-12B-12 | Active | 7320500540664 | 611.15 | 1 | 1 | stuk | AF Safety | BE31220 | SP (Control general) | stuk | Contactor AFS serie AFS116-30-12B-12 | Contacteur Série AFS AFS116-30-12B-12 | Contactor AFS range AFS116-30-12B-12 | Contactor AFS range AFS116-30-12B-12
1SFL427082R1312 | AFS116-30-12B-13 | Active | 7320500540657 | 568.94 | 1 | 1 | stuk | AF Safety | BE31220 | SP (Control general) | stuk | Contactor AFS serie AFS116-30-12B-13 | Contacteur Série AFS AFS116-30-12B-13 | Contactor AFS range AFS116-30-12B-13 | Contactor AFS range AFS116-30-12B-13
1SFL427082R1412 | AFS116-30-12B-14 | Active | 7320500540640 | 676.48 | 1 | 1 | stuk | AF Safety | BE31220 | SP (Control general) | stuk | Contactor AFS serie AFS116-30-12B-14 | Contacteur Série AFS AFS116-30-12B-14 | Contactor AFS range AFS116-30-12B-14 | Contactor AFS range AFS116-30-12B-14
1SFL427082R3312 | AFS116-30-12B-33 | Active | 7320500540633 | 621.24 | 1 | 1 | stuk | AF Safety | BE31220 | SP (Control general) | stuk | Contactor AFS serie AFS116-30-12B-33 | Contacteur Série AFS AFS116-30-12B-33 | Contactor AFS range AFS116-30-12B-33 | Contactor AFS range AFS116-30-12B-33
1SFL427082R3412 | AFS116-30-12B-34 | Active | 7320500540626 | 728.76 | 1 | 1 | stuk | AF Safety | BE31220 | SP (Control general) | stuk | Contactor AFS serie AFS116-30-12B-34 | Contacteur Série AFS AFS116-30-12B-34 | Contactor AFS range AFS116-30-12B-34 | Contactor AFS range AFS116-30-12B-34
1SFL427101R1100 | AF116-40-00-11 | Active | 7320500504017 | 524.42 | 1 | 1 | stuk | Contactor AF | BE31220 | SP (Control general) | stuk | AF116-40-00-11 cont.or | Contacteur gamme AF | AF116-40-00-11 Schütz 4-polig Uc = 24-60VAC 50/60Hz / 20-60VDC | AF116-40-00-11 Contactor |  | 5.14
1SFL427101R1111 | AF116-40-11-11 | Active | 7320500504024 | 536.43 | 1 | 1 | stuk | Contactor AF | BE31220 | SP (Control general) | stuk | AF116 55kW 400V 4P 1NO+1NC code 11 | Contacteur gamme AF | Contactor 55kW 400V 4-pole Coil code: 11 Wide range Aux. contact 1NO + 1NC | AF116-40-11-11 Contactor |  | 5.14
1SFL427101R1122 | AF116-40-22-11 | Active | 7320500504000 | 549.63 | 1 | 1 | stuk | Contactor AF | BE31220 | SP (Control general) | stuk | AF116 55kW 400V 4P 2NO+2NC code 11 | Contacteur gamme AF | AF116-40-22-11 Schütz 4-polig Uc = 24-60VAC 50/60Hz / 20-60VDC | AF116-40-22-11 Contactor |  | 5.14
1SFL427101R1200 | AF116-40-00-12 | Active | 7320500503997 | 524.42 | 1 | 1 | stuk | Contactor AF | BE31220 | SP (Control general) | stuk | AF116 55kW 400V 4P 0NO+0NC code 12 | Contacteur gamme AF | AF116-40-00-12 Schütz 4-polig Uc = 48-130V AC 50/60Hz / DC | AF116-40-00-12 Contactor |  | 5.14
1SFL427101R1211 | AF116-40-11-12 | Active | 7320500503980 | 536.43 | 1 | 1 | stuk | Contactor AF | BE31220 | SP (Control general) | stuk | AF116 55kW 400V 4P 1NO+1NC code 12 | Contacteur gamme AF | Contactor 55kW 400V 4-pole Coil code: 12 Wide range Aux. contact 1NO + 1NC | AF116-40-11-12 Contactor |  | 5.14
1SFL427101R1222 | AF116-40-22-12 | Active | 7320500503973 | 549.63 | 1 | 1 | stuk | Contactor AF | BE31220 | SP (Control general) | stuk | AF116 55kW 400V 4P 2NO+2NC code 12 | Contacteur gamme AF | AF116-40-22-12 Schütz 4-polig Uc = 48-130V AC 50/60Hz / DC | AF116-40-22-12 Contactor |  | 5.14
1SFL427101R1300 | AF116-40-00-13 | Active | 7320500503966 | 524.42 | 1 | 1 | stuk | Contactor AF | BE31220 | SP (Control general) | stuk | AF116 55kW 400V 4P 0NO+0NC code 13 | Contacteur gamme AF | AF116-40-00-13 Schütz 4-polig Uc = 100-250V AC 50/60Hz / DC | AF116-40-00-13 Contactor |  | 5.14
1SFL427101R1311 | AF116-40-11-13 | Active | 7320500503959 | 536.43 | 1 | 1 | stuk | Contactor AF | BE31220 | SP (Control general) | stuk | AF116 55kW 400V 4P 1NO+1NC code 13 | Contacteur gamme AF | Contactor 55kW 400V 4-pole Coil code: 13 Wide range Aux. contact 1NO + 1NC | AF116-40-11-13 Contactor |  | 5.14
1SFL427101R1322 | AF116-40-22-13 | Active | 7320500503942 | 549.63 | 1 | 1 | stuk | Contactor AF | BE31220 | SP (Control general) | stuk | AF116 55kW 400V 4P 2NO+2NC code 13 | Contacteur gamme AF | AF116-40-22-13 Schütz 4-polig Uc = 100-250V AC 50/60Hz / DC | AF116-40-22-13 Contactor |  | 5.14
1SFL427101R1400 | AF116-40-00-14 | Active | 7320500503935 | 524.42 | 1 | 1 | stuk | Contactor AF | BE31220 | SP (Control general) | stuk | AF116 55kW 400V 4P 0NO+0NC code 14 | Contacteur gamme AF | AF116-40-00-14 Schütz 4-polig Uc = 250-500V AC 50/60Hz / DC | AF116-40-00-14 Contactor |  | 5.14
1SFL427101R1411 | AF116-40-11-14 | Active | 7320500503928 | 536.43 | 1 | 1 | stuk | Contactor AF | BE31220 | SP (Control general) | stuk | AF116 55kW 400V 4P 1NO+1NC code 14 | Contacteur gamme AF | Contactor 55kW 400V 4-pole Coil code: 14 Wide range Aux. contact 1NO + 1NC | AF116-40-11-14 Contactor |  | 5.14
1SFL427101R1422 | AF116-40-22-14 | Active | 7320500503911 | 549.63 | 1 | 1 | stuk | Contactor AF | BE31220 | SP (Control general) | stuk | AF116 55kW 400V 4P 2NO+2NC code 14 | Contacteur gamme AF | AF116-40-22-14 Schütz 4-polig Uc = 250-500V AC 50/60Hz / DC | AF116-40-22-14 Contactor |  | 5.14
1SFL427102R1100 | AF116-40-00B-11 | Active | 7320500503904 | 524.42 | 1 | 1 | stuk | Contactor AF | BE31220 | SP (Control general) | stuk | AF116 55kW 400V 4P 0NO+0NC code 11 | Contacteur gamme AF | AF116-40-00B-11 Schütz 4-polig Uc = 24-60VAC 50/60Hz / 20-60VDC | AF116-40-00B-11 Contactor |  | 5.14
1SFL427102R1111 | AF116-40-11B-11 | Active | 7320500503898 | 536.43 | 1 | 1 | stuk | Contactor AF | BE31220 | SP (Control general) | stuk | AF116 55kW 400V 4P 1NO+1NC Tractie | Contacteur gamme AF | Contactor 55kW 400V 4p Bar Connection Coil code: 11 Wide range Aux. contact 1NO + 1NC | AF116-40-11B-11 Contactor |  | 5.14
1SFL427102R1122 | AF116-40-22B-11 | Active | 7320500503881 | 549.63 | 1 | 1 | stuk | Contactor AF | BE31220 | SP (Control general) | stuk | AF116 55kW 400V 4P 2NO+2NC Tractie | Contacteur gamme AF | AF116-40-22B-11 Schütz 4-polig Uc = 24-60VAC 50/60Hz / 20-60VDC | AF116-40-22B-11 Contactor |  | 5.14
1SFL427102R1200 | AF116-40-00B-12 | Active | 7320500503874 | 524.42 | 1 | 1 | stuk | Contactor AF | BE31220 | SP (Control general) | stuk | AF116 55kW 400V 4P 0NO+0NC Tractie | Contacteur gamme AF | AF116-40-00B-12 Schütz 4-polig Uc = 48-130V AC 50/60Hz / DC | AF116-40-00B-12 Contactor |  | 5.14
1SFL427102R1211 | AF116-40-11B-12 | Active | 7320500503867 | 536.43 | 1 | 1 | stuk | Contactor AF | BE31220 | SP (Control general) | stuk | AF116 55kW 400V 4P 1NO+1NC Tractie | Contacteur gamme AF | Contactor 55kW 400V 4p Bar Connection Coil code: 12 Wide range Aux. contact 1NO + 1NC | AF116-40-11B-12 Contactor |  | 5.14
1SFL427102R1222 | AF116-40-22B-12 | Active | 7320500503850 | 549.63 | 1 | 1 | stuk | Contactor AF | BE31220 | SP (Control general) | stuk | AF116 55kW 400V 4P 2NO+2NC Tractie | Contacteur gamme AF | AF116-40-22B-12 Schütz 4-polig Uc = 48-130V AC 50/60Hz / DC | AF116-40-22B-12 Contactor |  | 5.14
1SFL427102R1300 | AF116-40-00B-13 | Active | 7320500503843 | 524.42 | 1 | 1 | stuk | Contactor AF | BE31220 | SP (Control general) | stuk | AF116 55kW 400V 4P 0NO+0NC Tractie | Contacteur gamme AF | AF116-40-00B-13 Schütz 4-polig Uc = 100-250V AC 50/60Hz / DC | AF116-40-00B-13 Contactor |  | 5.14
1SFL427102R1311 | AF116-40-11B-13 | Active | 7320500503836 | 463.22 | 1 | 1 | stuk | Contactor AF | BE31220 | SP (Control general) | stuk | AF 55kW 400V 4p Bar Connection | Contacteur Gamme AF 55kW 400V 4p Bar Connection | Contactor AF Range 55kW 400V 4p Bar Connection | AF116-40-11B-13 Contactor |  | 5.14
1SFL427102R1322 | AF116-40-22B-13 | Active | 7320500503829 | 549.63 | 1 | 1 | stuk | Contactor AF | BE31220 | SP (Control general) | stuk | AF116 55kW 400V 4P 2NO+2NC Tractie | Contacteur gamme AF | AF116-40-22B-13 Schütz 4-polig Uc = 100-250V AC 50/60Hz / DC | AF116-40-22B-13 Contactor |  | 5.14
1SFL427102R1400 | AF116-40-00B-14 | Active | 7320500503812 | 524.42 | 1 | 1 | stuk | Contactor AF | BE31220 | SP (Control general) | stuk | AF116 55kW 400V 4P 0NO+0NC Tractie | Contacteur gamme AF | AF116-40-00B-14 Schütz 4-polig Uc = 250-500V AC 50/60Hz / DC | AF116-40-00B-14 Contactor |  | 5.14
1SFL427102R1411 | AF116-40-11B-14 | Active | 7320500503805 | 536.43 | 1 | 1 | stuk | Contactor AF | BE31220 | SP (Control general) | stuk | AF116 55kW 400V 4P 1NO+1NCTractie | Contacteur gamme AF | Contactor 55kW 400V 4p Bar Connection Coil code: 14 Wide range Aux. contact 1NO + 1NC | AF116-40-11B-14 Contactor |  | 5.14
1SFL427102R1422 | AF116-40-22B-14 | Active | 7320500503799 | 549.63 | 1 | 1 | stuk | Contactor AF | BE31220 | SP (Control general) | stuk | AF116 55kW 400V 4P 2NO+2NC Tractie | Contacteur gamme AF | AF116-40-22B-14 Schütz 4-polig Uc = 250-500V AC 50/60Hz / DC | AF116-40-22B-14 Contactor |  | 5.14
1SFL427262R1122 | 1SFL427262R1122 | Active | 7320500509937 | 531.62 | 1 | 1 | stuk | AF Railway | BE31220 | SP (Control general) | stuk | Contactor AF-series AF116B-40-22RT-11 | Contacteur Gamme AF AF116B-40-22RT-11 | Contactor AF range AF116B-40-22RT-11 | Contactor AF range AF116B-40-22RT-11
1SFL427262R1222 | AF116B-40-22RT-12 | Active | 7320500509944 | 583.68 | 1 | 1 | stuk | Contactor AF Railway | BE31220 | SP (Control general) | stuk | AF116B AF 116B-40-22RT-12 48-130V | AF116B-40-22RT-12 Contactor | AF 116B-40-22RT-12 48-130V | AF116B-40-22RT-12 Contactor
1SFL427263R1222 | AF116B-40-22-12 | Active | 7320500511459 | 650.88 | 1 | 1 | stuk | Contactor AF Railway | BE31220 | SP (Control general) | stuk | AF116B 55kW 400V 4P Ringaansl. | AF116B-40-22-12 Contacteur | Contactor 55kW 400V 4p Bar Connection Special for railway applications | AF116B-40-22-12 Contactor |  | 5.14
1SFL431022R8000 | UA95-30-00-80 | Active | 7320500144572 | 339.62 | 1 | 1 | stuk | Contactor A-Line | BE31220 | SP (Control general) | stuk | UA95 U96A 3P 220-230V 50Hz/230-240V 60Hz | Contacteur gamme UA 3p 96A 220-230V 50Hz | UA95-30-00 Schütz 220-230/50 230-240/60 zum Schalten v. Kondensatoren | UA95-30-00 220-230V 50Hz / 230-240V 60Hz Contactor |  | 5.14
1SFL431022R8011 | UA95-30-11-80 | Active | 7320500149478 | 483.63 | 1 | 1 | stuk | Contactor A-Line | BE31220 | SP (Control general) | stuk | MAGNEETschak.220-230V 60KVAR | CONTACTEUR 220-230V 60KVAR | Capacitator contactors Coil code 80 Auxilairy contact 1NO + 1NC | UA95-30-11 220-230V 50Hz / 230-240V 60Hz Contactor |  | 5.14
1SFL431022R8311 | UA95-30-11-83 | Active | 7320500149508 | 483.63 | 1 | 1 | stuk | Contactor A-Line | BE31220 | SP (Control general) | stuk | UA95 U96A 3P 1NO+1NG 48V 50Hz/48V 60Hz | Contacteur gamme UA 3p 1NO+1NC 96A 48V 50Hz | Contactor UA-range 3p 1NO+1NC 96A 48V 50Hz | UA95-30-11 48V 50Hz / 48V 60Hz Contactor |  | 5.14
1SFL431022R8400 | UA95-30-00-84 | Active | 7320500144619 | 490.83 | 1 | 1 | stuk | Contactor A-Line | BE31220 | SP (Control general) | stuk | UA95 U96A 3P 110V 50Hz/110-120V 60Hz | Contacteur gamme UA 3p 96A 100V 50Hz | Contactor UA-range 3p 96A 100V 50Hz | UA95-30-00 110V 50Hz / 110-120V 60Hz Contactor |  | 5.14
1SFL431022R8411 | UA95-30-11-84 | Active | 7320500149515 | 483.63 | 1 | 1 | stuk | Contactor A-Line | BE31220 | SP (Control general) | stuk | UA 3p 1NO+1NC 96A 110V 50Hz | Contacteur gamme UA 3p 1NO+1NC 96A 110V 50Hz | Contactor UA-range 3p 1NO+1NC 96A 110V 50Hz | UA95-30-11 110V 50Hz / 110-120V 60Hz Contactor |  | 5.14
1SFL431022R8500 | UA95-30-00-85 | Active | 7320500144626 | 460.82 | 1 | 1 | stuk | Contactor A-Line | BE31220 | SP (Control general) | stuk | UA95 U96A 3P 380-400V 50Hz/400-415V 60Hz | CONTACTEUR POUR COMMANDE DE CONDENSATEUR UA95-30-00 3 POLES 96A 380-400 V 50 Hz | UA95-30-00 Schütz 380-400/50 400-415/60 zum Schalten v. Kondensatoren | UA95-30-00 380-400V 50Hz / 400-415V 60Hz Contactor |  | 5.14
1SFL431022R8511 | UA95-30-11-85 | Active | 7320500149522 | 453.63 | 1 | 1 | stuk | Contactor A-Line | BE31220 | SP (Control general) | stuk | KONTAKTOR UA95 380 V/50 Hz | CONTACTEUR UA95 380 V/50 Hz | Contactor UA-range 3p 1NO+1NC 96A 380-400V 50Hz | UA95-30-11 380-400V 50Hz / 400-415V 60Hz Contactor |  | 5.14
1SFL431022R8600 | UA95-30-00-86 | Active | 7320500144633 | 460.82 | 1 | 1 | stuk | Contactor A-Line | BE31220 | SP (Control general) | stuk | UA95 U96A 3P 400-415V 50Hz/415-440V 60Hz | Contacteur gamme UA 3p 96A 400-415V 50Hz | UA95-30-00 Schütz 400-415/50 400-440/60 zum Schalten v. Kondensatoren | UA95-30-00 400-415V 50Hz / 415-440V 60Hz Contactor |  | 5.14
1SFL431022R8611 | UA95-30-11-86 | Active | 7320500149539 | 453.63 | 1 | 1 | stuk | Contactor A-Line | BE31220 | SP (Control general) | stuk | UA 3p 1NO+1NC 96A 400-415V 50Hz | Contacteur gamme UA 3p 1NO+1NC 96A 400-415V 50Hz | Contactor UA-range 3p 1NO+1NC 96A 400-415V 50Hz | UA95-30-11 400-415V 50Hz / 415-440V 60Hz Contactor |  | 5.14
1SFL431022R8800 | 1SFL431022R8800 | Active | 7320500144657 | 441.75 | 1 | 1 | stuk | A-Line | BE31220 | SP (Control general) | stuk | Contactor UA series 3p 96A schakelen van condensatoren 230-240V 50Hz | Contacteur Gamme UA 3p 96A commande des condensateurs 230-240V 50Hz | Contactor UA-range 1SFL431022R8000 3p 96A switching of capacitors 230-240V 50Hz | Contactor UA-range 1SFL431022R8000 3p 96A switching of capacitors 230-240V 50Hz
1SFL431022R8811 | UA95-30-11-88 | Active | 7320500149553 | 453.63 | 1 | 1 | stuk | Contactor A-Line | BE31220 | SP (Control general) | stuk | UA95-30-11 230-240V 50Hz/240-260V 60Hz cont.or | Contacteur gamme UA 3p 1NO+1NC 96A commande des condensateurs 230-240V 50Hz | Contactor UA-range 3p 1NO+1NC 96A switching of capacitors 230-240V 50Hz | UA95-30-11 230-240V 50Hz / 240-260V 60Hz Contactor |  | 5.14
1SFL431024R8000 | UA95-30-00RA-80 | Active | 7320500260425 | 510.03 | 1 | 1 | stuk | Contactor A-Line | BE31220 | SP (Control general) | stuk | UA95 U96A 3PRA 220-230V 50Hz | Contacteur Série UA-RA 3P, 70kVAR, 220-230Vac | UA95-30-00-RA Schütz 220-230/50, 230-240/60 zum Schalten v. Kondensatoren | UA95-30-00RA 220-230V 50Hz Contactor |  | 5.14
1SFL431024R8400 | UA95-30-00RA-84 | Active | 7320500260517 | 500.04 | 1 | 1 | stuk | Contactor A-Line | BE31220 | SP (Control general) | stuk | UA95 U96A 3PRA 110V 50Hz | Contacteur Gamme UA 3p 96A 110V 50Hz | Contactor UA range 3p 96A 110V 50Hz | UA95-30-00RA 110V 50Hz Contactor
1SFL431024R8811 | UA95-30-11RA-88 | Active | 7320500254806 | 519.64 | 1 | 1 | stuk | Contactor A-Line | BE31220 | SP (Control general) | stuk | UA95 U96A 3P 1NO+1NGRA 230-240V 50Hz | Contacteur pour condensateurs 3poles 1NO+1NC 96A bobine 230-240V 50Hz | Contactor UA-range 3p 1NO+1NC 96A spoel 230-240V 50Hz | UA95-30-11RA 230-240V 50Hz Contactor |  | 5.14
1SFL437062R7011 | AF95B-30-11RT-70 | Active | 7320500260128 | 524.47 | 1 | 1 | stuk | Contactor A-Line | BE31220 | SP (Control general) | stuk | AF95B AF95B 3P 1NO+1NGRT 100-250V 50/60Hz/DC | AF95B-30-11RT 100-250V 50/60Hz / DC Contactor | AF95B-30-11RT 100-250V 50/60Hz / DC Contactor | AF95B-30-11RT 100-250V 50/60Hz / DC Contactor
1SFL447001R1100 | AF140-30-00-11 | Active | 7320500477007 | 624.04 | 1 | 1 | stuk | Contactor AF | BE31220 | SP (Control general) | stuk | AF140 AF140 3P 1NO+1NG | Contacteur Gamme AF | AF140-30-00-11 Schütz 24-60V AC/DC | AF140-30-00-11 Contactor |  | 5.14
1SFL447001R1111 | AF140-30-11-11 | Active | 7320500477069 | 639.64 | 1 | 1 | stuk | Contactor AF | BE31220 | SP (Control general) | stuk | AF140 AF140 3P 1NO+1NG 1NO+1NG | Contacteur Gamme AF | AF140-30-11-11 Schütz 24-60V AC/DC | AF140-30-11-11 Contactor |  | 5.14
1SFL447001R1122 | AF140-30-22-11 | Active | 7320500481387 | 668.44 | 1 | 1 | stuk | Contactor AF | BE31220 | SP (Control general) | stuk | AF140 AF140 3P 2NO+2NG 1NO+1NG | Contacteur Gamme AF | AF140-30-22-11 Schütz 24-60V AC/DC | AF140-30-22-11 Contactor |  | 5.14
1SFL447001R1200 | AF140-30-00-12 | Active | 7320500477038 | 624.04 | 1 | 1 | stuk | Contactor AF | BE31220 | SP (Control general) | stuk | AF140 AF140 3P-12 | Contacteur Gamme AF | AF140-30-00-12 Schütz 48-130V AC/DC | AF140-30-00-12 Contactor |  | 5.14
1SFL447001R1211 | AF140-30-11-12 | Active | 7320500476932 | 639.64 | 1 | 1 | stuk | Contactor AF | BE31220 | SP (Control general) | stuk | AF140 AF140 3P 1NO+1NG-12 | Contacteur Gamme AF | AF140-30-11-12 Schütz 48-130V AC/DC | AF140-30-11-12 Contactor |  | 5.14
1SFL447001R1222 | AF140-30-22-12 | Active | 7320500477090 | 668.44 | 1 | 1 | stuk | Contactor AF | BE31220 | SP (Control general) | stuk | AF140 AF140 3P 2NO+2NG-12 | Contacteur Gamme AF | AF140-30-22-12 Schütz 48-130V AC/DC | AF140-30-22-12 Contactor |  | 5.14
1SFL447001R1300 | AF140-30-00-13 | Active | 7320500477045 | 549.46 | 1 | 1 | stuk | Contactor AF | BE31220 | SP (Control general) | stuk | AF140 AF140 3P-13 | Contacteur Gamme AF | AF140-30-00-13 Schütz 100-250V AC/DC | AF140-30-00-13 Contactor
1SFL447001R1311 | AF140-30-11-13 | Active | 7320500476949 | 576.04 | 1 | 1 | stuk | Contactor AF | BE31220 | SP (Control general) | stuk | AF140 AF140 3P 1NO+1NG-13 | Contacteur Gamme AF | AF140-30-11-13 Schütz 100-250V AC/DC | AF140-30-11-13 Contactor |  | 5.14
1SFL447001R1322 | AF140-30-22-13 | Active | 7320500476956 | 604.85 | 1 | 1 | stuk | Contactor AF | BE31220 | SP (Control general) | stuk | AF140 AF140 3P 2NO+2NG-13 | Contacteur Gamme AF | AF140-30-22-13 Schütz 100-250V AC/DC | AF140-30-22-13 Contactor |  | 5.14
1SFL447001R1400 | AF140-30-00-14 | Active | 7320500477052 | 675.66 | 1 | 1 | stuk | Contactor AF | BE31220 | SP (Control general) | stuk | AF140 AF140 3P-14 | Contacteur Gamme AF | AF140-30-00-14 Schütz 250-500V AC/DC | AF140-30-00-14 Contactor |  | 5.14
1SFL447001R1411 | AF140-30-11-14 | Active | 7320500477076 | 693.66 | 1 | 1 | stuk | Contactor AF | BE31220 | SP (Control general) | stuk | AF140 AF140 3P 1NO+1NG-14 | Contacteur Gamme AF | AF140-30-11-14 Schütz 250-500V AC/DC | AF140-30-11-14 Contactor |  | 5.14
1SFL447001R1422 | AF140-30-22-14 | Active | 7320500477106 | 721.25 | 1 | 1 | stuk | Contactor AF | BE31220 | SP (Control general) | stuk | AF140 AF140 3P 2NO+2NG-14 | Contacteur Gamme AF | AF140-30-22-14 Schütz 250-500V AC/DC | AF140-30-22-14 Contactor |  | 5.14
1SFL447001R3300 | AF140-30-00-33 | Active | 7320500480915 | 577.24 | 1 | 1 | stuk | Contactor AF | BE31220 | SP (Control general) | stuk | AF140 AF140 3P-33 | Contacteur gamme AF 3P 140A 100-250V ac/dc PLC | AF140-30-00-33 Schütz 3-polig, 140A - AC3, 100-250V AC/DC | AF140-30-00-33 Contactor |  | 5.14
1SFL447001R3311 | AF140-30-11-33 | Active | 7320500480908 | 594.05 | 1 | 1 | stuk | Contactor AF | BE31220 | SP (Control general) | stuk | AF140 AF140 3P 1NO+1NG-33 | Contacteur gamme AF 3P 140A 1NO+1NC 100-250V ac/dc PLC | AF140-30-11-33 Schütz 3-polig, 140A - AC3, 100-250V AC/DC | AF140-30-11-33 Contactor |  | 5.14
1SFL447001R3322 | AF140-30-22-33 | Active | 7320500480922 | 621.64 | 1 | 1 | stuk | Contactor AF | BE31220 | SP (Control general) | stuk | AF140 AF140 3P 2NO+2NG-33 | Contacteur gamme AF 3P 140A 2NO+2NC 100-250V ac/dc PLC | AF140-30-22-33 Schütz 3-polig, 140A - AC3, 100-250V AC/DC | AF140-30-22-33 Contactor |  | 5.14
1SFL447001R3400 | AF140-30-00-34 | Active | 7320500480953 | 687.64 | 1 | 1 | stuk | Contactor AF | BE31220 | SP (Control general) | stuk | AF140 AF140 3P-34 | Contacteur gamme AF 3P 140A 250-500V ac/dc PLC | AF140-30-00-34 Schütz 3-polig, 140A - AC3, 250-500V AC/DC | AF140-30-00-34 Contactor |  | 5.14
1SFL447001R3411 | AF140-30-11-34 | Active | 7320500480946 | 703.24 | 1 | 1 | stuk | Contactor AF | BE31220 | SP (Control general) | stuk | AF140 AF140 3P 1NO+1NG-34 | Contacteur gamme AF 3P 140A 1NO+1NC 250-500V ac/dc PLC | AF140-30-11-34 Schütz 3-polig, 140A - AC3, 250-500V AC/DC | AF140-30-11-34 Contactor |  | 5.14
1SFL447001R3422 | AF140-30-22-34 | Active | 7320500480939 | 732.05 | 1 | 1 | stuk | Contactor AF | BE31220 | SP (Control general) | stuk | AF140 AF140 3P 2NO+2NG-34 | Contacteur gamme AF 3P 140A 2NO+2NC 250-500V ac/dc PLC | AF140-30-22-34 Schütz 3-polig, 140A - AC3, 250-500V AC/DC | AF140-30-22-34 Contactor |  | 5.14
1SFL447002R1100 | AF140-30-00B-11 | Active | 7320500481394 | 624.04 | 1 | 1 | stuk | Contactor AF | BE31220 | SP (Control general) | stuk | AF140 AF140 3PB 1NO+1NG | Contacteur Gamme AF | AF140-30-00B-11 Schütz 24-60V AC/DC | AF140-30-00B-11 Contactor |  | 5.14
1SFL447002R1111 | AF140-30-11B-11 | Active | 7320500477137 | 639.64 | 1 | 1 | stuk | Contactor AF | BE31220 | SP (Control general) | stuk | AF140 AF140 3P 1NO+1NGB 1NO+1NG | Contacteur Gamme AF | AF140-30-11B-11 Schütz 24-60V AC/DC | AF140-30-11B-11 Contactor |  | 5.14
1SFL447002R1122 | AF140-30-22B-11 | Active | 7320500494851 | 668.44 | 1 | 1 | stuk | Contactor AF | BE31220 | SP (Control general) | stuk | AF140 AF140 3P 2NO+2NGB 1NO+1NG | Contacteur Gamme AF | AF140-30-22B-11 Schütz 24-60V AC/DC | AF140-30-22B-11 Contactor |  | 5.14
1SFL447002R1200 | AF140-30-00B-12 | Active | 7320500481363 | 624.04 | 1 | 1 | stuk | Contactor AF | BE31220 | SP (Control general) | stuk | AF140 AF140 3PB-12 | Contacteur Gamme AF | AF140-30-00B-12 Schütz 48-130V AC/DC | AF140-30-00B-12 Contactor |  | 5.14
1SFL447002R1211 | AF140-30-11B-12 | Active | 7320500476970 | 639.64 | 1 | 1 | stuk | Contactor AF | BE31220 | SP (Control general) | stuk | AF140 AF140 3P 1NO+1NGB-12 | Contacteur Gamme AF | AF140-30-11B-12 Schütz 48-130V AC/DC | AF140-30-11B-12 Contactor |  | 5.14
1SFL447002R1222 | AF140-30-22B-12 | Active | 7320500482025 | 668.44 | 1 | 1 | stuk | Contactor AF | BE31220 | SP (Control general) | stuk | AF140 AF140 3P 2NO+2NGB-12 | Contacteur Gamme AF | AF140-30-22B-12 Schütz 48-130V AC/DC | AF140-30-22B-12 Contactor |  | 5.14
1SFL447002R1300 | AF140-30-00B-13 | Active | 7320500481370 | 560.45 | 1 | 1 | stuk | Contactor AF | BE31220 | SP (Control general) | stuk | AF140 AF140 3PB-13 | Contacteur Gamme AF | AF140-30-00B-13 Schütz 100-250V AC/DC | AF140-30-00B-13 Contactor |  | 5.14
1SFL447002R1311 | AF140-30-11B-13 | Active | 7320500476963 | 576.04 | 1 | 1 | stuk | Contactor AF | BE31220 | SP (Control general) | stuk | AF140 AF140 3P 1NO+1NGB-13 | Contacteur Gamme AF | AF140-30-11B-13 Schütz 100-250V AC/DC | AF140-30-11B-13 Contactor |  | 5.14
1SFL447002R1322 | AF140-30-22B-13 | Active | 7320500482018 | 604.85 | 1 | 1 | stuk | Contactor AF | BE31220 | SP (Control general) | stuk | AF140 AF140 3P 2NO+2NGB-13 | Contacteur Gamme AF | AF140-30-22B-13 Schütz 100-250V AC/DC | AF140-30-22B-13 Contactor |  | 5.14
1SFL447002R1400 | AF140-30-00B-14 | Active | 7320500477120 | 675.66 | 1 | 1 | stuk | Contactor AF | BE31220 | SP (Control general) | stuk | AF140 AF140 3PB-14 | Contacteur Gamme AF | AF140-30-00B-14 Schütz 250-500V AC/DC | AF140-30-00B-14 Contactor |  | 5.14
1SFL447002R1411 | AF140-30-11B-14 | Active | 7320500482001 | 693.66 | 1 | 1 | stuk | Contactor AF | BE31220 | SP (Control general) | stuk | AF140 AF140 3P 1NO+1NGB-14 | Contacteur Gamme AF | AF140-30-11B-14 Schütz 250-500V AC/DC | AF140-30-11B-14 Contactor |  | 5.14
1SFL447002R1422 | AF140-30-22B-14 | Active | 7320500482049 | 721.25 | 1 | 1 | stuk | Contactor AF | BE31220 | SP (Control general) | stuk | AF140 AF140 3P 2NO+2NGB-14 | Contacteur Gamme AF | AF140-30-22B-14 Schütz 250-500V AC/DC | AF140-30-22B-14 Contactor |  | 5.14
1SFL447002R3300 | AF140-30-00B-33 | Active | 7320500480892 | 577.24 | 1 | 1 | stuk | Contactor AF | BE31220 | SP (Control general) | stuk | AF140 3P 140A 100-250VAC/dc PLC | Contacteur gamme AF 3P 140A 100-250V ac/dc PLC | AF140-30-00B-33 Schütz 3-polig, 140A - AC3, 100-250V AC/DC | AF140-30-00B-33 Contactor |  | 5.14
1SFL447002R3311 | AF140-30-11B-33 | Active | 7320500480878 | 594.05 | 1 | 1 | stuk | Contactor AF | BE31220 | SP (Control general) | stuk | AF140 3P 140A 1NO+1NC 100-250VAC/dc PLC | Contacteur gamme AF 3P 140A 1NO+1NC 100-250V ac/dc PLC | AF140-30-11B-33 Schütz 3-polig, 140A - AC3, 100-250V AC/DC | AF140-30-11B-33 Contactor |  | 5.14
1SFL447002R3322 | AF140-30-22B-33 | Active | 7320500480854 | 621.64 | 1 | 1 | stuk | Contactor AF | BE31220 | SP (Control general) | stuk | AF140 3P 140A 2NO+2NC 100-250VAC/dc PLC | Contacteur gamme AF 3P 140A 2NO+2NC 100-250V ac/dc PLC | AF140-30-22B-33 Schütz 3-polig, 140A - AC3, 100-250V AC/DC | AF140-30-22B-33 Contactor |  | 5.14
1SFL447002R3400 | AF140-30-00B-34 | Active | 7320500481110 | 687.64 | 1 | 1 | stuk | Contactor AF | BE31220 | SP (Control general) | stuk | AF140 3P 140A 250-500VAC/dc PLC | Contacteur gamme AF 3P 140A 250-500V ac/dc PLC | AF140-30-00B-34 Schütz 3-polig, 140A - AC3, 250-500V AC/DC | AF140-30-00B-34 Contactor |  | 5.14
1SFL447002R3411 | AF140-30-11B-34 | Active | 7320500480861 | 703.24 | 1 | 1 | stuk | Contactor AF | BE31220 | SP (Control general) | stuk | AF140 3P 140A 1NO+1NC 250-500VAC/dc PLC | Contacteur gamme AF 3P 140A 1NO+1NC 250-500V ac/dc PLC | AF140-30-22B-34 Schütz 3-polig, 140A - AC3, 250-500V AC/DC | AF140-30-11B-34 Contactor |  | 5.14
1SFL447002R3422 | AF140-30-22B-34 | Active | 7320500480847 | 732.05 | 1 | 1 | stuk | Contactor AF | BE31220 | SP (Control general) | stuk | AF140 3P 140A 2NO+2NC 250-500VAC/dc PLC | Contacteur gamme AF 3P 140A 2NO+2NC 250-500V ac/dc PLC | AF140-30-22B-34 Schütz 3-polig, 140A - AC3, 250-500V AC/DC | AF140-30-22B-34 Contactor |  | 5.14
1SFL447101R1100 | AF140-40-00-11 | Active | 7320500503607 | 661.25 | 1 | 1 | stuk | Contactor AF | BE31220 | SP (Control general) | stuk | AF140 75kW 400V 4P 0NO+0NC code 11 | Contacteur gamme AF | AF140-40-00-11 Schütz 4-polig Uc = 24-60VAC 50/60Hz / 20-60VDC | AF140-40-00-11 Contactor |  | 5.14
1SFL447101R1111 | AF140-40-11-11 | Active | 7320500503768 | 674.44 | 1 | 1 | stuk | Contactor AF | BE31220 | SP (Control general) | stuk | AF140 75kW 400V 4P 1NO+1NC code 11 | Contacteur gamme AF | Contactor 75kW 400V 4-pole Coil code: 11 Wide range Aux. contact 1NO + 1NC | AF140-40-11-11 Contactor |  | 5.14
1SFL447101R1122 | AF140-40-22-11 | Active | 7320500503591 | 686.44 | 1 | 1 | stuk | Contactor AF | BE31220 | SP (Control general) | stuk | AF140 75kW 400V 4P 2NO+2NC code 11 | Contacteur gamme AF | AF140-40-22-11 Schütz 4-polig Uc = 24-60VAC 50/60Hz / 20-60VDC | AF140-40-22-11 Contactor |  | 5.14
1SFL447101R1200 | AF140-40-00-12 | Active | 7320500505335 | 661.25 | 1 | 1 | stuk | Contactor AF | BE31220 | SP (Control general) | stuk | AF140 75kW 400V 4P 0NO+0NC code 12 | Contacteur gamme AF | AF140-40-00-12 Schütz 4-polig Uc = 48-130V AC 50/60Hz / DC | AF140-40-00-12 Contactor |  | 5.14
1SFL447101R1211 | AF140-40-11-12 | Active | 7320500503751 | 674.44 | 1 | 1 | stuk | Contactor AF | BE31220 | SP (Control general) | stuk | AF140 75kW 400V 4P 1NO+1NC code 12 | Contacteur gamme AF | Contactor 75kW 400V 4-pole Coil code: 12 Wide range Aux. contact 1NO + 1NC | AF140-40-11-12 Contactor |  | 5.14
1SFL447101R1222 | AF140-40-22-12 | Active | 7320500505328 | 686.44 | 1 | 1 | stuk | Contactor AF | BE31220 | SP (Control general) | stuk | AF140 75kW 400V 4P 2NO+2NC code 12 | Contacteur gamme AF | AF140-40-22-12 Schütz 4-polig Uc = 48-130V AC 50/60Hz / DC | AF140-40-22-12 Contactor |  | 5.14
1SFL447101R1300 | AF140-40-00-13 | Active | 7320500505311 | 661.25 | 1 | 1 | stuk | Contactor AF | BE31220 | SP (Control general) | stuk | AF140 75kW 400V 4P 0NO+0NC code 13 | Contacteur gamme AF | AF140-40-00-13 Schütz 4-polig Uc = 100-250V AC 50/60Hz / DC | AF140-40-00-13 Contactor |  | 5.14
1SFL447101R1311 | AF140-40-11-13 | Active | 7320500503744 | 674.44 | 1 | 1 | stuk | Contactor AF | BE31220 | SP (Control general) | stuk | AF140 75kW 400V 4P 1NO+1NC code 13 | Contacteur gamme AF | Contactor 75kW 400V 4-pole Coil code: 13 Wide range Aux. contact 1NO + 1NC | AF140-40-11-13 Contactor |  | 5.14
1SFL447101R1322 | AF140-40-22-13 | Active | 7320500505304 | 686.44 | 1 | 1 | stuk | Contactor AF | BE31220 | SP (Control general) | stuk | AF140 75kW 400V 4P 2NO+2NC code 13 | Contacteur gamme AF | AF140-40-22-13 Schütz 4-polig Uc = 100-250V AC 50/60Hz / DC | AF140-40-22-13 Contactor |  | 5.14
1SFL447101R1400 | AF140-40-00-14 | Active | 7320500505298 | 661.25 | 1 | 1 | stuk | Contactor AF | BE31220 | SP (Control general) | stuk | AF140 75kW 400V 4P 0NO+0NC code 14 | Contacteur gamme AF | AF140-40-00-14 Schütz 4-polig Uc = 250-500V AC 50/60Hz / DC | AF140-40-00-14 Contactor |  | 5.14
1SFL447101R1411 | AF140-40-11-14 | Active | 7320500503737 | 674.44 | 1 | 1 | stuk | Contactor AF | BE31220 | SP (Control general) | stuk | AF140 75kW 400V 4P 1NO+1NC code 14 | Contacteur gamme AF | Contactor 75kW 400V 4-pole Coil code: 14 Wide range Aux. contact 1NO + 1NC | AF140-40-11-14 Contactor |  | 5.14
1SFL447101R1422 | AF140-40-22-14 | Active | 7320500505281 | 686.44 | 1 | 1 | stuk | Contactor AF | BE31220 | SP (Control general) | stuk | AF140 75kW 400V 4P 2NO+2NC code 14 | Contacteur gamme AF | AF140-40-22-14 Schütz 4-polig Uc = 250-500V AC 50/60Hz / DC | AF140-40-22-14 Contactor |  | 5.14
1SFL447102R1100 | AF140-40-00B-11 | Active | 7320500505274 | 661.25 | 1 | 1 | stuk | Contactor AF | BE31220 | SP (Control general) | stuk | AF140 75kW 400V 4P 0NO+0NC code 11 | Contacteur gamme AF | AF140-40-00B-11 Schütz 4-polig Uc = 24-60VAC 50/60Hz / 20-60VDC | AF140-40-00B-11 Contactor |  | 5.14
1SFL447102R1111 | AF140-40-11B-11 | Active | 7320500505267 | 674.44 | 1 | 1 | stuk | Contactor AF | BE31220 | SP (Control general) | stuk | AF140 75kW 400V 4P 1NO+1NC code 11 | Contacteur gamme AF | Contactor 75kW 400V 4p Bar Connection Coil code: 11 Wide range Aux. contact 1NO + 1NC | AF140-40-11B-11 Contactor |  | 5.14
1SFL447102R1122 | AF140-40-22B-11 | Active | 7320500505250 | 686.44 | 1 | 1 | stuk | Contactor AF | BE31220 | SP (Control general) | stuk | AF140 75kW 400V 4P 2NO+2NC code 11 | Contacteur gamme AF | AF140-40-22B-11 Schütz 4-polig Uc = 24-60VAC 50/60Hz / 20-60VDC | AF140-40-22B-11 Contactor |  | 5.14
1SFL447102R1200 | AF140-40-00B-12 | Active | 7320500505243 | 661.25 | 1 | 1 | stuk | Contactor AF | BE31220 | SP (Control general) | stuk | AF140 75kW 400V 4P 0NO+0NC code 12 | Contacteur gamme AF | AF140-40-00B-12 Schütz 4-polig Uc = 48-130V AC 50/60Hz / DC | AF140-40-00B-12 Contactor |  | 5.14
1SFL447102R1211 | AF140-40-11B-12 | Active | 7320500505236 | 674.44 | 1 | 1 | stuk | Contactor AF | BE31220 | SP (Control general) | stuk | AF140 75kW 400V 4P 1NO+1NC code 12 | Contacteur gamme AF | Contactor 75kW 400V 4p Bar Connection Coil code: 12 Wide range Aux. contact 1NO + 1NC | AF140-40-11B-12 Contactor |  | 5.14
1SFL447102R1222 | AF140-40-22B-12 | Active | 7320500505229 | 686.44 | 1 | 1 | stuk | Contactor AF | BE31220 | SP (Control general) | stuk | AF140 75kW 400V 4P 2NO+2NC code 12 | Contacteur gamme AF | AF140-40-22B-12 Schütz 4-polig Uc = 48-130V AC 50/60Hz / DC | AF140-40-22B-12 Contactor |  | 5.14
1SFL447102R1300 | AF140-40-00B-13 | Active | 7320500505212 | 661.25 | 1 | 1 | stuk | Contactor AF | BE31220 | SP (Control general) | stuk | AF140 75kW 400V 4P 0NO+0NC code 13 | Contacteur gamme AF | AF140-40-00B-13 Schütz 4-polig Uc = 100-250V AC 50/60Hz / DC | AF140-40-00B-13 Contactor |  | 5.14
1SFL447102R1311 | AF140-40-11B-13 | Active | 7320500505205 | 584.43 | 1 | 1 | stuk | Contactor AF | BE31220 | SP (Control general) | stuk | AF140 75kW 400V 4P 1NO+1NC code 13 | Contacteur gamme AF Contact auxiliaire 1NO+1NC | Contactor 75kW 400V 4p Bar Connection Coil code: 13 Wide range Aux. contact 1NO + 1NC | AF140-40-11B-13 Contactor |  | 5.14
1SFL447102R1322 | AF140-40-22B-13 | Active | 7320500505199 | 686.44 | 1 | 1 | stuk | Contactor AF | BE31220 | SP (Control general) | stuk | AF140 75kW 400V 4P 2NO+2NC code 13 | Contacteur gamme AF | AF140-40-22B-13 Schütz 4-polig Uc = 100-250V AC 50/60Hz / DC | AF140-40-22B-13 Contactor |  | 5.14
1SFL447102R1400 | AF140-40-00B-14 | Active | 7320500505182 | 661.25 | 1 | 1 | stuk | Contactor AF | BE31220 | SP (Control general) | stuk | AF140 75kW 400V 4P 0NO+0NC code 14 | Contacteur gamme AF | AF140-40-00B-14 Schütz 4-polig Uc = 250-500V AC 50/60Hz / DC | AF140-40-00B-14 Contactor |  | 5.14
1SFL447102R1411 | AF140-40-11B-14 | Active | 7320500505175 | 674.44 | 1 | 1 | stuk | Contactor AF | BE31220 | SP (Control general) | stuk | AF140 75kW 400V 4P 1NO+1NC code 14 | Contacteur gamme AF | Contactor 75kW 400V 4p Bar Connection Coil code: 14 Wide range Aux. contact 1NO + 1NC | AF140-40-11B-14 Contactor |  | 5.14
1SFL447102R1422 | AF140-40-22B-14 | Active | 7320500505168 | 686.44 | 1 | 1 | stuk | Contactor AF | BE31220 | SP (Control general) | stuk | AF140 75kW 400V 4P 2NO+2NC code 14 | Contacteur gamme AF | AF140-40-22B-14 Schütz 4-polig Uc = 250-500V AC 50/60Hz / DC | AF140-40-22B-14 Contactor |  | 5.14
1SFL447262R1222 | AF140B-40-22RT-12 | Active | 7320500509982 | 802.53 | 1 | 1 | stuk | Contactor AF Railway | BE31220 | SP (Control general) | stuk | AF140B 40A 2NO+2NGRT-12 | AF140B-40-22RT-12 Contactor | AF 140B-40-22RT-12 48-130VAC/DC | AF140B-40-22RT-12 Contactor
1SFL447263R1122 | AF140B-40-22-11 | Active | 7320500511381 | 765.73 | 1 | 1 | stuk | Contactor AF Railway | BE31220 | SP (Control general) | stuk | AF140B 40A 2NO+2NG 1NO+1NG | Contacteur gamme AF AF140B-40-22-11 DC - 4P | Contactor AF-range AF140B-40-22-11 DC - 4P | AF140B-40-22-11 Contactor |  | 5.14
1SFL451022R8000 | 1SFL451022R8000 | Active | 7320500188552 | 770.06 | 1 | 1 | stuk | Contactor A-Line | BE31220 | SP (Control general) | stuk | UA110 3P-00 220-230V 50Hz/230-240V 60Hz | Contacteur gamme UA 3p 110A 220-230V 50Hz | UA110-30-00 Schütz 220-240/50 230-240/60 | UA110-30-00 220-230V 50Hz / 230-240V 60Hz Contactor |  | 5.14
1SFL451022R8011 | 1SFL451022R8011 | Active | 7320500189214 | 605.69 | 1 | 1 | stuk | Contactor A-Line | BE31220 | SP (Control general) | stuk | UA110 3P 1NO+1NG 220-230V 50Hz/230-240V 60Hz | Contacteur gamme UA 3p 1NO+1NC 110A 220-230V 50Hz | Contactor UA-range 3p 1NO+1NC 110A 220-230V 50Hz | UA110-30-11 220-230V 50Hz / 230-240V 60Hz Contactor |  | 5.14
1SFL451024R8000 | 1SFL451024R8000 | Active | 7320500260524 | 553.24 | 1 | 1 | stuk | Contactor A-Line | BE31220 | SP (Control general) | stuk | UA110 3P-00RA 220-230V 50Hz | Contacteur gamme UA 3P, 80kVAR, 220-230Vac | UA110-30-00-RA Schütz 220-230/50, 230-240/60Hz | UA110-30-00RA 220-230V 50Hz Contactor |  | 5.14
1SFL451024R8500 | 1SFL451024R8500 | Active | 7320500260562 | 568.84 | 1 | 1 | stuk | Contactor A-Line | BE31220 | SP (Control general) | stuk | UA110 3P-00RA 380-400V 50Hz | Contacteur UA-série UA110-30-00RA 380-400V 50Hz | Contactor UA-series UA110-30-00RA 380-400V 50Hz | UA110-30-00RA 380-400V 50Hz Contactor |  | 5.14
1SFL467001R1100 | AF146-30-00-11 | Active | 7320500481974 | 750.05 | 1 | 1 | stuk | Contactor AF | BE31220 | SP (Control general) | stuk | AF146 3P-00 1NO+1NG | Contacteur Gamme AF | AF146-30-00-11 Schütz 24-60V AC/DC | AF146-30-00-11 Contactor |  | 5.14
1SFL467001R1111 | AF146-30-11-11 | Active | 7320500482056 | 769.26 | 1 | 1 | stuk | Contactor AF | BE31220 | SP (Control general) | stuk | AF146 3P 1NO+1NG 1NO+1NG | Contacteur Gamme AF | AF146-30-11-11 Schütz 24-60V AC/DC | AF146-30-11-11 Contactor |  | 5.14
1SFL467001R1122 | AF146-30-22-11 | Active | 7320500481998 | 795.67 | 1 | 1 | stuk | Contactor AF | BE31220 | SP (Control general) | stuk | AF146 3P 2NO+2NG 1NO+1NG | Contacteur Gamme AF | AF146-30-22-11 Schütz 24-60V AC/DC | AF146-30-22-11 Contactor |  | 5.14
1SFL467001R1200 | AF146-30-00-12 | Active | 7320500481943 | 750.05 | 1 | 1 | stuk | Contactor AF | BE31220 | SP (Control general) | stuk | AF146-30-00-12 Contactor | Contacteur Gamme AF | AF146-30-00-12 Schütz 48-130V AC/DC | AF146-30-00-12 Contactor |  | 5.14
1SFL467001R1211 | AF146-30-11-12 | Active | 7320500481981 | 769.26 | 1 | 1 | stuk | Contactor AF | BE31220 | SP (Control general) | stuk | AF146 3P 1NO+1NG-12 | Contacteur Gamme AF | AF146-30-11-12 Schütz 48-130V AC/DC | AF146-30-11-12 Contactor |  | 5.14
1SFL467001R1222 | AF146-30-22-12 | Active | 7320500476277 | 795.67 | 1 | 1 | stuk | Contactor AF | BE31220 | SP (Control general) | stuk | AF146 3P 2NO+2NG-12 | Contacteur Gamme AF | AF146-30-22-12 Schütz 48-130V AC/DC | AF146-30-22-12 Contactor |  | 5.14
1SFL467001R1300 | AF146-30-00-13 | Active | 7320500482032 | 675.66 | 1 | 1 | stuk | Contactor AF | BE31220 | SP (Control general) | stuk | AF146-30-00-13 Contactor | Contacteur Gamme AF | AF146-30-00-13 Schütz 100-250V 50/60Hz / DC | AF146-30-00-13 Contactor |  | 5.14
1SFL467001R1311 | AF146-30-11-13 | Active | 7320500476994 | 604.85 | 1 | 1 | stuk | Contactor AF | BE31220 | SP (Control general) | stuk | AF146 3P 1NO+1NG-13 | Contacteur Gamme AF | AF146-30-11-13 Schütz 100-250V AC/DC | AF146-30-11-13 Contactor |  | 5.14
1SFL467001R1322 | AF146-30-22-13 | Active | 7320500478349 | 721.25 | 1 | 1 | stuk | Contactor AF | BE31220 | SP (Control general) | stuk | AF146 3P 2NO+2NG-13 | Contacteur Gamme AF | AF146-30-22-13 Schütz 100-250V AC/DC | AF146-30-22-13 Contactor |  | 5.14
1SFL467001R1400 | AF146-30-00-14 | Active | 7320500481950 | 816.07 | 1 | 1 | stuk | Contactor AF | BE31220 | SP (Control general) | stuk | AF146-30-00-14 Contactor | Contacteur Gamme AF | AF146-30-00-14 Schütz 250-500V AC/DC | AF146-30-00-14 Contactor |  | 5.14
1SFL467001R1411 | AF146-30-11-14 | Active | 7320500481967 | 830.46 | 1 | 1 | stuk | Contactor AF | BE31220 | SP (Control general) | stuk | AF146 3P 1NO+1NG-14 | Contacteur Gamme AF | AF146-30-11-14 Schütz 250-500V AC/DC | AF146-30-11-14 Contactor |  | 5.14
1SFL467001R1422 | AF146-30-22-14 | Active | 7320500478356 | 859.26 | 1 | 1 | stuk | Contactor AF | BE31220 | SP (Control general) | stuk | AF146 3P 2NO+2NG-14 | Contacteur Gamme AF | AF146-30-22-14 Schütz 250-500V AC/DC | AF146-30-22-14 Contactor |  | 5.14
1SFL467001R3300 | AF146-30-00-33 | Active | 7320500481042 | 687.64 | 1 | 1 | stuk | Contactor AF | BE31220 | SP (Control general) | stuk | AF146-30-00-33 Contactor | Contacteur gamme AF 3P 146A 100-250V ac/dc PLC | AF146-30-00-33 Schütz 3-polig, 146A - AC3, 100-250V AC/DC | AF146-30-00-33 Contactor |  | 5.14
1SFL467001R3311 | AF146-30-11-33 | Active | 7320500481066 | 621.64 | 1 | 1 | stuk | Contactor AF | BE31220 | SP (Control general) | stuk | AF146 3P 1NO+1NG-33 | Contacteur gamme AF 3P 146A 1NO+1NC 100-250V ac/dc PLC | AF146-30-11-33 Schütz 3-polig, 146A - AC3, 100-250V AC/DC | AF146-30-11-33 Contactor |  | 5.14
1SFL467001R3322 | AF146-30-22-33 | Active | 7320500481080 | 732.05 | 1 | 1 | stuk | Contactor AF | BE31220 | SP (Control general) | stuk | AF146 3P 2NO+2NG-33 | Contacteur gamme AF 3P 146A 2NO+2NC 100-250V ac/dc PLC | AF146-30-22-33 Schütz 3-polig, 146A - AC3, 100-250V AC/DC | AF146-30-22-33 Contactor |  | 5.14
1SFL467001R3400 | AF146-30-00-34 | Active | 7320500481059 | 820.85 | 1 | 1 | stuk | Contactor AF | BE31220 | SP (Control general) | stuk | AF146-30-00-34 Contactor | Contacteur gamme AF 3P 146A 250-500V ac/dc PLC | AF146-30-00-34 Schütz 3-polig, 146A - AC3, 250-500V AC/DC | AF146-30-00-34 Contactor |  | 5.14
1SFL467001R3411 | AF146-30-11-34 | Active | 7320500481073 | 835.27 | 1 | 1 | stuk | Contactor AF | BE31220 | SP (Control general) | stuk | AF146 3P 1NO+1NG-34 | Contacteur gamme AF 3P 146A 1NO+1NC 250-500V ac/dc PLC | AF146-30-11-34 Schütz 3-polig, 146A - AC3, 250-500V AC/DC | AF146-30-11-34 Contactor |  | 5.14
1SFL467001R3422 | AF146-30-22-34 | Active | 7320500481097 | 862.86 | 1 | 1 | stuk | Contactor AF | BE31220 | SP (Control general) | stuk | AF146 3P 2NO+2NG-34 | Contacteur gamme AF 3P 146A 2NO+2NC 250-500V ac/dc PLC | AF146-30-22-34 Schütz 3-polig, 146A - AC3, 250-500V AC/DC | AF146-30-22-34 Contactor |  | 5.14
1SFL467002R1100 | AF146-30-00B-11 | Active | 7320500478363 | 750.05 | 1 | 1 | stuk | Contactor AF | BE31220 | SP (Control general) | stuk | AF146 3P-00B 1NO+1NG | Contacteur Gamme AF | AF146-30-00B-11 Schütz 24-60V AC/DC | AF146-30-00B-11 Contactor |  | 5.14
1SFL467002R1111 | AF146-30-11B-11 | Active | 7320500478400 | 769.26 | 1 | 1 | stuk | Contactor AF | BE31220 | SP (Control general) | stuk | AF146 3P 1NO+1NGB 1NO+1NG | Contacteur Gamme AF | AF146-30-11B-11 Schütz 24-60V AC/DC | AF146-30-11B-11 Contactor |  | 5.14
1SFL467002R1122 | AF146-30-22B-11 | Active | 7320500478431 | 795.67 | 1 | 1 | stuk | Contactor AF | BE31220 | SP (Control general) | stuk | AF146 3P 2NO+2NGB 1NO+1NG | Contacteur Gamme AF | AF146-30-22B-11 Schütz 24-60V AC/DC | AF146-30-22B-11 Contactor |  | 5.14
1SFL467002R1200 | AF146-30-00B-12 | Active | 7320500478370 | 750.05 | 1 | 1 | stuk | Contactor AF | BE31220 | SP (Control general) | stuk | AF146-30-00B-12 Contactor | Contacteur Gamme AF | AF146-30-00B-12 Schütz 48-130V AC/DC | AF146-30-00B-12 Contactor |  | 5.14
1SFL467002R1211 | AF146-30-11B-12 | Active | 7320500478417 | 769.26 | 1 | 1 | stuk | Contactor AF | BE31220 | SP (Control general) | stuk | AF146 3P 1NO+1NGB-12 | Contacteur Gamme AF | AF146-30-11B-12 Schütz 48-130V AC/DC | AF146-30-11B-12 Contactor |  | 5.14
1SFL467002R1222 | AF146-30-22B-12 | Active | 7320500478448 | 795.67 | 1 | 1 | stuk | Contactor AF | BE31220 | SP (Control general) | stuk | AF146 3P 2NO+2NGB-12 | Contacteur Gamme AF | AF146-30-22B-12 Schütz 48-130V AC/DC | AF146-30-22B-12 Contactor |  | 5.14
1SFL467002R1300 | AF146-30-00B-13 | Active | 7320500478387 | 675.66 | 1 | 1 | stuk | Contactor AF | BE31220 | SP (Control general) | stuk | AF146-30-00B-13 Contactor | Contacteur Gamme AF | AF146-30-00B-13 Schütz 100-250V AC/DC | AF146-30-00B-13 Contactor |  | 5.14
1SFL467002R1311 | AF146-30-11B-13 | Active | 7320500476987 | 693.66 | 1 | 1 | stuk | Contactor AF | BE31220 | SP (Control general) | stuk | AF146 3P 1NO+1NGB-13 | Contacteur Gamme AF | AF146-30-11B-13 Schütz 100-250V AC/DC | AF146-30-11B-13 Contactor |  | 5.14
1SFL467002R1322 | AF146-30-22B-13 | Active | 7320500478455 | 721.25 | 1 | 1 | stuk | Contactor AF | BE31220 | SP (Control general) | stuk | AF146 3P 2NO+2NGB-13 | Contacteur Gamme AF | AF146-30-22B-13 Schütz 100-250V AC/DC | AF146-30-22B-13 Contactor |  | 5.14
1SFL467002R1400 | AF146-30-00B-14 | Active | 7320500478394 | 816.07 | 1 | 1 | stuk | Contactor AF | BE31220 | SP (Control general) | stuk | AF146-30-00B-14 Contactor | Contacteur Gamme AF | AF146-30-00B-14 Schütz 250-500V AC/DC | AF146-30-00B-14 Contactor |  | 5.14
1SFL467002R1411 | AF146-30-11B-14 | Active | 7320500478424 | 830.46 | 1 | 1 | stuk | Contactor AF | BE31220 | SP (Control general) | stuk | AF146 3P 1NO+1NGB-14 | Contacteur Gamme AF | AF146-30-11B-14 Schütz 250-500V AC/DC | AF146-30-11B-14 Contactor |  | 5.14
1SFL467002R1422 | AF146-30-22B-14 | Active | 7320500478479 | 859.26 | 1 | 1 | stuk | Contactor AF | BE31220 | SP (Control general) | stuk | AF146 3P 2NO+2NGB-14 | Contacteur Gamme AF | AF146-30-22B-14 Schütz 250-500V AC/DC | AF146-30-22B-14 Contactor |  | 5.14
1SFL467002R3300 | AF146-30-00B-33 | Active | 7320500481004 | 687.64 | 1 | 1 | stuk | Contactor AF | BE31220 | SP (Control general) | stuk | AF146-30-00B-33 Contactor | Contacteur gamme AF 3P 146A 100-250V ac/dc PLC | AF146-30-00B-33 Schütz 3-polig, 146A - AC3, 100-250V AC/DC | AF146-30-00B-33 Contactor |  | 5.14
1SFL467002R3311 | AF146-30-11B-33 | Active | 7320500480991 | 703.24 | 1 | 1 | stuk | Contactor AF | BE31220 | SP (Control general) | stuk | AF146 3P 1NO+1NGB-33 | Contacteur gamme AF 3P 146A 1NO+1NC 100-250V ac/dc PLC | AF146-30-11B-33 Schütz 3-polig, 146A - AC3, 100-250V AC/DC | AF146-30-11B-33 Contactor |  | 5.14
1SFL467002R3322 | AF146-30-22B-33 | Active | 7320500480977 | 732.05 | 1 | 1 | stuk | Contactor AF | BE31220 | SP (Control general) | stuk | AF146 3P 2NO+2NGB-33 | Contacteur gamme AF 3P 146A 2NO+2NC 100-250V ac/dc PLC | AF146-30-22B-33 Schütz 3-polig, 146A - AC3, 100-250V AC/DC | AF146-30-22B-33 Contactor |  | 5.14
1SFL467002R3400 | AF146-30-00B-34 | Active | 7320500480885 | 820.85 | 1 | 1 | stuk | Contactor AF | BE31220 | SP (Control general) | stuk | AF146-30-00B-34 Contactor | Contacteur gamme AF 3P 146A 250-500V ac/dc PLC | AF146-30-00B-34 Schütz 3-polig, 146A - AC3, 250-500V AC/DC | AF146-30-00B-34 Contactor |  | 5.14
1SFL467002R3411 | AF146-30-11B-34 | Active | 7320500480984 | 835.27 | 1 | 1 | stuk | Contactor AF | BE31220 | SP (Control general) | stuk | AF146 3P 1NO+1NGB-34 | Contacteur gamme AF 3P 146A 1NO+1NC 250-500V ac/dc PLC | AF146-30-11B-34 Schütz 3-polig, 146A - AC3, 250-500V AC/DC | AF146-30-11B-34 Contactor |  | 5.14
1SFL467002R3422 | AF146-30-22B-34 | Active | 7320500480960 | 862.86 | 1 | 1 | stuk | Contactor AF | BE31220 | SP (Control general) | stuk | AF146 3P 2NO+2NGB-34 | Contacteur gamme AF 3P 146A 2NO+2NC 250-500V ac/dc PLC | AF146-30-22B-34 Schütz 3-polig, 146A - AC3, 250-500V AC/DC | AF146-30-22B-34 Contactor |  | 5.14
1SFL467062R1122 | 1SFL467062R1122 | Active | 7320500509890 | 850.81 | 1 | 1 | stuk | AF Railway | BE31220 | SP (Control general) | stuk | Contactor AF-series AF146B-30-22RT-11 Schütz | Contacteur Gamme AF AF146B-30-22RT-11 Schütz | Contactor AF range AF146B-30-22RT-11 Schütz | Contactor AF range AF146B-30-22RT-11 Schütz
1SFL467081R1112 | 1SFL467081R1112 | Active | 7320500540619 | 935.97 | 1 | 1 | stuk | AF Safety | BE31220 | SP (Control general) | stuk | Contactor AFS series AFS146-30-12-11 | Contacteur Gamme AFS AFS146-30-12-11 | Contactor AFS range AFS146-30-12-11 | Contactor AFS range AFS146-30-12-11
1SFL467081R1212 | AFS146-30-12-12 | Active | 7320500540602 | 882.99 | 1 | 1 | stuk | AF Safety | BE31220 | SP (Control general) | stuk | Contactor AFS serie AFS146-30-12-12 | Contacteur Série AFS AFS146-30-12-12 | Contactor AFS range AFS146-30-12-12 | Contactor AFS range AFS146-30-12-12
1SFL467081R1312 | AFS146-30-12-13 | Active | 7320500540770 | 799.38 | 1 | 1 | stuk | AF Safety | BE31220 | SP (Control general) | stuk | Contactor AFS serie AFS146-30-12-13 | Contacteur Série AFS AFS146-30-12-13 | Contactor AFS range AFS146-30-12-13 | Contactor AFS range AFS146-30-12-13
1SFL467081R1412 | AFS146-30-12-14 | Active | 7320500540596 | 953 | 1 | 1 | stuk | AF Safety | BE31220 | SP (Control general) | stuk | Contactor AFS serie AFS146-30-12-14 | Contacteur Série AFS AFS146-30-12-14 | Contactor AFS range AFS146-30-12-14 | Contactor AFS range AFS146-30-12-14