7TCG009410R0019 | YLS-4.6-520B | Active | 5414363072584 | 129.56 | 100 | 100 | stuk | Ty-Rap Fastening | BE31450 | LT (Spares) | stuk | CABLE TIE 100LB 20IN 316SS BALL-LCK | COL.A BILLE INOX316 4.6X520MM | Ball-Lock 316 Stainless Steel Cable Tie, Uncoated, Tem up to 300 Degrees C, UL/EN/CSA62275, 2S, L 520mm, W 4.6mm Thickness 0.26mm, Tensile Strength 440 N | CABLE TIE 100LB 20IN 316SS BALL-LCK
7TCG009410R0020 | YLS-4.6-680A | Active | 5414363072607 | 108.4 | 100 | 100 | stuk | Ty-Rap | BE31450 | LT (Spares) | stuk | TY-MET RVS Kabelbinder, Kogelafsluiting, 304, Ongecoat, 680mm x 4,6mm | ATTACHE INOX 4.6X680MM | Ball-Lock 304 Stainless Steel Cable Tie, Uncoated, Tem up to 300 Degrees C, UL/EN/CSA62275, 2S, L 680mm, W 4.6mm Thickness 0.26mm, Tensile Strength 440 N | Ball-Lock 304 Stainless Steel Cable Tie, Uncoated, Tem up to 300 Degrees C, UL/EN/CSA62275, 2S, L 680mm, W 4.6mm Thickness 0.26mm, Tensile Strength 440 N
7TCG009410R0021 | YLS-4.6-680B | Active | 5414363072614 | 122.89 | 100 | 100 | stuk | Ty-Rap | BE31450 | LT (Spares) | stuk | TY-MET RVS Kabelbinder, Kogelafsluiting, 316, Ongecoat, 680mm x 4,6mm | COL.A BILLE INOX316 4.6X680MM | Ball-Lock 316 Stainless Steel Cable Tie, Uncoated, Tem up to 300 Degrees C, UL/EN/CSA62275, 2S, L 680mm, W 4.6mm Thickness 0.26mm, Tensile Strength 440 N | Ball-Lock 316 Stainless Steel Cable Tie, Uncoated, Tem up to 300 Degrees C, UL/EN/CSA62275, 2S, L 680mm, W 4.6mm Thickness 0.26mm, Tensile Strength 440 N
7TCG009410R0022 | YLS-4.6-680BC | Active | 5414363072621 | 231.35 | 100 | 100 | stuk | Ty-Rap | BE31450 | LT (Spares) | stuk | TY-MET RVS Kabelbinder, Kogelafsluiting, 316, Ongecoat, 680mm x 4,6mm | COL.BIL.INOX316 4.6X680MM ISOL | Ball-Lock 316 Stainless Steel Cable Tie, Black Polyester, up to 150 Degrees C, Length 680mm, W 4.6mm, Thickness 0.36mm Tensile Strength 440 Newtons | Ball-Lock 316 Stainless Steel Cable Tie, Black Polyester, up to 150 Degrees C, Length 680mm, W 4.6mm, Thickness 0.36mm Tensile Strength 440 Newtons
7TCG009410R0023 | YLS-7.9-1000A | Active | 5414363072669 | 211.5 | 100 | 100 | stuk | Ty-Rap | BE31450 | LT (Spares) | stuk | TY-MET RVS Kabelbinder, Kogelafsluiting, 304, Ongecoat, 1000mm x 7,9mm | COL.A BILLE INOX304 7.9X1000MM | Ball-Lock 304 Stainless Steel Cable Tie, Uncoated, Tem up to 300 Degrees C, UL/EN/CSA62275, 2S, L 1000mm, W 7.9mm Thickness 0.26mm, Tensile Strength 1110N | Ball-Lock 304 Stainless Steel Cable Tie, Uncoated, Tem up to 300 Degrees C, UL/EN/CSA62275, 2S, L 1000mm, W 7.9mm Thickness 0.26mm, Tensile Strength 1110N
7TCG009410R0024 | YLS-7.9-150BC | Active | 5414363072836 | 140.99 | 100 | 100 | stuk | Ty-Rap | BE31450 | LT (Spares) | stuk | TY-MET RVS Kabelbinder, Kogelafsluiting, 316, Ongecoat, 150mm x 7,9mm | COL.BIL.INOX316 7.9X150MM ISOL | Ball-Lock 316 Stainless Steel Cable Tie, Black Polyester, up to 150 Degrees C, Length 150mm, W 7.9mm, Thickness 0.36mm Tensile Strength 440 Newtons | Ball-Lock 316 Stainless Steel Cable Tie, Black Polyester, up to 150 Degrees C, Length 150mm, W 7.9mm, Thickness 0.36mm Tensile Strength 440 Newtons
7TCG009410R0025 | YLS-7.9-200B | Active | 5414363072850 | 83.17 | 100 | 100 | stuk | Ty-Rap | BE31450 | LT (Spares) | stuk | TY-MET RVS Kabelbinder, Kogelafsluiting, 316, Ongecoat, 200mm x 7,9mm | COL.A BILLE INOX316 7.9X200MM | Ball-Lock 316 Stainless Steel Cable Tie, Uncoated, Tem up to 300 Degrees C, UL/EN/CSA62275, 2S, L 200mm, W 7.9mm Thickness 0.26mm, Tensile Strength 1110N | Ball-Lock 316 Stainless Steel Cable Tie, Uncoated, Tem up to 300 Degrees C, UL/EN/CSA62275, 2S, L 200mm, W 7.9mm Thickness 0.26mm, Tensile Strength 1110N
7TCG009410R0026 | YLS-7.9-300A | Active | 5414363099086 | 86.78 | 100 | 100 | stuk | Ty-Rap | BE31450 | LT (Spares) | stuk | TY-MET RVS Kabelbinder, Kogelafsluiting, 304, Ongecoat, 300mm x 7,9mm | COL. BIL. INOX304 7. 9X300MM | Ball-Lock 304 Stainless Steel Cable Tie, Uncoated, Tem up to 300 Degrees C, UL/EN/CSA62275, 2S, L 300mm, W 7.9mm Thickness 0.26mm, Tensile Strength 1110N | Ball-Lock 304 Stainless Steel Cable Tie, Uncoated, Tem up to 300 Degrees C, UL/EN/CSA62275, 2S, L 300mm, W 7.9mm Thickness 0.26mm, Tensile Strength 1110N
7TCG009410R0027 | YLS-7.9-300B | Active | 5414363099093 | 93.96 | 100 | 100 | stuk | Ty-Rap | BE31450 | LT (Spares) | stuk | TY-MET RVS Kabelbinder, Kogelafsluiting, 316, Ongecoat, 300mm x 7,9mm | COL. BIL. INOX316 7. 9X300MM | Ball-Lock 316 Stainless Steel Cable Tie, Uncoated, Tem up to 300 Degrees C, UL/EN/CSA62275, 2S, L 300mm, W 7.9mm Thickness 0.26mm, Tensile Strength 1110N | Ball-Lock 316 Stainless Steel Cable Tie, Uncoated, Tem up to 300 Degrees C, UL/EN/CSA62275, 2S, L 300mm, W 7.9mm Thickness 0.26mm, Tensile Strength 1110N
7TCG009410R0028 | YLS-7.9-300BC | Active | 5414363099109 | 169.22 | 100 | 100 | stuk | Ty-Rap | BE31450 | LT (Spares) | stuk | TY-MET RVS Kabelbinder, Kogelafsluiting, 316, Ongecoat, 300mm x 7,9mm | COL.BIL.SS316 7.9X300MM REV. | Ball-Lock 316 Stainless Steel Cable Tie, Black Polyester, up to 150 Degrees C, Length 300mm, W 7.9mm, Thickness 0.36mm Tensile Strength 440 Newtons | Ball-Lock 316 Stainless Steel Cable Tie, Black Polyester, up to 150 Degrees C, Length 300mm, W 7.9mm, Thickness 0.36mm Tensile Strength 440 Newtons
7TCG009410R0029 | YLS-7.9-360B | Active | 5414363072874 | 138.35 | 100 | 100 | stuk | Ty-Rap Fastening | BE31450 | LT (Spares) | stuk | CABLE TIE 250LB 14IN 316SS BALL-LCK | COL.A BILLE INOX316 7.9X360MM | Ball-Lock 316 Stainless Steel Cable Tie, Uncoated, Tem up to 300 Degrees C, UL/EN/CSA62275, 2S, L 360mm, W 7.9mm Thickness 0.26mm, Tensile Strength 1110N | CABLE TIE 250LB 14IN 316SS BALL-LCK
7TCG009410R0030 | YLS-7.9-360BC | Active | 5414363072881 | 235.13 | 100 | 100 | stuk | Ty-Rap Fastening | BE31450 | LT (Spares) | stuk | CBL TIE 100LB 14IN 316SS zw.COAT | COL.BIL.INOX316 7.9X360MM ISOL | Ball-Lock 316 Stainless Steel Cable Tie, Black Polyester, up to 150 Degrees C, Length 360mm, W 7.9mm, Thickness 0.36mm Tensile Strength 440 Newtons | CBL TIE 100LB 14IN 316SS BLACK COAT
7TCG009410R0031 | YLS-7.9-520B | Active | 5414363072904 | 134.52 | 100 | 100 | stuk | Ty-Rap | BE31450 | LT (Spares) | stuk | TY-MET RVS Kabelbinder, Kogelafsluiting, 316, Ongecoat, 520mm x 7,9mm | COL.A BILLE INOX316 7.9X520MM | Ball-Lock 316 Stainless Steel Cable Tie, Uncoated, Tem up to 300 Degrees C, UL/EN/CSA62275, 2S, L 520mm, W 7.9mm Thickness 0.26mm, Tensile Strength 1110N | Ball-Lock 316 Stainless Steel Cable Tie, Uncoated, Tem up to 300 Degrees C, UL/EN/CSA62275, 2S, L 520mm, W 7.9mm Thickness 0.26mm, Tensile Strength 1110N
7TCG009410R0032 | YLS-7.9-680B | Active | 5414363072935 | 166.32 | 100 | 100 | stuk | Ty-Rap | BE31450 | LT (Spares) | stuk | TY-MET RVS Kabelbinder, Kogelafsluiting, 316, Ongecoat, 680mm x 7,9mm | COL.A BILLE INOX316 7.9X680MM | Ball-Lock 316 Stainless Steel Cable Tie, Uncoated, Tem up to 300 Degrees C, UL/EN/CSA62275, 2S, L 680mm, W 7.9mm Thickness 0.26mm, Tensile Strength 1110N | Ball-Lock 316 Stainless Steel Cable Tie, Uncoated, Tem up to 300 Degrees C, UL/EN/CSA62275, 2S, L 680mm, W 7.9mm Thickness 0.26mm, Tensile Strength 1110N
7TCG009410R0033 | YLS-7.9-840B | Active | 5414363072966 | 189.38 | 100 | 100 | stuk | Ty-Rap | BE31450 | LT (Spares) | stuk | TY-MET RVS Kabelbinder, Kogelafsluiting, 316, Ongecoat, 840mm x 7,9mm | COL.A BILLE INOX316 7.9X840MM | Ball-Lock 316 Stainless Steel Cable Tie, Uncoated, Tem up to 300 Degrees C, UL/EN/CSA62275, 2S, L 840mm, W 7.9mm Thickness 0.26mm, Tensile Strength 1110N | Ball-Lock 316 Stainless Steel Cable Tie, Uncoated, Tem up to 300 Degrees C, UL/EN/CSA62275, 2S, L 840mm, W 7.9mm Thickness 0.26mm, Tensile Strength 1110N
7TCG009410R0034 | YLS4.6-150BC | Active | 5414363072546 | 172.27 | 100 | 100 | stuk | Ty-Rap Fastening | BE31450 | LT (Spares) | stuk | CABLE TIE 100LB 6IN 316SS BLK COAT | COL INOX 316 B-LOCK 4.6X150 MM | Ball-Lock 316 Stainless Steel Cable Tie, Black Polyester, up to 150 Degrees C, Length 150mm, W 4.6mm, Thickness 0.36mm Tensile Strength 440 Newtons | CABLE TIE 100LB 6IN 316SS BLK COAT
7TCG009410R0035 | YLS4.6-200A | Active | 5414363073895 | 83.78 | 100 | 100 | stuk | Ty-Rap Fastening | BE31450 | LT (Spares) | stuk | CABLE TIE 100LB 8IN 304SS BALL-LCK | 304 INOX COL 4.6X200MM | Ball-Lock 304 Stainless Steel Cable Tie, Uncoated, Tem up to 300 Degrees C, UL/EN/CSA62275, 2S, L 200mm, W 4.6mm Thickness 0.26mm, Tensile Strength 440 N | CABLE TIE 100LB 8IN 304SS BALL-LCK
7TCG009410R0036 | YLS4.6-200B | Active | 5414363077794 | 94.82 | 100 | 100 | stuk | Ty-Rap Fastening | BE31450 | LT (Spares) | stuk | CABLE TIE 100LB 8IN 316SS BALL-LCK | 316 INOX COL 4.6X200MM | Ball-Lock 316 Stainless Steel Cable Tie, Uncoated, Tem up to 300 Degrees C, UL/EN/CSA62275, 2S, L 200mm, W 4.6mm Thickness 0.26mm, Tensile Strength 440 N | CABLE TIE 100LB 8IN 316SS BALL-LCK
7TCG009410R0037 | YLS4.6-360A | Active | 5414363130161 | 97.72 | 100 | 100 | stuk | Ty-Rap Fastening | BE31450 | LT (Spares) | stuk | CABLE TIE 100LB 14IN 304SS BALL-LCK | 304 INOX COL 4.6X360MM | Ball-Lock 304 Stainless Steel Cable Tie, Uncoated, Tem up to 300 Degrees C, UL/EN/CSA62275, 2S, L 360mm, W 4.6mm Thickness 0.26mm, Tensile Strength 440 N | CABLE TIE 100LB 14IN 304SS BALL-LCK
7TCG009410R0038 | YLS4.6-360B | Active | 5414363130178 | 110.55 | 100 | 100 | stuk | Ty-Rap Fastening | BE31450 | LT (Spares) | stuk | CABLE TIE 100LB 14IN 316SS BALL-LCK | 316 INOX COL 4.6X360MM | Ball-Lock 316 Stainless Steel Cable Tie, Uncoated, Tem up to 300 Degrees C, UL/EN/CSA62275, 2S, L 360mm, W 4.6mm Thickness 0.26mm, Tensile Strength 440 N | CABLE TIE 100LB 14IN 316SS BALL-LCK
7TCG009410R0039 | YLS4.6-520A | Active | 5414363130185 | 84.22 | 100 | 100 | stuk | Ty-Rap | BE31450 | LT (Spares) | stuk | TY-MET RVS Kabelbinder, Kogelafsluiting, 304, Ongecoat, 520mm x 4,6mm | BALL LOCK 520X4.6 MM | Ball-Lock 304 Stainless Steel Cable Tie, Uncoated, Tem up to 300 Degrees C, UL/EN/CSA62275, 2S, L 520mm, W 4.6mm Thickness 0.26mm, Tensile Strength 440 N | Ball-Lock 304 Stainless Steel Cable Tie, Uncoated, Tem up to 300 Degrees C, UL/EN/CSA62275, 2S, L 520mm, W 4.6mm Thickness 0.26mm, Tensile Strength 440 N
7TCG009410R0040 | YLS7.9-200A | Active | 5414363130192 | 93.92 | 100 | 100 | stuk | Ty-Rap Fastening | BE31450 | LT (Spares) | stuk | CABLE TIE 7.9X200MM SS BALL-LK UNCT | BALL LOCK 79X200 MM | Ball-Lock 304 Stainless Steel Cable Tie, Uncoated, Tem up to 300 Degrees C, UL/EN/CSA62275, 2S, L 200mm, W 7.9mm Thickness 0.26mm, Tensile Strength 1110N | CABLE TIE 7.9X200MM SS BALL-LK UNCT
7TCG009410R0041 | YLS7.9-360A | Active | 5414363130208 | 89.26 | 100 | 100 | stuk | Ty-Rap | BE31450 | LT (Spares) | stuk | TY-MET RVS Kabelbinder, Kogelafsluiting, 304, Ongecoat, 360mm x 7,9mm | 304 INOX COL 7.9X360MM | Ball-Lock 304 Stainless Steel Cable Tie, Uncoated, Tem up to 300 Degrees C, UL/EN/CSA62275, 2S, L 360mm, W 7.9mm Thickness 0.26mm, Tensile Strength 1110N | Ball-Lock 304 Stainless Steel Cable Tie, Uncoated, Tem up to 300 Degrees C, UL/EN/CSA62275, 2S, L 360mm, W 7.9mm Thickness 0.26mm, Tensile Strength 1110N
7TCG009410R0042 | YLS7.9-520A | Active | 5414363072898 | 118.62 | 100 | 100 | stuk | Ty-Rap | BE31450 | LT (Spares) | stuk | TY-MET RVS Kabelbinder, Kogelafsluiting, 304, Ongecoat, 520mm x 7,9mm | BALL LOCK 7.9X520 MM | Ball-Lock 304 Stainless Steel Cable Tie, Uncoated, Tem up to 300 Degrees C, UL/EN/CSA62275, 2S, L 520mm, W 7.9mm Thickness 0.26mm, Tensile Strength 1110N | Ball-Lock 304 Stainless Steel Cable Tie, Uncoated, Tem up to 300 Degrees C, UL/EN/CSA62275, 2S, L 520mm, W 7.9mm Thickness 0.26mm, Tensile Strength 1110N
7TCG009420R0032 | YLS-12-1000B | Active | 5414363453062 | 521.36 | 100 | 25 | stuk | Ty-Rap | BE31450 | LT (Spares) | stuk | TY-MET RVS Kabelbinder, Kogelafsluiting 316 Ongecoat, tot 300 Graden C, Lengte 1000mm, Wijdte 12.0mm, Dikte 0.32mm, Treksterkte 2670 Newtons | COL. BIL. INOX316 12X1000MM | Ball-Lock 316 SS Heavy Duty, Cable Tie Uncoated, Temp up to 300 Degrees C, Length 1000mm, Width 12.0mm, Thickness 0.32mm, Tensile Strength 2670 Newtons | Ball-Lock 316 SS Heavy Duty, Cable Tie Uncoated, Temp up to 300 Degrees C, Length 1000mm, Width 12.0mm, Thickness 0.32mm, Tensile Strength 2670 Newtons
7TCG009420R0033 | YLS-12-1000BC | Active | 5414363453222 | 824.31 | 100 | 25 | stuk | Ty-Rap | BE31450 | LT (Spares) | stuk | TY-MET RVS Kabelbinder, Kogelafsluiting 316 Zwarte Polyester, tot 300 Graden C, Lengte 1000mm, Wijdte 12.0mm, Dikte 0.42mm, Treksterkte 2000 Newtons, UV Res | COL.BIL.SS316 12X1000MM REV. | Ball-Lock 316 SS Heavy Duty, Cable Tie Black Polyester, up to 300 Degrees C, Length 1000mm, Width 12.0mm, Thickness 0.42mm, Tensile Strength 2000 N, UV Res | Ball-Lock 316 SS Heavy Duty, Cable Tie Black Polyester, up to 300 Degrees C, Length 1000mm, Width 12.0mm, Thickness 0.42mm, Tensile Strength 2000 N, UV Res
7TCG009420R0034 | YLS-12-1200B | Active | 5414363453079 | 656.84 | 100 | 25 | stuk | Ty-Rap | BE31450 | LT (Spares) | stuk | TY-MET RVS Kabelbinder, Kogelafsluiting 316 Ongecoat, tot 300 Graden C, Lengte 1200mm, Wijdte 12.0mm, Dikte 0.32mm, Treksterkte 2670 Newtons, UV Res | COL. BIL. INOX316 12X1200MM | Ball-Lock 316 SS Heavy Duty, Cable Tie Uncoated, Temp up to 300 Degrees C, Length 1200mm, Width 12.0mm, Thickness 0.32mm, Tensile Strength 2670 N, UV Res | Ball-Lock 316 SS Heavy Duty, Cable Tie Uncoated, Temp up to 300 Degrees C, Length 1200mm, Width 12.0mm, Thickness 0.32mm, Tensile Strength 2670 N, UV Res
7TCG009420R0035 | YLS-12-1200BC | Active | 5414363453239 | 1063.86 | 100 | 25 | stuk | Ty-Rap | BE31450 | LT (Spares) | stuk | TY-MET RVS Kabelbinder, Kogelafsluiting 316 Zwarte Polyester, tot 300 Graden C, Lengte 1200mm, Wijdte 12.0mm, Dikte 0.42mm, Treksterkte 2000 Newtons, UV Res | COL.BIL.SS316 12X1200MM REV. | Ball-Lock 316 SS Heavy Duty, Cable Tie Black Polyester, up to 300 Degrees C, Length 1200mm, Width 12.0mm, Thickness 0.42mm, Tensile Strength 2000 N, UV Res | Ball-Lock 316 SS Heavy Duty, Cable Tie Black Polyester, up to 300 Degrees C, Length 1200mm, Width 12.0mm, Thickness 0.42mm, Tensile Strength 2000 N, UV Res
7TCG009420R0036 | YLS-12-1400B | Active | 5414363453086 | 740.19 | 100 | 25 | stuk | Ty-Rap | BE31450 | LT (Spares) | stuk | TY-MET RVS Kabelbinder, Kogelafsluiting 316 Ongecoat, tot 300 Graden C, Lengte 1400mm, Wijdte 12.0mm, Dikte 0.32mm, Treksterkte 2670 Newtons, UV Res | COL. BIL. INOX316 12X1400MM | Ball-Lock 316 SS Heavy Duty, Cable Tie Uncoated, Temp up to 300 Degrees C, Length 1400mm, Width 12.0mm, Thickness 0.32mm, Tensile Strength 2670 N, UV Res | Ball-Lock 316 SS Heavy Duty, Cable Tie Uncoated, Temp up to 300 Degrees C, Length 1400mm, Width 12.0mm, Thickness 0.32mm, Tensile Strength 2670 N, UV Res
7TCG009420R0037 | YLS-12-1400BC | Active | 5414363453246 | 1215.07 | 100 | 25 | stuk | Ty-Rap | BE31450 | LT (Spares) | stuk | TY-MET RVS Kabelbinder, Kogelafsluiting 316 Zwarte Polyester, tot 300 Graden C, Lengte 1400mm, Wijdte 12.0mm, Dikte 0.42mm, Treksterkte 2000 Newtons, UV Res | COL.BIL.SS316 12X1400MM REV. | Ball-Lock 316 SS Heavy Duty, Cable Tie Black Polyester, up to 300 Degrees C, Length 1400mm, Width 12.0mm, Thickness 0.42mm, Tensile Strength 2000 N, UV Res | Ball-Lock 316 SS Heavy Duty, Cable Tie Black Polyester, up to 300 Degrees C, Length 1400mm, Width 12.0mm, Thickness 0.42mm, Tensile Strength 2000 N, UV Res
7TCG009420R0038 | YLS-12-200B | Active | 5414363452966 | 179.9 | 100 | 50 | stuk | Ty-Rap | BE31450 | LT (Spares) | stuk | TY-MET RVS Kabelbinder, Kogelafsluiting 316 Ongecoat, tot 300 Graden C, Lengte 200mm, Wijdte 12.0mm, Dikte 0.32mm, Treksterkte 2670 Newtons, UV Res | COL. BIL. INOX316 12X200MM | Ball-Lock 316 SS Heavy Duty, Cable Tie Uncoated, Temp up to 300 Degrees C, Length 200mm, Width 12.0mm, Thickness 0.32mm, Tensile Strength 2670 N, UV Res | Ball-Lock 316 SS Heavy Duty, Cable Tie Uncoated, Temp up to 300 Degrees C, Length 200mm, Width 12.0mm, Thickness 0.32mm, Tensile Strength 2670 N, UV Res
7TCG009420R0039 | YLS-12-200BC | Active | 5414363453093 | 313.17 | 100 | 100 | stuk | Ty-Rap | BE31450 | LT (Spares) | stuk | TY-MET RVS Kabelbinder, Kogelafsluiting 316 Zwarte Polyester, tot 300 Graden C, Lengte 200mm, Wijdte 12.0mm, Dikte 0.42mm, Treksterkte 2000 Newtons, UV Res | COL.BIL.INOX316 12X200MM REV. | Ball-Lock 316 SS Heavy Duty, Cable Tie Black Polyester, up to 300 Degrees C, Length 200mm, Width 12.0mm, Thickness 0.42mm, Tensile Strength 2000 N, UV Res | Ball-Lock 316 SS Heavy Duty, Cable Tie Black Polyester, up to 300 Degrees C, Length 200mm, Width 12.0mm, Thickness 0.42mm, Tensile Strength 2000 N, UV Res
7TCG009420R0040 | YLS-12-300B | Active | 5414363452973 | 211.74 | 100 | 50 | stuk | Ty-Rap | BE31450 | LT (Spares) | stuk | TY-MET RVS Kabelbinder, Kogelafsluiting 316 Ongecoat, tot 300 Graden C, Lengte 300mm, Wijdte 12.0mm, Dikte 0.32mm, Treksterkte 2670 Newtons, UV Res | COL. BIL. INOX316 12X300MM | Ball-Lock 316 SS Heavy Duty, Cable Tie Uncoated, Temp up to 300 Degrees C, Length 300mm, Width 12.0mm, Thickness 0.32mm, Tensile Strength 2670 N, UV Res | Ball-Lock 316 SS Heavy Duty, Cable Tie Uncoated, Temp up to 300 Degrees C, Length 300mm, Width 12.0mm, Thickness 0.32mm, Tensile Strength 2670 N, UV Res
7TCG009420R0041 | YLS-12-300BC | Active | 5414363453109 | 348.04 | 100 | 50 | stuk | Ty-Rap | BE31450 | LT (Spares) | stuk | TY-MET RVS Kabelbinder, Kogelafsluiting 316 Zwarte Polyester, tot 300 Graden C, Lengte 300mm, Wijdte 12.0mm, Dikte 0.42mm, Treksterkte 2000 Newtons, UV Res | COL.BIL.INOX316 12X300MM REV. | Ball-Lock 316 SS Heavy Duty, Cable Tie Black Polyester, up to 300 Degrees C, Length 300mm, Width 12.0mm, Thickness 0.42mm, Tensile Strength 2000 N, UV Res | Ball-Lock 316 SS Heavy Duty, Cable Tie Black Polyester, up to 300 Degrees C, Length 300mm, Width 12.0mm, Thickness 0.42mm, Tensile Strength 2000 N, UV Res
7TCG009420R0042 | YLS-12-360B | Active | 5414363452980 | 230.8 | 100 | 50 | stuk | Ty-Rap | BE31450 | LT (Spares) | stuk | TY-MET RVS Kabelbinder, Kogelafsluiting 316 Ongecoat, tot 300 Graden C, Lengte 360mm, Wijdte 12.0mm, Dikte 0.32mm, Treksterkte 2670 Newtons, UV Res | COL. BIL. INOX316 12X360MM | Ball-Lock 316 SS Heavy Duty, Cable Tie Uncoated, Temp up to 300 Degrees C, Length 360mm, Width 12.0mm, Thickness 0.32mm, Tensile Strength 2670 N, UV Res | Ball-Lock 316 SS Heavy Duty, Cable Tie Uncoated, Temp up to 300 Degrees C, Length 360mm, Width 12.0mm, Thickness 0.32mm, Tensile Strength 2670 N, UV Res
7TCG009420R0043 | YLS-12-360BC | Active | 5414363453116 | 474.05 | 100 | 50 | stuk | Ty-Rap Fastening | BE31450 | LT (Spares) | stuk | CABLE TIE 450LB 14IN 316SS BLK COAT | COL.BIL.INOX316 12X360MM REV. | Ball-Lock 316 SS Heavy Duty, Cable Tie Black Polyester, up to 300 Degrees C, Length 360mm, Width 12.0mm, Thickness 0.42mm, Tensile Strength 2000 N, UV Res | CABLE TIE 450LB 14IN 316SS BLK COAT
7TCG009420R0044 | YLS-12-440B | Active | 5414363452997 | 262.35 | 100 | 500 | stuk | Ty-Rap | BE31450 | LT (Spares) | stuk | TY-MET RVS Kabelbinder, Kogelafsluiting 316 Ongecoat, tot 300 Graden C, Lengte 440mm, Wijdte 12.0mm, Dikte 0.32mm, Treksterkte 2670 Newtons, UV Res | COL. BIL. INOX316 12X440MM | Ball-Lock 316 SS Heavy Duty, Cable Tie Uncoated, Temp up to 300 Degrees C, Length 440mm, Width 12.0mm, Thickness 0.32mm, Tensile Strength 2670 N, UV Res | Ball-Lock 316 SS Heavy Duty, Cable Tie Uncoated, Temp up to 300 Degrees C, Length 440mm, Width 12.0mm, Thickness 0.32mm, Tensile Strength 2670 N, UV Res
7TCG009420R0045 | YLS-12-440BC | Active | 5414363453130 | 411.6 | 100 | 100 | stuk | Ty-Rap | BE31450 | LT (Spares) | stuk | TY-MET RVS Kabelbinder, Kogelafsluiting 316 Zwarte Polyester, tot 300 Graden C, Lengte 440mm, Wijdte 12.0mm, Dikte 0.42mm, Treksterkte 2000 Newtons, UV Res | COL.BIL.INOX316 12X440MM REV. | Ball-Lock 316 SS Heavy Duty, Cable Tie Black Polyester, up to 300 Degrees C, Length 440mm, Width 12.0mm, Thickness 0.42mm, Tensile Strength 2000 N, UV Res | Ball-Lock 316 SS Heavy Duty, Cable Tie Black Polyester, up to 300 Degrees C, Length 440mm, Width 12.0mm, Thickness 0.42mm, Tensile Strength 2000 N, UV Res
7TCG009420R0046 | YLS-12-520B | Active | 5414363453000 | 301.86 | 100 | 50 | stuk | Ty-Rap | BE31450 | LT (Spares) | stuk | TY-MET RVS Kabelbinder, Kogelafsluiting 316 Ongecoat, tot 300 Graden C, Lengte 520mm, Wijdte 12.0mm, Dikte 0.32mm, Treksterkte 2670 Newtons, UV Res | COL. BIL. INOX316 12X520MM | Ball-Lock 316 SS Heavy Duty, Cable Tie Uncoated, Temp up to 300 Degrees C Length 520mm, Width 12.0mm, Thickness 0.32mm, Tensile Strength 2670 N, UV Res | Ball-Lock 316 SS Heavy Duty, Cable Tie Uncoated, Temp up to 300 Degrees C Length 520mm, Width 12.0mm, Thickness 0.32mm, Tensile Strength 2670 N, UV Res
7TCG009420R0047 | YLS-12-520BC | Active | 5414363453147 | 446.74 | 100 | 50 | stuk | Ty-Rap | BE31450 | LT (Spares) | stuk | TY-MET RVS Kabelbinder, Kogelafsluiting 316 Zwarte Polyester, tot 300 Graden C, Lengte 520mm, Wijdte 12.0mm, Dikte 0.42mm, Treksterkte 2000 Newtons, UV Res | COL.BIL.INOX316 12X520MM REV. | Ball-Lock 316 SS Heavy Duty, Cable Tie Black Polyester, up to 300 Degrees C, Length 520mm, Width 12.0mm, Thickness 0.42mm, Tensile Strength 2000 N, UV Res | Ball-Lock 316 SS Heavy Duty, Cable Tie Black Polyester, up to 300 Degrees C, Length 520mm, Width 12.0mm, Thickness 0.42mm, Tensile Strength 2000 N, UV Res
7TCG009420R0048 | YLS-12-600B | Active | 5414363453017 | 340.31 | 100 | 50 | stuk | Ty-Rap | BE31450 | LT (Spares) | stuk | TY-MET RVS Kabelbinder, Kogelafsluiting 316 Ongecoat, tot 300 Graden C, Lengte 600mm, Wijdte 12.0mm, Dikte 0.32mm, Treksterkte 2670 Newtons, UV Res | COL. BIL. INOX316 12X600MM | Ball-Lock 316 SS Heavy Duty, Cable Tie Uncoated, Temp up to 300 Degrees C, Length 600mm, Width 12.0mm, Thickness 0.32mm, Tensile Strength 2670 N, UV Res | Ball-Lock 316 SS Heavy Duty, Cable Tie Uncoated, Temp up to 300 Degrees C, Length 600mm, Width 12.0mm, Thickness 0.32mm, Tensile Strength 2670 N, UV Res
7TCG009420R0049 | YLS-12-600BC | Active | 5414363453154 | 514.83 | 100 | 50 | stuk | Ty-Rap | BE31450 | LT (Spares) | stuk | TY-MET RVS Kabelbinder, Kogelafsluiting 316 Zwarte Polyester, tot 300 Graden C, Lengte 600mm, Wijdte 12.0mm, Dikte 0.42mm, Treksterkte 2000 Newtons, UV Res | COL.BIL.INOX316 12X600MM REV. | Ball-Lock 316 SS Heavy Duty, Cable Tie Black Polyester, up to 300 Degrees C, Length 600mm, Width 12.0mm, Thickness 0.42mm, Tensile Strength 2000 N, UV Res | Ball-Lock 316 SS Heavy Duty, Cable Tie Black Polyester, up to 300 Degrees C, Length 600mm, Width 12.0mm, Thickness 0.42mm, Tensile Strength 2000 N, UV Res
7TCG009420R0050 | YLS-12-680B | Active | 5414363453024 | 368.2 | 100 | 50 | stuk | Ty-Rap | BE31450 | LT (Spares) | stuk | TY-MET RVS Kabelbinder, Kogelafsluiting 316 Ongecoat, tot 300 Graden C, Lengte 680mm, Wijdte 12.0mm, Dikte 0.32mm, Treksterkte 2670 Newtons, UV Res | COL. BIL. INOX316 12X680MM | Ball-Lock 316 SS Heavy Duty, Cable Tie Uncoated, Temp up to 300 Degrees C, Length 680mm, Width 12.0mm, Thickness 0.32mm, Tensile Strength 2670 N, UV Res | Ball-Lock 316 SS Heavy Duty, Cable Tie Uncoated, Temp up to 300 Degrees C, Length 680mm, Width 12.0mm, Thickness 0.32mm, Tensile Strength 2670 N, UV Res
7TCG009420R0051 | YLS-12-680BC | Active | 5414363453161 | 561.78 | 100 | 50 | stuk | Ty-Rap | BE31450 | LT (Spares) | stuk | TY-MET RVS Kabelbinder, Kogelafsluiting 316 Zwarte Polyester, tot 300 Graden C, Lengte 680mm, Wijdte 12.0mm, Dikte 0.42mm, Treksterkte 2000 Newtons, UV Res | COL.BIL.INOX316 12X680MM REV. | Ball-Lock 316 SS Heavy Duty, Cable Tie Black Polyester, up to 300 Degrees C, Length 680mm, Width 12.0mm, Thickness 0.42mm, Tensile Strength 2000 N, UV Res | Ball-Lock 316 SS Heavy Duty, Cable Tie Black Polyester, up to 300 Degrees C, Length 680mm, Width 12.0mm, Thickness 0.42mm, Tensile Strength 2000 N, UV Res
7TCG009420R0052 | YLS-12-760B | Active | 5414363453031 | 396.08 | 100 | 50 | stuk | Ty-Rap | BE31450 | LT (Spares) | stuk | TY-MET RVS Kabelbinder, Kogelafsluiting 316 Ongecoat, tot 300 Graden C, Lengte 760mm, Wijdte 12.0mm, Dikte 0.32mm, Treksterkte 2670 Newtons, UV Res | COL. BIL. INOX316 12X760MM | Ball-Lock 316 SS Heavy Duty, Cable Tie Uncoated, Temp up to 300 Degrees C, Length 760mm, Width 12.0mm, Thickness 0.32mm, Tensile Strength 2670 N, UV Res | Ball-Lock 316 SS Heavy Duty, Cable Tie Uncoated, Temp up to 300 Degrees C, Length 760mm, Width 12.0mm, Thickness 0.32mm, Tensile Strength 2670 N, UV Res
7TCG009420R0053 | YLS-12-760BC | Active | 5414363453178 | 607.8 | 100 | 50 | stuk | Ty-Rap | BE31450 | LT (Spares) | stuk | TY-MET RVS Kabelbinder, Kogelafsluiting 316 Zwarte Polyester, tot 300 Graden C, Lengte 760mm, Wijdte 12.0mm, Dikte 0.42mm, Treksterkte 2000 Newtons, UV Res | COL.BIL.INOX316 12X760MM REV. | Ball-Lock 316 SS Heavy Duty, Cable Tie Black Polyester, up to 300 Degrees C, Length 760mm, Width 12.0mm, Thickness 0.42mm, Tensile Strength 2000 N, UV Res | Ball-Lock 316 SS Heavy Duty, Cable Tie Black Polyester, up to 300 Degrees C, Length 760mm, Width 12.0mm, Thickness 0.42mm, Tensile Strength 2000 N, UV Res
7TCG009420R0054 | YLS-12-840B | Active | 5414363453048 | 423.91 | 100 | 50 | stuk | Ty-Rap | BE31450 | LT (Spares) | stuk | TY-MET RVS Kabelbinder, Kogelafsluiting 316 Ongecoat, tot 300 Graden C, Lengte 840mm, Wijdte 12.0mm, Dikte 0.32mm, Treksterkte 2670 Newtons, UV Res | COL. BIL. INOX316 12X840MM | Ball-Lock 316 SS Heavy Duty, Cable Tie Uncoated, Temp up to 300 Degrees C, Length 840mm, Width 12.0mm, Thickness 0.32mm, Tensile Strength 2670 N, UV Res | Ball-Lock 316 SS Heavy Duty, Cable Tie Uncoated, Temp up to 300 Degrees C, Length 840mm, Width 12.0mm, Thickness 0.32mm, Tensile Strength 2670 N, UV Res
7TCG009420R0055 | YLS-12-840BC | Active | 5414363453208 | 658.02 | 100 | 50 | stuk | Ty-Rap | BE31450 | LT (Spares) | stuk | TY-MET RVS Kabelbinder, Kogelafsluiting 316 Zwarte Polyester, tot 300 Graden C, Lengte 840mm, Wijdte 12.0mm, Dikte 0.42mm, Treksterkte 2000 Newtons, UV Res | COL.BIL.INOX316 12X840MM REV. | Ball-Lock 316 SS Heavy Duty, Cable Tie Black Polyester, up to 300 Degrees C, Length 840mm, Width 12.0mm, Thickness 0.42mm, Tensile Strength 2000 N, UV Res | Ball-Lock 316 SS Heavy Duty, Cable Tie Black Polyester, up to 300 Degrees C, Length 840mm, Width 12.0mm, Thickness 0.42mm, Tensile Strength 2000 N, UV Res
7TCG009420R0056 | YLS-12-920B | Active | 5414363453055 | 471.41 | 100 | 50 | stuk | Ty-Rap | BE31450 | LT (Spares) | stuk | TY-MET RVS Kabelbinder, Kogelafsluiting 316 Ongecoat, tot 300 Graden C, Lengte 920mm, Wijdte 12.0mm, Dikte 0.32mm, Treksterkte 2670 Newtons, UV Res | COL. BIL. INOX316 12X920MM | Ball-Lock 316 SS Heavy Duty, Cable Tie Uncoated, Temp up to 300 Degrees C, Length 920mm, Width 12.0mm, Thickness 0.32mm, Tensile Strength 2670 N, UV Res | Ball-Lock 316 SS Heavy Duty, Cable Tie Uncoated, Temp up to 300 Degrees C, Length 920mm, Width 12.0mm, Thickness 0.32mm, Tensile Strength 2670 N, UV Res
7TCG009420R0057 | YLS-12-920BC | Active | 5414363453215 | 739 | 100 | 50 | stuk | Ty-Rap | BE31450 | LT (Spares) | stuk | TY-MET RVS Kabelbinder, Kogelafsluiting 316 Zwarte Polyester, tot 300 Graden C, Lengte 920mm, Wijdte 12.0mm, Dikte 0.42mm, Treksterkte 2000 Newtons, UV Res | COL.BIL.INOX316 12X920MM REV. | Ball-Lock 316 SS Heavy Duty, Cable Tie Black Polyester, up to 300 Degrees C, Length 920mm, Width 12.0mm, Thickness 0.42mm, Tensile Strength 2000 N, UV Res | Ball-Lock 316 SS Heavy Duty, Cable Tie Black Polyester, up to 300 Degrees C, Length 920mm, Width 12.0mm, Thickness 0.42mm, Tensile Strength 2000 N, UV Res
7TCG009420R0058 | YLS-16-1000B | Active | 5414363453413 | 881.72 | 100 | 25 | stuk | Ty-Rap | BE31450 | LT (Spares) | stuk | TY-MET RVS Kabelbinder, Kogelafsluiting 316 Ongecoat, tot 300 Graden C, Lengte 1000mm, Wijdte 16.0mm, Dikte 0.32mm, Treksterkte 3110 Newtons, UV Res | COL. BIL. INOX316 16X1000MM | Ball-Lock 316 SS Heavy Duty, Cable Tie Uncoated, Temp up to 300 Degrees C, Length 1000mm, Width 16.0mm, Thickness 0.32mm, Tensile Strength 3110 N, UV Res | Ball-Lock 316 SS Heavy Duty, Cable Tie Uncoated, Temp up to 300 Degrees C, Length 1000mm, Width 16.0mm, Thickness 0.32mm, Tensile Strength 3110 N, UV Res
7TCG009420R0059 | YLS-16-1000BC | Active | 5414363453451 | 1285.58 | 100 | 25 | stuk | Ty-Rap | BE31450 | LT (Spares) | stuk | TY-MET RVS Kabelbinder, Kogelafsluiting 316 Zwarte Polyester, tot 300 Graden C, Lengte 1000mm, Wijdte 16.0mm, Dikte 0.42mm, Treksterkte 2000 Newtons, UV Res | COL.BIL.SS316 16X1000MM REV. | Ball-Lock 316 SS Heavy Duty, Cable Tie Black Polyester, up to 300 Degrees C, Length 1000mm, Width 16.0mm, Thickness 0.42mm, Tensile Strength 2000 N, UV Res | Ball-Lock 316 SS Heavy Duty, Cable Tie Black Polyester, up to 300 Degrees C, Length 1000mm, Width 16.0mm, Thickness 0.42mm, Tensile Strength 2000 N, UV Res
7TCG009420R0060 | YLS-16-1200B | Active | 5414363453420 | 1054.85 | 100 | 25 | stuk | Ty-Rap | BE31450 | LT (Spares) | stuk | TY-MET RVS Kabelbinder, Kogelafsluiting 316 Ongecoat, tot 300 Graden C, Lengte 1200mm, Wijdte 16.0mm, Dikte 0.32mm, Treksterkte 3110 Newtons, UV Res | COL. BIL. INOX316 16X1200MM | Ball-Lock 316 SS Heavy Duty, Cable Tie Uncoated, Temp up to 300 Degrees C, Length 1200mm, Width 16.0mm, Thickness 0.32mm, Tensile Strength 3110 N, UV Res | Ball-Lock 316 SS Heavy Duty, Cable Tie Uncoated, Temp up to 300 Degrees C, Length 1200mm, Width 16.0mm, Thickness 0.32mm, Tensile Strength 3110 N, UV Res
7TCG009420R0061 | YLS-16-1200BC | Active | 5414363453468 | 1597.56 | 100 | 25 | stuk | Ty-Rap | BE31450 | LT (Spares) | stuk | TY-MET RVS Kabelbinder, Kogelafsluiting 316 Zwarte Polyester, tot 300 Graden C, Lengte 1200mm, Wijdte 16.0mm, Dikte 0.42mm, Treksterkte 2000 Newtons, UV Res | COL.BIL.SS316 16X1200MM REV. | Ball-Lock 316 SS Heavy Duty, Cable Tie Black Polyester, up to 300 Degrees C, Length 1200mm, Width 16.0mm, Thickness 0.42mm, Tensile Strength 2000 N, UV Res | Ball-Lock 316 SS Heavy Duty, Cable Tie Black Polyester, up to 300 Degrees C, Length 1200mm, Width 16.0mm, Thickness 0.42mm, Tensile Strength 2000 N, UV Res
7TCG009420R0062 | YLS-16-1400B | Active | 5414363453437 | 1192.57 | 100 | 25 | stuk | Ty-Rap | BE31450 | LT (Spares) | stuk | TY-MET RVS Kabelbinder, Kogelafsluiting 316 Ongecoat, tot 300 Graden C, Lengte 1400mm, Wijdte 16.0mm, Dikte 0.32mm, Treksterkte 3110 Newtons, UV Res | COL. BIL. INOX316 16X1400MM | Ball-Lock 316 SS Heavy Duty, Cable Tie Uncoated, Temp up to 300 Degrees C, Length 1400mm, Width 16.0mm, Thickness 0.32mm, Tensile Strength 3110 N, UV Res | Ball-Lock 316 SS Heavy Duty, Cable Tie Uncoated, Temp up to 300 Degrees C, Length 1400mm, Width 16.0mm, Thickness 0.32mm, Tensile Strength 3110 N, UV Res
7TCG009420R0063 | YLS-16-1400BC | Active | 5414363453475 | 1825.92 | 100 | 25 | stuk | Ty-Rap | BE31450 | LT (Spares) | stuk | TY-MET RVS Kabelbinder, Kogelafsluiting 316 Zwarte Polyester, tot 300 Graden C, Lengte 1400mm, Wijdte 16.0mm, Dikte 0.42mm, Treksterkte 2000 Newtons, UV Res | COL.BIL.SS316 16X1400MM REV. | Ball-Lock 316 SS Heavy Duty, Cable Tie Black Polyester, up to 300 Degrees C, Length 1400mm, Width 16.0mm, Thickness 0.42mm, Tensile Strength 2000 N, UV Res | Ball-Lock 316 SS Heavy Duty, Cable Tie Black Polyester, up to 300 Degrees C, Length 1400mm, Width 16.0mm, Thickness 0.42mm, Tensile Strength 2000 N, UV Res
7TCG009420R0064 | YLS-16-200B | Active | 5414363453307 | 291.92 | 100 | 50 | stuk | Ty-Rap | BE31450 | LT (Spares) | stuk | TY-MET RVS Kabelbinder, Kogelafsluiting 316 Ongecoat, tot 300 Graden C, Lengte 200mm, Wijdte 16.0mm, Dikte 0.32mm, Treksterkte 3110 Newtons, UV Res | COL. BIL. INOX316 16X200MM | Ball-Lock 316 SS Heavy Duty, Cable Tie Uncoated, Temp up to 300 Degrees C, Length 200mm, Width 16.0mm, Thickness 0.32mm, Tensile Strength 3110 N, UV Res | Ball-Lock 316 SS Heavy Duty, Cable Tie Uncoated, Temp up to 300 Degrees C, Length 200mm, Width 16.0mm, Thickness 0.32mm, Tensile Strength 3110 N, UV Res
7TCG009420R0065 | YLS-16-200BC | Active | 5414363453482 | 469.61 | 100 | 50 | stuk | Ty-Rap | BE31450 | LT (Spares) | stuk | TY-MET RVS Kabelbinder, Kogelafsluiting 316 Zwarte Polyester, tot 300 Graden C, Lengte 200mm, Wijdte 16.0mm, Dikte 0.42mm, Treksterkte 2000 Newtons, UV Res | COL.BIL.INOX316 16X200MM REV. | Ball-Lock 316 SS Heavy Duty, Cable Tie Black Polyester, up to 300 Degrees C, Length 200mm, Width 16.0mm, Thickness 0.42mm, Tensile Strength 2000 N, UV Res | Ball-Lock 316 SS Heavy Duty, Cable Tie Black Polyester, up to 300 Degrees C, Length 200mm, Width 16.0mm, Thickness 0.42mm, Tensile Strength 2000 N, UV Res
7TCG009420R0066 | YLS-16-300B | Active | 5414363453314 | 347.56 | 100 | 50 | stuk | Ty-Rap | BE31450 | LT (Spares) | stuk | TY-MET RVS Kabelbinder, Kogelafsluiting 316 Ongecoat, tot 300 Graden C, Lengte 300mm, Wijdte 16.0mm, Dikte 0.32mm, Treksterkte 3110 Newtons, UV Res | COL. BIL. INOX316 16X300MM | Ball-Lock 316 SS Heavy Duty, Cable Tie Uncoated, Temp up to 300 Degrees C, Length 300mm, Width 16.0mm, Thickness 0.32mm, Tensile Strength 3110 N, UV Res | Ball-Lock 316 SS Heavy Duty, Cable Tie Uncoated, Temp up to 300 Degrees C, Length 300mm, Width 16.0mm, Thickness 0.32mm, Tensile Strength 3110 N, UV Res
7TCG009420R0067 | YLS-16-300BC | Active | 5414363453499 | 529.32 | 100 | 50 | stuk | Ty-Rap | BE31450 | LT (Spares) | stuk | TY-MET RVS Kabelbinder, Kogelafsluiting 316 Zwarte Polyester, tot 300 Graden C, Lengte 300mm, Wijdte 16.0mm, Dikte 0.42mm, Treksterkte 2000 Newtons, UV Res | COL.BIL.INOX316 16X300MM REV. | Ball-Lock 316 SS Heavy Duty, Cable Tie Black Polyester, up to 300 Degrees C, Length 300mm, Width 16.0mm, Thickness 0.42mm, Tensile Strength 2000 N, UV Res | Ball-Lock 316 SS Heavy Duty, Cable Tie Black Polyester, up to 300 Degrees C, Length 300mm, Width 16.0mm, Thickness 0.42mm, Tensile Strength 2000 N, UV Res
7TCG009420R0068 | YLS-16-360B | Active | 5414363453321 | 380.96 | 100 | 50 | stuk | Ty-Rap | BE31450 | LT (Spares) | stuk | TY-MET RVS Kabelbinder, Kogelafsluiting 316 Ongecoat, tot 300 Graden C, Lengte 360mm, Wijdte 16.0mm, Dikte 0.32mm, Treksterkte 3110 Newtons, UV Res | COL. BIL. INOX316 16X360MM | Ball-Lock 316 SS Heavy Duty, Cable Tie Uncoated, Temp up to 300 Degrees C, Length 360mm, Width 16.0mm, Thickness 0.32mm, Tensile Strength 3110 N, UV Res | Ball-Lock 316 SS Heavy Duty, Cable Tie Uncoated, Temp up to 300 Degrees C, Length 360mm, Width 16.0mm, Thickness 0.32mm, Tensile Strength 3110 N, UV Res
7TCG009420R0069 | YLS-16-360BC | Active | 5414363453505 | 561.28 | 100 | 50 | stuk | Ty-Rap | BE31450 | LT (Spares) | stuk | TY-MET RVS Kabelbinder, Kogelafsluiting 316 Zwarte Polyester, tot 300 Graden C, Lengte 360mm, Wijdte 16.0mm, Dikte 0.42mm, Treksterkte 2000 Newtons, UV Res | COL.BIL.INOX316 16X360MM REV. | Ball-Lock 316 SS Heavy Duty, Cable Tie Black Polyester, up to 300 Degrees C, Length 360mm, Width 16.0mm, Thickness 0.42mm, Tensile Strength 2000 N, UV Res | Ball-Lock 316 SS Heavy Duty, Cable Tie Black Polyester, up to 300 Degrees C, Length 360mm, Width 16.0mm, Thickness 0.42mm, Tensile Strength 2000 N, UV Res
7TCG009420R0070 | YLS-16-440B | Active | 5414363453338 | 435.66 | 100 | 50 | stuk | Ty-Rap | BE31450 | LT (Spares) | stuk | TY-MET RVS Kabelbinder, Kogelafsluiting 316 Ongecoat, tot 300 Graden C, Lengte 440mm, Wijdte 16.0mm, Dikte 0.32mm, Treksterkte 3110 Newtons, UV Res | COL. BIL. INOX316 16X440MM | Ball-Lock 316 SS Heavy Duty, Cable Tie Uncoated, Temp up to 300 Degrees C, Length 440mm, Width 16.0mm, Thickness 0.32mm, Tensile Strength 3110 N, UV Res | Ball-Lock 316 SS Heavy Duty, Cable Tie Uncoated, Temp up to 300 Degrees C, Length 440mm, Width 16.0mm, Thickness 0.32mm, Tensile Strength 3110 N, UV Res
7TCG009420R0071 | YLS-16-440BC | Active | 5414363453512 | 634.61 | 100 | 50 | stuk | Ty-Rap | BE31450 | LT (Spares) | stuk | TY-MET RVS Kabelbinder, Kogelafsluiting 316 Zwarte Polyester, tot 300 Graden C, Lengte 440mm, Wijdte 16.0mm, Dikte 0.42mm, Treksterkte 2000 Newtons, UV Res | COL.BIL.INOX316 16X440MM REV. | Ball-Lock 316 SS Heavy Duty, Cable Tie Black Polyester, up to 300 Degrees C, Length 440mm, Width 16.0mm, Thickness 0.42mm, Tensile Strength 2000 N, UV Res | Ball-Lock 316 SS Heavy Duty, Cable Tie Black Polyester, up to 300 Degrees C, Length 440mm, Width 16.0mm, Thickness 0.42mm, Tensile Strength 2000 N, UV Res
7TCG009420R0072 | YLS-16-520B | Active | 5414363453345 | 503.57 | 100 | 50 | stuk | Ty-Rap | BE31450 | LT (Spares) | stuk | TY-MET RVS Kabelbinder, Kogelafsluiting 316 Ongecoat, tot 300 Graden C, Lengte 520mm, Wijdte 16.0mm, Dikte 0.32mm, Treksterkte 3110 Newtons, UV Res | COL. BIL. INOX316 16X520MM | Ball-Lock 316 SS Heavy Duty, Cable Tie Uncoated, Temp up to 300 Degrees C, Length 520mm, Width 16.0mm, Thickness 0.32mm, Tensile Strength 3110 N, UV Res | Ball-Lock 316 SS Heavy Duty, Cable Tie Uncoated, Temp up to 300 Degrees C, Length 520mm, Width 16.0mm, Thickness 0.32mm, Tensile Strength 3110 N, UV Res
7TCG009420R0073 | YLS-16-520BC | Active | 5414363453529 | 696.79 | 100 | 50 | stuk | Ty-Rap | BE31450 | LT (Spares) | stuk | TY-MET RVS Kabelbinder, Kogelafsluiting 316 Zwarte Polyester, tot 300 Graden C, Lengte 520mm, Wijdte 16.0mm, Dikte 0.42mm, Treksterkte 2000 Newtons, UV Res | COL.BIL.INOX316 16X520MM REV. | Ball-Lock 316 SS Heavy Duty, Cable Tie Black Polyester, up to 300 Degrees C, Length 520mm, Width 16.0mm, Thickness 0.42mm, Tensile Strength 2000 N, UV Res | Ball-Lock 316 SS Heavy Duty, Cable Tie Black Polyester, up to 300 Degrees C, Length 520mm, Width 16.0mm, Thickness 0.42mm, Tensile Strength 2000 N, UV Res
7TCG009420R0074 | YLS-16-600B | Active | 5414363453352 | 567.44 | 100 | 50 | stuk | Ty-Rap | BE31450 | LT (Spares) | stuk | TY-MET RVS Kabelbinder, Kogelafsluiting 316 Ongecoat, tot 300 Graden C, Lengte 600mm, Wijdte 16.0mm, Dikte 0.32mm, Treksterkte 3110 Newtons, UV Res | COL. BIL. INOX316 16X600MM | Ball-Lock 316 SS Heavy Duty, Cable Tie Uncoated, Temp up to 300 Degrees C, Length 600mm, Width 16.0mm, Thickness 0.32mm, Tensile Strength 3110 N, UV Res | Ball-Lock 316 SS Heavy Duty, Cable Tie Uncoated, Temp up to 300 Degrees C, Length 600mm, Width 16.0mm, Thickness 0.32mm, Tensile Strength 3110 N, UV Res
7TCG009420R0075 | YLS-16-600BC | Active | 5414363453536 | 800.02 | 100 | 50 | stuk | Ty-Rap | BE31450 | LT (Spares) | stuk | TY-MET RVS Kabelbinder, Kogelafsluiting 316 Zwarte Polyester, tot 300 Graden C, Lengte 600mm, Wijdte 16.0mm, Dikte 0.42mm, Treksterkte 2000 Newtons, UV Res | COL.BIL.INOX316 16X600MM REV. | Ball-Lock 316 SS Heavy Duty, Cable Tie Black Polyester, up to 300 Degrees C, Length 600mm, Width 16.0mm, Thickness 0.42mm, Tensile Strength 2000 N, UV Res | Ball-Lock 316 SS Heavy Duty, Cable Tie Black Polyester, up to 300 Degrees C, Length 600mm, Width 16.0mm, Thickness 0.42mm, Tensile Strength 2000 N, UV Res
7TCG009420R0076 | YLS-16-680B | Active | 5414363453376 | 616.18 | 100 | 50 | stuk | Ty-Rap | BE31450 | LT (Spares) | stuk | TY-MET RVS Kabelbinder, Kogelafsluiting 316 Ongecoat, tot 300 Graden C, Lengte 680mm, Wijdte 16.0mm, Dikte 0.32mm, Treksterkte 3110 Newtons, UV Res | COL. BIL. INOX316 16X680MM | Ball-Lock 316 SS Heavy Duty, Cable Tie Uncoated, Temp up to 300 Degrees C, Length 680mm, Width 16.0mm, Thickness 0.32mm, Tensile Strength 3110 N, UV Res | Ball-Lock 316 SS Heavy Duty, Cable Tie Uncoated, Temp up to 300 Degrees C, Length 680mm, Width 16.0mm, Thickness 0.32mm, Tensile Strength 3110 N, UV Res
7TCG009420R0077 | YLS-16-680BC | Active | 5414363453543 | 874.31 | 100 | 50 | stuk | Ty-Rap | BE31450 | LT (Spares) | stuk | TY-MET RVS Kabelbinder, Kogelafsluiting 316 Zwarte Polyester, tot 300 Graden C, Lengte 680mm, Wijdte 16.0mm, Dikte 0.42mm, Treksterkte 2000 Newtons, UV Res | COL.BIL.INOX316 16X680MM REV. | Ball-Lock 316 SS Heavy Duty, Cable Tie Black Polyester, up to 300 Degrees C, Length 680mm, Width 16.0mm, Thickness 0.42mm, Tensile Strength 2000 N, UV Res | Ball-Lock 316 SS Heavy Duty, Cable Tie Black Polyester, up to 300 Degrees C, Length 680mm, Width 16.0mm, Thickness 0.42mm, Tensile Strength 2000 N, UV Res
7TCG009420R0078 | YLS-16-760B | Active | 5414363453383 | 664.91 | 100 | 50 | stuk | Ty-Rap | BE31450 | LT (Spares) | stuk | TY-MET RVS Kabelbinder, Kogelafsluiting 316 Ongecoat, tot 300 Graden C, Lengte 760mm, Wijdte 16.0mm, Dikte 0.32mm, Treksterkte 3110 Newtons, UV Res | COL. BIL. INOX316 16X760MM | Ball-Lock 316 SS Heavy Duty, Cable Tie Uncoated, Temp up to 300 Degrees C, Length 760mm, Width 16.0mm, Thickness 0.32mm, Tensile Strength 3110 N, UV Res | Ball-Lock 316 SS Heavy Duty, Cable Tie Uncoated, Temp up to 300 Degrees C, Length 760mm, Width 16.0mm, Thickness 0.32mm, Tensile Strength 3110 N, UV Res
7TCG009420R0079 | YLS-16-760BC | Active | 5414363453550 | 947.26 | 100 | 100 | stuk | Ty-Rap | BE31450 | LT (Spares) | stuk | TY-MET RVS Kabelbinder, Kogelafsluiting 316 Zwarte Polyester, tot 300 Graden C, Lengte 760mm, Wijdte 16.0mm, Dikte 0.42mm, Treksterkte 2000 Newtons, UV Res | COL.BIL.INOX316 16X760MM REV. | Ball-Lock 316 SS Heavy Duty, Cable Tie Black Polyester, up to 300 Degrees C, Length 760mm, Width 16.0mm, Thickness 0.42mm, Tensile Strength 2000 N, UV Res | Ball-Lock 316 SS Heavy Duty, Cable Tie Black Polyester, up to 300 Degrees C, Length 760mm, Width 16.0mm, Thickness 0.42mm, Tensile Strength 2000 N, UV Res
7TCG009420R0080 | YLS-16-840B | Active | 5414363453390 | 713.71 | 100 | 50 | stuk | Ty-Rap | BE31450 | LT (Spares) | stuk | TY-MET RVS Kabelbinder, Kogelafsluiting 316 Ongecoat, tot 300 Graden C, Lengte 840mm, Wijdte 16.0mm, Dikte 0.32mm, Treksterkte 3110 Newtons, UV Res | COL. BIL. INOX316 16X840MM | Ball-Lock 316 SS Heavy Duty, Cable Tie Uncoated, Temp up to 300 Degrees C, Length 840mm, Width 16.0mm, Thickness 0.32mm, Tensile Strength 3110 N, UV Res | Ball-Lock 316 SS Heavy Duty, Cable Tie Uncoated, Temp up to 300 Degrees C, Length 840mm, Width 16.0mm, Thickness 0.32mm, Tensile Strength 3110 N, UV Res
7TCG009420R0081 | YLS-16-840BC | Active | 5414363453567 | 1025.79 | 100 | 50 | stuk | Ty-Rap | BE31450 | LT (Spares) | stuk | TY-MET RVS Kabelbinder, Kogelafsluiting 316 Zwarte Polyester, tot 300 Graden C, Lengte 840mm, Wijdte 16.0mm, Dikte 0.42mm, Treksterkte 2000 Newtons, UV Res | COL.BIL.INOX316 16X840MM REV. | Ball-Lock 316 SS Heavy Duty, Cable Tie Black Polyester, up to 300 Degrees C, Length 840mm, Width 16.0mm, Thickness 0.42mm, Tensile Strength 2000 N, UV Res | Ball-Lock 316 SS Heavy Duty, Cable Tie Black Polyester, up to 300 Degrees C, Length 840mm, Width 16.0mm, Thickness 0.42mm, Tensile Strength 2000 N, UV Res
7TCG009420R0082 | YLS-16-920B | Active | 5414363453406 | 795.59 | 100 | 50 | stuk | Ty-Rap | BE31450 | LT (Spares) | stuk | TY-MET RVS Kabelbinder, Kogelafsluiting 316 Ongecoat, tot 300 Graden C, Lengte 920mm, Wijdte 16.0mm, Dikte 0.32mm, Treksterkte 3110 Newtons, UV Res | COL. BIL. INOX316 16X920MM | Ball-Lock 316 SS Heavy Duty, Cable Tie Uncoated, Temp up to 300 Degrees C, Length 920mm, Width 16.0mm, Thickness 0.32mm, Tensile Strength 3110 N, UV Res | Ball-Lock 316 SS Heavy Duty, Cable Tie Uncoated, Temp up to 300 Degrees C, Length 920mm, Width 16.0mm, Thickness 0.32mm, Tensile Strength 3110 N, UV Res
7TCG009420R0083 | YLS-16-920BC | Active | 5414363453574 | 1152.35 | 100 | 50 | stuk | Ty-Rap | BE31450 | LT (Spares) | stuk | TY-MET RVS Kabelbinder, Kogelafsluiting 316 Zwarte Polyester, tot 300 Graden C, Lengte 920mm, Wijdte 16.0mm, Dikte 0.42mm, Treksterkte 2000 Newtons, UV Res | COL.BIL.INOX316 16X920MM REV. | Ball-Lock 316 SS Heavy Duty, Cable Tie Black Polyester, up to 300 Degrees C, Length 920mm, Width 16.0mm, Thickness 0.42mm, Tensile Strength 2000 N, UV Res | Ball-Lock 316 SS Heavy Duty, Cable Tie Black Polyester, up to 300 Degrees C, Length 920mm, Width 16.0mm, Thickness 0.42mm, Tensile Strength 2000 N, UV Res
7TCG009420R0084 | YLS-4.6-1000B | Active | 5414363072393 | 174.94 | 100 | 100 | stuk | Ty-Rap | BE31450 | LT (Spares) | stuk | TY-MET RVS Kabelbinder, Kogelafsluiting, 316, Ongecoat, 1000mm x 4,6mm | COL.A BILLE INOX316 4.6X1000MM | Ball-Lock 316 Stainless Steel Cable Tie, Uncoated, Tem up to 300 Degrees C, UL/EN/CSA62275, 2S, L 1000mm, W 4.6mm Thickness 0.26mm, Tensile Strength 440 N | Ball-Lock 316 Stainless Steel Cable Tie, Uncoated, Tem up to 300 Degrees C, UL/EN/CSA62275, 2S, L 1000mm, W 4.6mm Thickness 0.26mm, Tensile Strength 440 N
7TCG009420R0085 | YLS-4.6-1000BC | Active | 5414363072409 | 331.11 | 100 | 100 | stuk | Ty-Rap | BE31450 | LT (Spares) | stuk | TY-MET RVS Kabelbinder, Kogelafsluiting, 316, Ongecoat, 1000mm x 4,6mm | COL.BIL.SS316 4.6X1000MM ISOL | Ball-Lock 316 Stainless Steel Cable Tie, Black Polyester, up to 150 Degrees C, Length 1000mm, W 4.6mm, Thickness 0.36mm Tensile Strength 440 Newtons | Ball-Lock 316 Stainless Steel Cable Tie, Black Polyester, up to 150 Degrees C, Length 1000mm, W 4.6mm, Thickness 0.36mm Tensile Strength 440 Newtons
7TCG009420R0086 | YLS-4.6-1200A | Active | 5414363072447 | 197.32 | 100 | 100 | stuk | Ty-Rap | BE31450 | LT (Spares) | stuk | TY-MET RVS Kabelbinder, Kogelafsluiting, 304, Ongecoat, 1200mm x 4,6mm | COL.A BILLE INOX304 4.6X1200MM | Ball-Lock 304 Stainless Steel Cable Tie, Uncoated, Tem up to 300 Degrees C, UL/EN/CSA62275, 2S, L 1200mm, W 4.6mm Thickness 0.26mm, Tensile Strength 440 N | Ball-Lock 304 Stainless Steel Cable Tie, Uncoated, Tem up to 300 Degrees C, UL/EN/CSA62275, 2S, L 1200mm, W 4.6mm Thickness 0.26mm, Tensile Strength 440 N
7TCG009420R0087 | YLS-4.6-1200B | Active | 5414363072454 | 224.11 | 100 | 100 | stuk | Ty-Rap | BE31450 | LT (Spares) | stuk | TY-MET RVS Kabelbinder, Kogelafsluiting, 316, Ongecoat, 1200mm x 4,6mm | COL.A BILLE INOX316 4.6X1200MM | Ball-Lock 316 Stainless Steel Cable Tie, Uncoated, Tem up to 300 Degrees C, UL/EN/CSA62275, 2S, L 1200mm, W 4.6mm Thickness 0.26mm, Tensile Strength 440 N | Ball-Lock 316 Stainless Steel Cable Tie, Uncoated, Tem up to 300 Degrees C, UL/EN/CSA62275, 2S, L 1200mm, W 4.6mm Thickness 0.26mm, Tensile Strength 440 N
7TCG009420R0088 | YLS-4.6-1200BC | Active | 5414363072461 | 436.68 | 100 | 100 | stuk | Ty-Rap | BE31450 | LT (Spares) | stuk | TY-MET RVS Kabelbinder, Kogelafsluiting, 316, Ongecoat, 1200mm x 4,6mm | COL.BIL.SS316 4.6X1200MM ISOL | Ball-Lock 316 Stainless Steel Cable Tie, Black Polyester, up to 150 Degrees C, Length 1200mm, W 4.6mm, Thickness 0.36mm Tensile Strength 440 Newtons | Ball-Lock 316 Stainless Steel Cable Tie, Black Polyester, up to 150 Degrees C, Length 1200mm, W 4.6mm, Thickness 0.36mm Tensile Strength 440 Newtons
7TCG009420R0089 | YLS-4.6-125BC | Active | 5414363072485 | 117.38 | 100 | 100 | stuk | Ty-Rap | BE31450 | LT (Spares) | stuk | TY-MET RVS Kabelbinder, Kogelafsluiting, 316, Ongecoat, 125mm x 4,6mm | COL.BIL.INOX316 4.6X125MM ISOL | Ball-Lock 316 Stainless Steel Cable Tie, Black Polyester, up to 150 Degrees C, Length 125mm, W 4.6mm, Thickness 0.36mm Tensile Strength 440 Newtons | Ball-Lock 316 Stainless Steel Cable Tie, Black Polyester, up to 150 Degrees C, Length 125mm, W 4.6mm, Thickness 0.36mm Tensile Strength 440 Newtons
7TCG009420R0090 | YLS-4.6-1400A | Active | 5415022072310 | 230.6 | 100 | 100 | stuk | Ty-Rap | BE31450 | LT (Spares) | stuk | TY-MET RVS Kabelbinder, Kogelafsluiting, 304, Ongecoat, 1400mm x 4,6mm | COL INX 304 B-LOCK 4.6X1400 MM | Ball-Lock 304 Stainless Steel Cable Tie, Uncoated, Tem up to 300 Degrees C, UL/EN/CSA62275, 2S, L 1400mm, W 4.6mm Thickness 0.26mm, Tensile Strength 440 N | Ball-Lock 304 Stainless Steel Cable Tie, Uncoated, Tem up to 300 Degrees C, UL/EN/CSA62275, 2S, L 1400mm, W 4.6mm Thickness 0.26mm, Tensile Strength 440 N
7TCG009420R0091 | YLS-4.6-1400B | Active | 5414363072508 | 261.72 | 100 | 100 | stuk | Ty-Rap | BE31450 | LT (Spares) | stuk | TY-MET RVS Kabelbinder, Kogelafsluiting, 316, Ongecoat, 1400mm x 4,6mm | COL.A BILLE INOX316 4.6X1400MM | Ball-Lock 316 Stainless Steel Cable Tie, Uncoated, Tem up to 300 Degrees C, UL/EN/CSA62275, 2S, L 1400mm, W 4.6mm Thickness 0.26mm, Tensile Strength 440 N | Ball-Lock 316 Stainless Steel Cable Tie, Uncoated, Tem up to 300 Degrees C, UL/EN/CSA62275, 2S, L 1400mm, W 4.6mm Thickness 0.26mm, Tensile Strength 440 N
7TCG009420R0092 | YLS-4.6-1400BC | Active | 5414363072515 | 509.65 | 100 | 100 | stuk | Ty-Rap | BE31450 | LT (Spares) | stuk | TY-MET RVS Kabelbinder, Kogelafsluiting, 316, Ongecoat, 1400mm x 4,6mm | COL.BIL.SS316 4.6X1400MM ISOL | Ball-Lock 316 Stainless Steel Cable Tie, Black Polyester, up to 150 Degrees C, Length 1400mm, W 4.6mm, Thickness 0.36mm Tensile Strength 440 Newtons | Ball-Lock 316 Stainless Steel Cable Tie, Black Polyester, up to 150 Degrees C, Length 1400mm, W 4.6mm, Thickness 0.36mm Tensile Strength 440 Newtons
7TCG009420R0093 | YLS-4.6-150B | Active | 5414363075387 | 47.01 | 100 | 100 | stuk | Ty-Rap | BE31450 | LT (Spares) | stuk | TY-MET RVS Kabelbinder, Kogelafsluiting, 316, Ongecoat, 150mm x 4,6mm | COL.A BILLE INOX316 4.6X150MM | Ball-Lock 316 Stainless Steel Cable Tie, Uncoated, Tem up to 300 Degrees C, UL/EN/CSA62275, 2S, L 150mm, W 4.6mm Thickness 0.26mm, Tensile Strength 440 N | Ball-Lock 316 Stainless Steel Cable Tie, Uncoated, Tem up to 300 Degrees C, UL/EN/CSA62275, 2S, L 150mm, W 4.6mm Thickness 0.26mm, Tensile Strength 440 N
7TCG009420R0094 | YLS-4.6-200BC | Active | 5414363075394 | 121.52 | 100 | 100 | stuk | Ty-Rap | BE31450 | LT (Spares) | stuk | TY-MET RVS Kabelbinder, Kogelafsluiting, 316, Ongecoat, 200mm x 4,6mm | COL.BIL.INOX316 4.6X200MM ISOL | Ball-Lock 316 Stainless Steel Cable Tie, Black Polyester, up to 150 Degrees C, Length 200mm, W 4.6mm, Thickness 0.36mm Tensile Strength 440 Newtons | Ball-Lock 316 Stainless Steel Cable Tie, Black Polyester, up to 150 Degrees C, Length 200mm, W 4.6mm, Thickness 0.36mm Tensile Strength 440 Newtons
7TCG009420R0097 | YLS-4.6-200BSF | Active | 5414363607021 | 67.68 | 100 | 100 | stuk | Ty-Rap | BE31450 | LT (Spares) | stuk | Soft 316 Ss Kogelsluiting Binder 4,6X200 Un | COL INOX 316 B-LOCK 4.6X200 MM | SOFT 316 SS BALL-LOK TIE 4.6X200 UN | SOFT 316 SS BALL-LOK TIE 4.6X200 UN
7TCG009420R0098 | YLS-4.6-360BC | Active | 5414363075400 | 216.28 | 100 | 100 | stuk | Ty-Rap Fastening | BE31450 | LT (Spares) | stuk | CABLE TIE 100LB 14IN 316SS BLK COAT | COL.BIL.INOX316 4.6X360MM ISOL | Ball-Lock 316 Stainless Steel Cable Tie, Black Polyester, up to 150 Degrees C, Length 360mm, W 4.6mm, Thickness 0.36mm Tensile Strength 440 Newtons | CABLE TIE 100LB 14IN 316SS BLK COAT
7TCG009420R0099 | YLS-4.6-360BC-2 | Active | 5414363456650 | 162.68 | 100 | 100 | stuk | Ty-Rap | BE31450 | LT (Spares) | stuk | Ty-Met Kogelsluiting 4,6X360 Rode Coating | COL INOX 316 B-LOCK 4.6X360 MM | TY-MET BALL LOCK 4.6X360 RED COATIN | TY-MET BALL LOCK 4.6X360 RED COATIN
7TCG009420R0100 | YLS-4.6-360BSF | Active | 5414363607038 | 127.01 | 100 | 100 | stuk | Ty-Rap Fastening | BE31450 | LT (Spares) | stuk | Soft 316 Ss Kogelsluit.Bind.4 6X360 Un | COL INOX 316 B-LOCK 4.6X360 MM | SOFT 316 SS BALL-LOK TIE 4.6X360 UN | SOFT 316 SS BALL-LOK TIE 4.6X360 UN
7TCG009420R0101 | YLS-4.6-520BC | Active | 5414363072591 | 182.9 | 100 | 100 | stuk | Ty-Rap | BE31450 | LT (Spares) | stuk | TY-MET RVS Kabelbinder, Kogelafsluiting, 316, Ongecoat, 520mm x 4,6mm | COL.BIL.INOX316 4.6X520MM ISOL | Ball-Lock 316 Stainless Steel Cable Tie, Black Polyester, up to 150 Degrees C, Length 520mm, W 4.6mm, Thickness 0.36mm Tensile Strength 440 Newtons | Ball-Lock 316 Stainless Steel Cable Tie, Black Polyester, up to 150 Degrees C, Length 520mm, W 4.6mm, Thickness 0.36mm Tensile Strength 440 Newtons
7TCG009420R0102 | YLS-4.6-840A | Active | 5414363072638 | 127.24 | 100 | 100 | stuk | Ty-Rap | BE31450 | LT (Spares) | stuk | TY-MET RVS Kabelbinder, Kogelafsluiting, 304, Ongecoat, 840mm x 4,6mm | COL.A BILLE INOX304 4.6X840MM | Ball-Lock 304 Stainless Steel Cable Tie, Uncoated, Tem up to 300 Degrees C, UL/EN/CSA62275, 2S, L 840mm, W 4.6mm Thickness 0.26mm, Tensile Strength 440 N | Ball-Lock 304 Stainless Steel Cable Tie, Uncoated, Tem up to 300 Degrees C, UL/EN/CSA62275, 2S, L 840mm, W 4.6mm Thickness 0.26mm, Tensile Strength 440 N
7TCG009420R0103 | YLS-4.6-840B | Active | 5414363072645 | 144.57 | 100 | 100 | stuk | Ty-Rap | BE31450 | LT (Spares) | stuk | TY-MET RVS Kabelbinder, Kogelafsluiting, 316, Ongecoat, 840mm x 4,6mm | COL.A BILLE INOX316 4.6X840MM | Ball-Lock 316 Stainless Steel Cable Tie, Uncoated, Tem up to 300 Degrees C, UL/EN/CSA62275, 2S, L 840mm, W 4.6mm Thickness 0.25mm, Tensile Strength 890 N | Ball-Lock 316 Stainless Steel Cable Tie, Uncoated, Tem up to 300 Degrees C, UL/EN/CSA62275, 2S, L 840mm, W 4.6mm Thickness 0.25mm, Tensile Strength 890 N
7TCG009420R0104 | YLS-4.6-840BC | Active | 5415022111699 | 267.52 | 100 | 100 | stuk | Ty-Rap | BE31450 | LT (Spares) | stuk | TY-MET RVS Kabelbinder, Kogelafsluiting, 316, Ongecoat, 840mm x 4,6mm | COL NOX 316 B-LOCK 4.6X840 MM | Ball-Lock 316 Stainless Steel Cable Tie, Black Polyester, up to 150 Degrees C, Length 840mm, W 4.6mm, Thickness 0.36mm Tensile Strength 440 Newtons | Ball-Lock 316 Stainless Steel Cable Tie, Black Polyester, up to 150 Degrees C, Length 840mm, W 4.6mm, Thickness 0.36mm Tensile Strength 440 Newtons
7TCG009420R0105 | YLS-7.9-1000B | Active | 5414363072676 | 239.98 | 100 | 100 | stuk | Ty-Rap | BE31450 | LT (Spares) | stuk | TY-MET RVS Kabelbinder, Kogelafsluiting, 316, Ongecoat, 1000mm x 7,9mm | COL.A BILLE INOX316 7.9X1000MM | Ball-Lock 316 Stainless Steel Cable Tie, Uncoated, Tem up to 300 Degrees C, UL/EN/CSA62275, 2S, L 1000mm, W 7.9mm Thickness 0.26mm, Tensile Strength 1110N | Ball-Lock 316 Stainless Steel Cable Tie, Uncoated, Tem up to 300 Degrees C, UL/EN/CSA62275, 2S, L 1000mm, W 7.9mm Thickness 0.26mm, Tensile Strength 1110N
7TCG009420R0106 | YLS-7.9-1000BC | Active | 5414363072683 | 396.24 | 100 | 100 | stuk | Ty-Rap | BE31450 | LT (Spares) | stuk | TY-MET RVS Kabelbinder, Kogelafsluiting, 316, Ongecoat, 1000mm x 7,9mm | COL.BIL.SS316 7.9X1000MM ISOL | Ball-Lock 316 Stainless Steel Cable Tie, Black Polyester, up to 150 Degrees C, Length 1000mm, W 7.9mm, Thickness 0.36mm Tensile Strength 440 Newtons | Ball-Lock 316 Stainless Steel Cable Tie, Black Polyester, up to 150 Degrees C, Length 1000mm, W 7.9mm, Thickness 0.36mm Tensile Strength 440 Newtons
7TCG009420R0107 | YLS-7.9-100A | Active | 5414363072690 | 44.12 | 100 | 100 | stuk | Ty-Rap | BE31450 | LT (Spares) | stuk | TY-MET RVS Kabelbinder, Kogelafsluiting, 304, Ongecoat, 100mm x 7,9mm | COL.A BILLE INOX304 7.9X100MM | Ball-Lock 304 Stainless Steel Cable Tie, Uncoated, Tem up to 300 Degrees C, UL/EN/CSA62275, 2S, L 100mm, W 7.9mm Thickness 0.26mm, Tensile Strength 1110N | Ball-Lock 304 Stainless Steel Cable Tie, Uncoated, Tem up to 300 Degrees C, UL/EN/CSA62275, 2S, L 100mm, W 7.9mm Thickness 0.26mm, Tensile Strength 1110N
7TCG009420R0108 | YLS-7.9-100B | Active | 5414363072706 | 47.01 | 100 | 100 | stuk | Ty-Rap | BE31450 | LT (Spares) | stuk | TY-MET RVS Kabelbinder, Kogelafsluiting, 316, Ongecoat, 100mm x 7,9mm | COL.A BILLE INOX316 7.9X100MM | Ball-Lock 316 Stainless Steel Cable Tie, Uncoated, Tem up to 300 Degrees C, UL/EN/CSA62275, 2S, L 100mm, W 7.9mm Thickness 0.26mm, Tensile Strength 1110N | Ball-Lock 316 Stainless Steel Cable Tie, Uncoated, Tem up to 300 Degrees C, UL/EN/CSA62275, 2S, L 100mm, W 7.9mm Thickness 0.26mm, Tensile Strength 1110N
7TCG009420R0109 | YLS-7.9-100BC | Active | 5414363072713 | 121.79 | 100 | 100 | stuk | Ty-Rap | BE31450 | LT (Spares) | stuk | TY-MET RVS Kabelbinder, Kogelafsluiting, 316, Ongecoat, 100mm x 7,9mm | COL INOX 316 B-LOCK 7.9X100 MM | Ball-Lock 316 Stainless Steel Cable Tie, Black Polyester, up to 150 Degrees C, Length 100mm, W 7.9mm, Thickness 0.36mm Tensile Strength 440 Newtons | Ball-Lock 316 Stainless Steel Cable Tie, Black Polyester, up to 150 Degrees C, Length 100mm, W 7.9mm, Thickness 0.36mm Tensile Strength 440 Newtons
7TCG009420R0110 | YLS-7.9-1200A | Active | 5414363072720 | 267.52 | 100 | 100 | stuk | Ty-Rap | BE31450 | LT (Spares) | stuk | TY-MET RVS Kabelbinder, Kogelafsluiting, 304, Ongecoat, 1200mm x 7,9mm | COL.A BILLE INOX304 7.9X1200MM | Ball-Lock 304 Stainless Steel Cable Tie, Uncoated, Tem up to 300 Degrees C, UL/EN/CSA62275, 2S, L 1200mm, W 7.9mm Thickness 0.26mm, Tensile Strength 1110N | Ball-Lock 304 Stainless Steel Cable Tie, Uncoated, Tem up to 300 Degrees C, UL/EN/CSA62275, 2S, L 1200mm, W 7.9mm Thickness 0.26mm, Tensile Strength 1110N
7TCG009420R0111 | YLS-7.9-1200B | Active | 5414363072737 | 303.65 | 100 | 100 | stuk | Ty-Rap | BE31450 | LT (Spares) | stuk | TY-MET RVS Kabelbinder, Kogelafsluiting, 316, Ongecoat, 1200mm x 7,9mm | COL.BIL.SS316 7.9X1200MM ISOL | Ball-Lock 316 Stainless Steel Cable Tie, Uncoated, Tem up to 300 Degrees C, UL/EN/CSA62275, 2S, L 1200mm, W 7.9mm Thickness 0.26mm, Tensile Strength 1110N | Ball-Lock 316 Stainless Steel Cable Tie, Uncoated, Tem up to 300 Degrees C, UL/EN/CSA62275, 2S, L 1200mm, W 7.9mm Thickness 0.26mm, Tensile Strength 1110N
7TCG009420R0112 | YLS-7.9-1200BC | Active | 5414363072744 | 501.02 | 100 | 100 | stuk | Ty-Rap | BE31450 | LT (Spares) | stuk | TY-MET RVS Kabelbinder, Kogelafsluiting, 316, Ongecoat, 1200mm x 7,9mm | COL.BIL.SS316 7.9X1200MM ISOL | Ball-Lock 316 Stainless Steel Cable Tie, Black Polyester, up to 150 Degrees C, Length 1200mm, W 7.9mm, Thickness 0.36mm Tensile Strength 440 Newtons | Ball-Lock 316 Stainless Steel Cable Tie, Black Polyester, up to 150 Degrees C, Length 1200mm, W 7.9mm, Thickness 0.36mm Tensile Strength 440 Newtons
7TCG009420R0113 | YLS-7.9-125A | Active | 5414363072751 | 53.51 | 100 | 100 | stuk | Ty-Rap | BE31450 | LT (Spares) | stuk | TY-MET RVS Kabelbinder, Kogelafsluiting, 304, Ongecoat, 125mm x 7,9mm | COL.A BILLE INOX304 7.9X125MM | Ball-Lock 304 Stainless Steel Cable Tie, Uncoated, Tem up to 300 Degrees C, UL/EN/CSA62275, 2S, L 125mm, W 7.9mm Thickness 0.26mm, Tensile Strength 1110N | Ball-Lock 304 Stainless Steel Cable Tie, Uncoated, Tem up to 300 Degrees C, UL/EN/CSA62275, 2S, L 125mm, W 7.9mm Thickness 0.26mm, Tensile Strength 1110N
7TCG009420R0114 | YLS-7.9-125B | Active | 5414363072768 | 57.79 | 100 | 100 | stuk | Ty-Rap | BE31450 | LT (Spares) | stuk | TY-MET RVS Kabelbinder, Kogelafsluiting, 316, Ongecoat, 125mm x 7,9mm | COL.A BILLE INOX316 7.9X125MM | Ball-Lock 316 Stainless Steel Cable Tie, Uncoated, Tem up to 300 Degrees C, UL/EN/CSA62275, 2S, L 125mm, W 7.9mm Thickness 0.26mm, Tensile Strength 1110N | Ball-Lock 316 Stainless Steel Cable Tie, Uncoated, Tem up to 300 Degrees C, UL/EN/CSA62275, 2S, L 125mm, W 7.9mm Thickness 0.26mm, Tensile Strength 1110N
7TCG009420R0115 | YLS-7.9-125BC | Active | 5414363445739 | 130.15 | 100 | 100 | stuk | Ty-Rap | BE31450 | LT (Spares) | stuk | TY-MET RVS Kabelbinder, Kogelafsluiting, 316, Ongecoat, 125mm x 7,9mm | COL.BIL.INOX316 7.9X125MM ISOL | Ball-Lock 316 Stainless Steel Cable Tie, Black Polyester, up to 150 Degrees C, Length 125mm, W 7.9mm, Thickness 0.36mm Tensile Strength 440 Newtons | Ball-Lock 316 Stainless Steel Cable Tie, Black Polyester, up to 150 Degrees C, Length 125mm, W 7.9mm, Thickness 0.36mm Tensile Strength 440 Newtons
7TCG009420R0116 | YLS-7.9-1400A | Active | 5414363072782 | 301.86 | 100 | 100 | stuk | Ty-Rap | BE31450 | LT (Spares) | stuk | TY-MET RVS Kabelbinder, Kogelafsluiting, 304, Ongecoat, 1400mm x 7,9mm | COL.A BILLE INOX304 7.9X1400MM | Ball-Lock 304 Stainless Steel Cable Tie, Uncoated, Tem up to 300 Degrees C, UL/EN/CSA62275, 2S, L 1400mm, W 7.9mm Thickness 0.26mm, Tensile Strength 1110N | Ball-Lock 304 Stainless Steel Cable Tie, Uncoated, Tem up to 300 Degrees C, UL/EN/CSA62275, 2S, L 1400mm, W 7.9mm Thickness 0.26mm, Tensile Strength 1110N
7TCG009420R0117 | YLS-7.9-1400B | Active | 5414363072799 | 342.7 | 100 | 100 | stuk | Ty-Rap | BE31450 | LT (Spares) | stuk | TY-MET RVS Kabelbinder, Kogelafsluiting, 316, Ongecoat, 1400mm x 7,9mm | COL.A BILLE INOX316 7.9X1400MM | Ball-Lock 316 Stainless Steel Cable Tie, Uncoated, Tem up to 300 Degrees C, UL/EN/CSA62275, 2S, L 1400mm, W 7.9mm Thickness 0.26mm, Tensile Strength 1110N | Ball-Lock 316 Stainless Steel Cable Tie, Uncoated, Tem up to 300 Degrees C, UL/EN/CSA62275, 2S, L 1400mm, W 7.9mm Thickness 0.26mm, Tensile Strength 1110N
7TCG009420R0118 | YLS-7.9-1400BC | Active | 5414363072805 | 582.7 | 100 | 100 | stuk | Ty-Rap | BE31450 | LT (Spares) | stuk | TY-MET RVS Kabelbinder, Kogelafsluiting, 316, Ongecoat, 1400mm x 7,9mm | COL.BIL.SS316 7.9X1400MM ISOL | Ball-Lock 316 Stainless Steel Cable Tie, Black Polyester, up to 150 Degrees C, Length 1400mm, W 7.9mm, Thickness 0.36mm Tensile Strength 440 Newtons | Ball-Lock 316 Stainless Steel Cable Tie, Black Polyester, up to 150 Degrees C, Length 1400mm, W 7.9mm, Thickness 0.36mm Tensile Strength 440 Newtons
7TCG009420R0119 | YLS-7.9-150A | Active | 5414363072812 | 63.24 | 100 | 100 | stuk | Ty-Rap | BE31450 | LT (Spares) | stuk | TY-MET RVS Kabelbinder, Kogelafsluiting, 304, Ongecoat, 150mm x 7,9mm | COL.A BILLE INOX304 7.9X150MM | Ball-Lock 304 Stainless Steel Cable Tie, Uncoated, Tem up to 300 Degrees C, UL/EN/CSA62275, 2S, L 150mm, W 7.9mm Thickness 0.26mm, Tensile Strength 1110N | Ball-Lock 304 Stainless Steel Cable Tie, Uncoated, Tem up to 300 Degrees C, UL/EN/CSA62275, 2S, L 150mm, W 7.9mm Thickness 0.26mm, Tensile Strength 1110N
7TCG009420R0120 | YLS-7.9-150B | Active | 5414363072829 | 68.69 | 100 | 100 | stuk | Ty-Rap | BE31450 | LT (Spares) | stuk | TY-MET RVS Kabelbinder, Kogelafsluiting, 316, Ongecoat, 150mm x 7,9mm | COL.A BILLE INOX316 7.9X150MM | Ball-Lock 316 Stainless Steel Cable Tie, Uncoated, Tem up to 300 Degrees C, UL/EN/CSA62275, 2S, L 150mm, W 7.9mm Thickness 0.26mm, Tensile Strength 1110N | Ball-Lock 316 Stainless Steel Cable Tie, Uncoated, Tem up to 300 Degrees C, UL/EN/CSA62275, 2S, L 150mm, W 7.9mm Thickness 0.26mm, Tensile Strength 1110N
7TCG009420R0122 | YLS-7.9-200BC | Active | 5414363072867 | 127.06 | 100 | 100 | stuk | Ty-Rap | BE31450 | LT (Spares) | stuk | TY-MET RVS Kabelbinder, Kogelafsluiting, 316, Ongecoat, 200mm x 7,9mm | COL.BIL.INOX316 7.9X200MM ISOL | Ball-Lock 316 Stainless Steel Cable Tie, Black Polyester, up to 150 Degrees C, Length 200mm, W 7.9mm, Thickness 0.36mm Tensile Strength 440 Newtons | Ball-Lock 316 Stainless Steel Cable Tie, Black Polyester, up to 150 Degrees C, Length 200mm, W 7.9mm, Thickness 0.36mm Tensile Strength 440 Newtons
7TCG009420R0123 | YLS-7.9-360BSF | Active | 5414363510673 | 101.5 | 100 | 100 | stuk | Ty-Rap | BE31450 | LT (Spares) | stuk | Soft 316 Ss Kogelsluit. Bind. 7,9X360 Un | att bloc-boule inox mou 316 7,9x360 un | SOFT 316 SS BALL-LOK TIE 7.9X360 UN | SOFT 316 SS BALL-LOK TIE 7.9X360 UN
7TCG009420R0124 | YLS-7.9-520BC | Active | 5414363072911 | 221.97 | 100 | 100 | stuk | Ty-Rap | BE31450 | LT (Spares) | stuk | TY-MET RVS Kabelbinder, Kogelafsluiting, 316, Ongecoat, 520mm x 7,9mm | COL.BIL.INOX316 7.9X520MM ISOL | Ball-Lock 316 Stainless Steel Cable Tie, Black Polyester, up to 150 Degrees C, Length 520mm, W 7.9mm, Thickness 0.36mm Tensile Strength 440 Newtons | Ball-Lock 316 Stainless Steel Cable Tie, Black Polyester, up to 150 Degrees C, Length 520mm, W 7.9mm, Thickness 0.36mm Tensile Strength 440 Newtons
7TCG009420R0125 | YLS-7.9-680A | Active | 5414363072928 | 146.44 | 100 | 100 | stuk | Ty-Rap | BE31450 | LT (Spares) | stuk | TY-MET RVS Kabelbinder, Kogelafsluiting, 304, Ongecoat, 680mm x 7,9mm | COL.A BILLE INOX304 7.9X680MM | Ball-Lock 304 Stainless Steel Cable Tie, Uncoated, Tem up to 300 Degrees C, UL/EN/CSA62275, 2S, L 680mm, W 7.9mm Thickness 0.26mm, Tensile Strength 1110N | Ball-Lock 304 Stainless Steel Cable Tie, Uncoated, Tem up to 300 Degrees C, UL/EN/CSA62275, 2S, L 680mm, W 7.9mm Thickness 0.26mm, Tensile Strength 1110N
7TCG009420R0126 | YLS-7.9-680BC | Active | 5414363072942 | 274.72 | 100 | 100 | stuk | Ty-Rap | BE31450 | LT (Spares) | stuk | TY-MET RVS Kabelbinder, Kogelafsluiting, 316, Ongecoat, 680mm x 7,9mm | COL.BIL.INOX316 7.9X680MM ISOL | Ball-Lock 316 Stainless Steel Cable Tie, Black Polyester, up to 150 Degrees C, Length 680mm, W 7.9mm, Thickness 0.36mm Tensile Strength 440 Newtons | Ball-Lock 316 Stainless Steel Cable Tie, Black Polyester, up to 150 Degrees C, Length 680mm, W 7.9mm, Thickness 0.36mm Tensile Strength 440 Newtons
7TCG009420R0127 | YLS-7.9-840A | Active | 5414363072959 | 167.03 | 100 | 100 | stuk | Ty-Rap | BE31450 | LT (Spares) | stuk | TY-MET RVS Kabelbinder, Kogelafsluiting, 304, Ongecoat, 840mm x 7,9mm | COL.A BILLE INOX304 7.9X840MM | Ball-Lock 304 Stainless Steel Cable Tie, Uncoated, Tem up to 300 Degrees C, UL/EN/CSA62275, 2S, L 840mm, W 7.9mm Thickness 0.26mm, Tensile Strength 1110N | Ball-Lock 304 Stainless Steel Cable Tie, Uncoated, Tem up to 300 Degrees C, UL/EN/CSA62275, 2S, L 840mm, W 7.9mm Thickness 0.26mm, Tensile Strength 1110N
7TCG009420R0128 | YLS-7.9-840BC | Active | 5414363072973 | 312.35 | 100 | 100 | stuk | Ty-Rap | BE31450 | LT (Spares) | stuk | TY-MET RVS Kabelbinder, Kogelafsluiting, 316, Ongecoat, 840mm x 7,9mm | COL.BIL.INOX316 7.9X840MM ISOL | Ball-Lock 316 Stainless Steel Cable Tie, Black Polyester, up to 150 Degrees C, Length 840mm, W 7.9mm, Thickness 0.36mm Tensile Strength 440 Newtons | Ball-Lock 316 Stainless Steel Cable Tie, Black Polyester, up to 150 Degrees C, Length 840mm, W 7.9mm, Thickness 0.36mm Tensile Strength 440 Newtons
7TCG009450R0160 | TY26M-0 | Active | 5414363075271 | 19.44 | 100 | 1000 | stuk | Ty-Rap Fastening | BE31450 | LR (Premium Cable Ties I) | stuk | TYRAP-PK-1000PCS-zw.-N66 | COL.3.6X281MM 180N NOIR | Cable Tie, Black PA 6.6, for Temp up to 85 Degrees C, UL/EN/CSA62275, Type 2/21 L 284.4mm, W 3.71mm, Thickness 1.31mm, Tensile Strength 180 Newtons | TYRAP-PK-1000PCS-BLACK-N66
7TCG009450R0162 | TY271M | Active | 5414363062943 | 19.43 | 100 | 500 | stuk | Ty-Rap | BE31450 | LR (Premium Cable Ties I) | stuk | TY-RAP Kabelbinder met RVS Lip, 150mm x 7.6mm, UV bestendig, Naturel | att câble 120lb 6 po naturel nylon | Cable Tie, Natural PA 6.6 for Temp up to 85 Degrees C, UL/EN/CSA62275, Type 2/21 L 150mm, W 7.0mm, Thickness 1.65mm, Tensile Strength 530 Newtons | Cable Tie, Natural PA 6.6 for Temp up to 85 Degrees C, UL/EN/CSA62275, Type 2/21 L 150mm, W 7.0mm, Thickness 1.65mm, Tensile Strength 530 Newtons
7TCG009450R0163 | TY271MX | Active | 5414363062950 | 35.23 | 100 | 500 | stuk | Ty-Rap Fastening | BE31450 | LR (Premium Cable Ties I) | stuk | CABLE TIE 120LB 6IN UV zw.NYLON | att câble 120lb 6 po rés. uv noir nylon | Cable Tie, Black PA 6.6, for Temp up to 105 Degrees C, UL/EN/CSA62275, Type 2/21 L 150mm, W 7.0mm, Thickness 1.65mm, Tensile Strength 530 Newtons | CABLE TIE 120LB 6IN UV BLACK NYLON
7TCG009450R0167 | TY523MR-0 | Active | 5414363065388 | 6.84 | 100 | 100 | stuk | Ty-Rap Fastening | BE31450 | LR (Premium Cable Ties I) | stuk | TY-RAP RVS Lip 92mmx2 29mm zw | COL.2.4X92MM 80N NOIR | Cable Tie, Black PA 6.6, for Temp up to 85 Degrees C, UL/EN/CSA62275, Type 2/21 L 91.95mm, W 2.29mm, Thickness 0.75mm, Tensile Strength 80 Newtons | TYRAP-PK-100PCS-BLACK-N66
7TCG009450R0168 | TY523MXR | Active | 5414363065401 | 6.66 | 100 | 100 | stuk | Ty-Rap Fastening | BE31450 | LR (Premium Cable Ties I) | stuk | CABLE TIE 18LB 4IN UV zw.NYLON | COL.2.4X92MM 80N NOIR UV | Cable Tie, Black PA 6.6, for Temp up to 105 Degrees C, UL/EN/CSA62275, Type 2/21 L 91.95mm, W 2.29mm, Thickness 0.75mm, Tensile Strength 80 Newtons, MIL-SPEC | CABLE TIE 18LB 4IN UV BLACK NYLON
7TCG009450R0171 | TY524MR-0 | Active | 5414363065524 | 9.98 | 100 | 100 | stuk | Ty-Rap Fastening | BE31450 | LR (Premium Cable Ties I) | stuk | TY-RAP RVS Lip 140mmx3 6mm zw | COL.3.6X140MM 180N NOIR | Cable Tie, Black PA 6.6, for Temp up to 85 Degrees C, UL/EN/CSA62275, Type 2/21 L 139.7mm, W 3.56mm, Thickness 1.31mm, Tensile Strength 135 Newtons | TYRAP-PK-100PCS-BLACK-N66
7TCG009450R0172 | TY524MXR | Active | 5414363065548 | 8.83 | 100 | 100 | stuk | Ty-Rap Fastening | BE31450 | LR (Premium Cable Ties I) | stuk | CABLE TIE 30LB 5.5IN UV zw.NYL | COL.3.6X140MM 180N NOIR UV | Cable Tie, Black PA 6.6, for Temp up to 105 Degrees C, UL/EN/CSA62275, Type 2/21 L 139.7mm, W 3.56mm, Thickness 1.31mm, Tensile Strength 135 Newtons, MIL-SPEC | CABLE TIE 30LB 5.5IN UV BLACK NYL
7TCG009450R0175 | TY525MR-0 | Active | 5414363065647 | 12.84 | 100 | 100 | stuk | Ty-Rap Fastening | BE31450 | LR (Premium Cable Ties I) | stuk | TY-RAP RVS Lip 186mmx4 8mm zw | COL.4.8X186MM 220N NOIR | Cable Tie, Black PA 6.6, for Temp up to 85 Degrees C, UL/EN/CSA62275, Type 2/21 L 185.67mm, W 4.67mm, Thickness 1.09mm, Tensile Strength 222 Newtons | TYRAP-PK-100PCS-BLACK-N66
7TCG009450R0177 | TY526MR | Active | 5414363065692 | 20.79 | 100 | 100 | stuk | Ty-Rap Fastening | BE31450 | LR (Premium Cable Ties I) | stuk | TY-RAP RVS Lip 284mmx3 6mm Nat. | COL.3.6X281MM 180N NAT | Cable Tie, Natural PA 6.6 for Temp up to 85 Degrees C, UL/EN/CSA62275, Type 2/21 L 284.4mm, W 3.71mm, Thickness 1.31mm, Tensile Strength 130 Newtons | CABLE TIE 30LB 11IN NATURAL NYLON
7TCG009450R0178 | TY526MXR | Active | 5414363065715 | 23.51 | 100 | 100 | stuk | Ty-Rap Fastening | BE31450 | LR (Premium Cable Ties I) | stuk | CABLE TIE 30LB 11IN UV zw.NYLON | COL.3.6X281MM 180N NOIR UV | Cable Tie, Black PA 6.6, for Temp up to 105 Degrees C, UL/EN/CSA62275, Type 2/21 L 284.4mm, W 3.71mm, Thickness 1.31mm, Tensile Strength 130 Newtons, UV Resist | CABLE TIE 30LB 11IN UV BLACK NYLON
7TCG009450R0180 | TY5271MR | Active | 5414363065739 | 20.16 | 100 | 100 | stuk | Ty-Rap | BE31450 | LR (Premium Cable Ties I) | stuk | TY-RAP Kabelbinder met RVS Lip, 150mm x 7,6mm, Naturel | att câble 120lb 6 po naturel nylon | Cable Tie, Natural PA 6.6 for Temp up to 85 Degrees C, UL/EN/CSA62275, Type 2/21 L 150mm, W 7.6mm, Thickness 1.5mm, Tensile Strength 540 Newtons | Cable Tie, Natural PA 6.6 for Temp up to 85 Degrees C, UL/EN/CSA62275, Type 2/21 L 150mm, W 7.6mm, Thickness 1.5mm, Tensile Strength 540 Newtons
7TCG009450R0181 | TY5271MXR | Active | 5414363065746 | 21.97 | 100 | 50 | stuk | Ty-Rap | BE31450 | LR (Premium Cable Ties I) | stuk | TY-RAP Kabelbinder met RVS Lip, 150mm x 7,6mm, UV bestendig, Zwart | att câble 120lb 6 po rés. uv noir nylon | Cable Tie, Black PA 6.6, for Temp up to 105 Degrees C, UL/EN/CSA62275, Type 2/21 L 150mm, W 7.6mm, Thickness 1.5mm, Tensile Strength 540 Newtons, UV Resist | Cable Tie, Black PA 6.6, for Temp up to 105 Degrees C, UL/EN/CSA62275, Type 2/21 L 150mm, W 7.6mm, Thickness 1.5mm, Tensile Strength 540 Newtons, UV Resist
7TCG009450R0183 | TY528MR | Active | 5414363065906 | 28.93 | 100 | 100 | stuk | Ty-Rap Fastening | BE31450 | LR (Premium Cable Ties I) | stuk | TY-RAP RVS Lip 360mmx4 8mm Nat. | COL.4.8X360MM 220N NAT | Cable Tie, Natural PA 6.6 for Temp up to 85 Degrees C, UL/EN/CSA62275, Type 2/21 L 360.5mm, W 4.82mm, Thickness 1.4mm, Tensile Strength 222 Newtons, MIL-SPEC | CABLE TIE 50LB 14IN NATURAL NYLON
7TCG009450R0186 | TYB23M | Active | 5414363066996 | 3.5 | 100 | 1000 | stuk | Ty-Rap Fastening | BE31450 | LR (Premium Cable Ties I) | stuk | TY-RAP RVS Lip 92mmx2 29mm Nat. | COL.2.4X92MM 80N NAT | Cable Tie, Natural PA 6.6 for Temp up to 85 Degrees C for Indoor Appl, Length 91.95mm, Width 2.29mm, Thickness 0.75mm Tensile Strength Rating of 80 Newtons | CABLE TIE 18LB 4IN NAT NYLON WKBOX
7TCG009450R0187 | TYB23M-0 | Active | 5414363067009 | 4.82 | 100 | 1000 | stuk | Ty-Rap Fastening | BE31450 | LR (Premium Cable Ties I) | stuk | TY-RAP RVS Lip 92mmx2 29mm zw | COL.2.4X92MM 80N NOIR | Cable Tie, Black PA 6.6, for Temp up to 85 Degrees C, UL/EN/CSA62275, Type 2/21 L 91.95mm, W 2.29mm, Thickness 0.75mm, Strength 80 Newtons, Workbench Box | TYRAP-BOX-1000PCS-BLACK-N6
7TCG009450R0188 | TYB23M-2 | Active | 5414363067016 | 4.82 | 100 | 1000 | stuk | Ty-Rap Fastening | BE31450 | LR (Premium Cable Ties I) | stuk | TY-RAP RVS Lip 92mmx2 29mm Rood | COL.2.4X92MM 80N ROU | Cable Tie, Red PA 6.6, for Temp up to 85 Degrees C, UL/EN/CSA62275, Type 2/21 L 91.95mm, W 2.29mm, Thickness 0.75mm, Strength 80 Newtons, Workbench Box | CABLE TIE 18LB 4IN RED NYLON WKBOX
7TCG009450R0191 | TYB24M-0 | Active | 5414363067061 | 7.32 | 100 | 1000 | stuk | Ty-Rap Fastening | BE31450 | LR (Premium Cable Ties I) | stuk | TY-RAP RVS Lip 140mmx3 56mm zw | COL.3.6X140MM 180N NOIR | Cable Tie, Black PA 6.6, for Temp up to 85 Degrees C, UL/EN/CSA62275, Type 2/21 L 139.7mm, W 3.56mm, Thickness 1.31mm, Strength 135 Newtons, Workbench Box | TYRAP-BOX-1000PCS-BLACK-N6
7TCG009450R0193 | TYB25M | Active | 5414363067092 | 9.58 | 100 | 1000 | stuk | Ty-Rap Fastening | BE31450 | LR (Premium Cable Ties I) | stuk | TY-RAP RVS Lip 186mmx4 67mm Nat. | COL.4.8X186MM 220N NAT | Cable Tie, Natural PA 6.6 for Temp up to 85 Degrees C for Indoor Appl, Length 185.67mm, Width 4.67mm, Thickness 1.09mm Tensile Strength Rating of 222 Newtons | CABLE TIE 50LB 7IN NAT NYLON WKBOX
7TCG009450R0194 | TYB25M-0 | Active | 5414363067108 | 10.96 | 100 | 1000 | stuk | Ty-Rap Fastening | BE31450 | LR (Premium Cable Ties I) | stuk | TY-RAP RVS Lip 186mmx4 67mm zw | COL.4.8X186MM 220N NOIR | Cable Tie, Black PA 6.6, for Temp up to 85 Degrees C, UL/EN/CSA62275, Type 2/21 L 185.67mm, W 4.67mm, Thickness 1.09mm, Strength 222 Newtons, Workbench Box | TYRAP-BOX-1000PCS-BLACK-N6
7TCG009450R0195 | TYB25M-2 | Active | 5414363067115 | 10.96 | 100 | 1000 | stuk | Ty-Rap Fastening | BE31450 | LR (Premium Cable Ties I) | stuk | TY-RAP RVS Lip 186mmx4 67mm Rood | COL.4.8X186MM 220N ROU | Cable Tie, Red PA 6.6, for Temp up to 85 Degrees C, UL/EN/CSA62275, Type 2/21 L 185.67mm, W 4.67mm, Thickness 1.09mm, Strength 222 Newtons, Workbench Box | CABLE TIE 50LB 7IN RED NYLON WKBOX
7TCG009450R0196 | TYB25M-5 | Active | 5414363067122 | 10.96 | 100 | 1000 | stuk | Ty-Rap Fastening | BE31450 | LR (Premium Cable Ties I) | stuk | TY-RAP RVS Lip 186mmx4 67mm Groen | COL.4.8X186MM 220N VER | Cable Tie, Green PA 6.6, for Temp up to 85 Degrees C, UL/EN/CSA62275, Type 2/21 L 185.67mm, W 4.67mm, Thickness 1.09mm, Strength 222 Newtons, Workbench Box | CABLE TIE 50LB 7IN GRN NYLON WKBOX
7TCG009450R0197 | TYB25M-6 | Active | 5414363067139 | 10.96 | 100 | 1000 | stuk | Ty-Rap Fastening | BE31450 | LR (Premium Cable Ties I) | stuk | TY-RAP RVS Lip 186mmx4 67mm Blauw | COL.4.8X186MM 220N BLE | Cable Tie, Blue PA 6.6, for Temp up to 85 Degrees C, UL/EN/CSA62275, Type 2/21 L 185.67mm, W 4.67mm, Thickness 1.09mm, Strength 222 Newtons, Workbench Box | CABLE TIE 50LB 7IN BLUE NYLON WKBOX
7TCG009450R0198 | TYB25MX | Active | 5414363067146 | 11.16 | 100 | 1000 | stuk | Ty-Rap Fastening | BE31450 | LR (Premium Cable Ties I) | stuk | CABLE TIE 50LB 7IN UV BLK NYL WKBOX | COL.4.8X186MM 220N NOIR UV | Cable Tie, Black PA 6.6, for Temp up to 105 Degrees C, UL/EN/CSA62275, Type 2/21 L 185.67mm, W 4.67mm, Thickness 1.09mm, Strength 222 N, Workbench Box, UV Resist | CABLE TIE 50LB 7IN UV BLK NYL WKBOX
7TCG009450R0210 | YLD-12-150-BC | Active | 5414363124979 | 195.24 | 100 | 100 | stuk | Ty-Rap Fastening | BE31450 | LT (Spares) | stuk | CABLE TIE 12X150MM SS LADR BLK COAT | COL.INOX316 CRAN.12X150MM REV. | Ladder Type 316 Stainless St. Cable Tie Black Polyester, up to 150 Degrees C, Length 150mm, Width 12.0mm, Thickness 0.46mm, Tensile Strength 890 N, UV Resis | CABLE TIE 12X150MM SS LADR BLK COAT
7TCG009450R0211 | YLD-12-225-BC | Active | 5414363124986 | 201.97 | 100 | 100 | stuk | Ty-Rap Fastening | BE31450 | LT (Spares) | stuk | CABLE TIE 12X225MM SS LADR BLK COAT | COL.INOX316 CRAN.12X225MM REV. | Ladder Type 316 Stainless St. Cable Tie Black Polyester, up to 150 Degrees C, Length 225mm, Width 12.0mm, Thickness 0.46mm, Tensile Strength 890 N, UV Resis | CABLE TIE 12X225MM SS LADR BLK COAT
7TCG009450R0212 | YLD-12-300-B | Active | 5414363124948 | 152.62 | 100 | 100 | stuk | Ty-Rap | BE31450 | LT (Spares) | stuk | TY-MET RVS Kabelbinder, Laddertype, 316, Ongecoat, 300mm x 12mm | COL. INOX316 CRANTE 12X300MM | Ladder Type 316 Stainless St. Cable Tie Uncoated for Temp up to 300 Degrees C, Length 300mm, Width 12.0mm, Thickness 0.35mm, Tensile Strength 890 Newtons | Ladder Type 316 Stainless St. Cable Tie Uncoated for Temp up to 300 Degrees C, Length 300mm, Width 12.0mm, Thickness 0.35mm, Tensile Strength 890 Newtons
7TCG009450R0213 | YLD-12-300-BC | Active | 5414363124993 | 210.72 | 100 | 100 | stuk | Ty-Rap Fastening | BE31450 | LT (Spares) | stuk | CABLE TIE 12X300MM SS LADR BLK COAT | COL.INOX316 CRAN.12X300MM REV. | Ladder Type 316 Stainless St. Cable Tie Black Polyester, up to 150 Degrees C, Length 300mm, Width 12.0mm, Thickness 0.46mm, Tensile Strength 890 N, UV Resis | CABLE TIE 12X300MM SS LADR BLK COAT
7TCG009450R0214 | YLD-12-450-B | Active | 5414363124955 | 220.94 | 100 | 100 | stuk | Ty-Rap | BE31450 | LT (Spares) | stuk | TY-MET RVS Kabelbinder, Laddertype, 316, Ongecoat, 450mm x 12mm | COL. INOX316 CRANTE 12X450MM | Ladder Type 316 Stainless St. Cable Tie Uncoated for Temp up to 300 Degrees C, Length 450mm, Width 12.0mm, Thickness 0.35mm, Tensile Strength 890 Newtons | Ladder Type 316 Stainless St. Cable Tie Uncoated for Temp up to 300 Degrees C, Length 450mm, Width 12.0mm, Thickness 0.35mm, Tensile Strength 890 Newtons
7TCG009450R0215 | YLD-12-450-BC | Active | 5414363125006 | 300.3 | 100 | 100 | stuk | Ty-Rap | BE31450 | LT (Spares) | stuk | TY-MET RVS Kabelbinder, Laddertype, 316, Zwarte Coating, 450mm x 12mm | COL.INOX316 CRAN.12X450MM REV. | Ladder Type 316 Stainless St. Cable Tie Black Polyester, up to 150 Degrees C, Length 300mm, Width 12.0mm, Thickness 0.46mm, Tensile Strength 890 N, UV Resis | Ladder Type 316 Stainless St. Cable Tie Black Polyester, up to 150 Degrees C, Length 300mm, Width 12.0mm, Thickness 0.46mm, Tensile Strength 890 N, UV Resis
7TCG009450R0216 | YLD-12-915-BC | Active | 5414363167976 | 614.19 | 100 | 100 | stuk | Ty-Rap Fastening | BE31450 | LT (Spares) | stuk | TY-MET LADDER TYPE CTD 12X915MM | ctd ty-met type échelle 12x915mm | Ladder Type 316 Stainless St. Cable Tie Black Polyester, up to 150 Degrees C, Length 915mm, Width 12.0mm, Thickness 0.46mm, Tensile Strength 890 N, UV Resis | TY-MET LADDER TYPE CTD 12X915MM
7TCG009450R0217 | YLD-7-150-B | Active | 5414363124825 | 95.82 | 100 | 100 | stuk | Ty-Rap Fastening | BE31450 | LT (Spares) | stuk | CABLE TIE 7X150MM SS LADDER UNCOAT | COL. INOX316 CRANTE 7X150MM | Ladder Type 316 Stainless St. Cable Tie Uncoated for Temp up to 300 Degrees C, Length 150mm, Width 7.0mm, Thickness 0.30mm, Tensile Strength 445 Newtons | CABLE TIE 7X150MM SS LADDER UNCOAT
7TCG009450R0218 | YLD-7-150-BC | Active | 5414363124870 | 158.04 | 100 | 100 | stuk | Ty-Rap Fastening | BE31450 | LT (Spares) | stuk | CABLE TIE 7X150MM SS LADDR BLK COAT | COL.INOX316 CRAN.7X150MM REV. | Ladder Type 316 Stainless St. Cable Tie Black Polyester, up to 150 Degrees C, Length 150mm, Width 7.0mm, Thickness 0.41mm, Tensile Strength 445 N, UV Resis | CABLE TIE 7X150MM SS LADDR BLK COAT
7TCG009450R0219 | YLD-7-225-B | Active | 5414363124832 | 114.14 | 100 | 100 | stuk | Ty-Rap Fastening | BE31450 | LT (Spares) | stuk | CABLE TIE 7X225MM SS LADDER UNCOAT | COL. INOX316 CRANTE 7X225MM | Ladder Type 316 Stainless St. Cable Tie Uncoated for Temp up to 300 Degrees C, Length 225mm, Width 7.0mm, Thickness 0.30mm, Tensile Strength 445 Newtons | CABLE TIE 7X225MM SS LADDER UNCOAT
7TCG009450R0220 | YLD-7-225-BC | Active | 5414363124887 | 184.49 | 100 | 100 | stuk | Ty-Rap Fastening | BE31450 | LT (Spares) | stuk | CABLE TIE 7X225MM SS LADDR BLK COAT | COL.INOX316 CRAN.7X225MM REV. | Ladder Type 316 Stainless St. Cable Tie Black Polyester, up to 150 Degrees C, Length 225mm, Width 7.0mm, Thickness 0.41mm, Tensile Strength 445 N, UV Resis | CABLE TIE 7X225MM SS LADDR BLK COAT
7TCG009450R0221 | YLD-7-300-B | Active | 5414363124849 | 156.75 | 100 | 100 | stuk | Ty-Rap Fastening | BE31450 | LT (Spares) | stuk | CABLE TIE 7X300MM SS LADDER UNCOAT | COL. INOX316 CRANTE 7X300MM | Ladder Type 316 Stainless St. Cable Tie Uncoated for Temp up to 300 Degrees C, Length 300mm, Width 7.0mm, Thickness 0.30mm, Tensile Strength 445 Newtons | CABLE TIE 7X300MM SS LADDER UNCOAT
7TCG009450R0222 | YLD-7-300-BC | Active | 5414363124894 | 193.4 | 100 | 100 | stuk | Ty-Rap Fastening | BE31450 | LT (Spares) | stuk | CABLE TIE 7X300MM SS LADDR BLK COAT | COL.INOX316 CRAN.7X300MM REV. | Ladder Type 316 Stainless St. Cable Tie Black Polyester, up to 150 Degrees C, Length 300mm, Width 7.0mm, Thickness 0.41mm, Tensile Strength 445 N, UV Resis | CABLE TIE 7X300MM SS LADDR BLK COAT
7TCG009450R0223 | YLD-7-450-BC | Active | 5414363124900 | 232.94 | 100 | 100 | stuk | Ty-Rap Fastening | BE31450 | LT (Spares) | stuk | CABLE TIE 7X450MM SS LADDR BLK COAT | COL.INOX316 CRAN.7X450MM REV. | Ladder Type 316 Stainless St. Cable Tie Black Polyester, up to 150 Degrees C, Length 450mm, Width 7.0mm, Thickness 0.41mm, Tensile Strength 445 N, UV Resis | CABLE TIE 7X450MM SS LADDR BLK COAT
7TCG009450R0224 | YLD-7-610-B | Active | 5414363124863 | 179.97 | 100 | 100 | stuk | Ty-Rap Fastening | BE31450 | LT (Spares) | stuk | CABLE TIE 7X610MM SS LADDER UNCOAT | COL. INOX316 CRANTE 7X610MM | Ladder Type 316 Stainless St. Cable Tie Uncoated for Temp up to 300 Degrees C, Length 610mm, Width 7.0mm, Thickness 0.30mm, Tensile Strength 445 Newtons | CABLE TIE 7X610MM SS LADDER UNCOAT
7TCG009450R0225 | YLD-7-610-BC | Active | 5414363124917 | 259.12 | 100 | 100 | stuk | Ty-Rap Fastening | BE31450 | LT (Spares) | stuk | CABLE TIE 7X610MM SS LADDR BLK COAT | COL.INOX316 CRAN.7X610MM REV. | Ladder Type 316 Stainless St. Cable Tie Black Polyester, up to 150 Degrees C, Length 610mm, Width 7.0mm, Thickness 0.41mm, Tensile Strength 445 N, UV Resis | CABLE TIE 7X610MM SS LADDR BLK COAT
7TCG009450R0226 | TY271MX-RW | Active | 5415022180213 | 49.85 | 100 | 500 | stuk | Ty-Rap Fastening | BE31450 | LR (Premium Cable Ties I) | stuk | Spoorweg 120Lb 5 9 Inch Uv 2-St | rail 120lb 5,9 po rés. uv 2-pc | Ty-Rap Cable Tie 150mm 540 Newtons UV-Resistant Black Polyamide 6.6 for Railway | RAILWAY 120LB 5.9 INCH UV 2-PC
7TCG009460R0102 | TY5272MR | Active | 5414363065760 | 48.28 | 100 | 50 | stuk | Ty-Rap Fastening | BE31450 | LR (Premium Cable Ties I) | stuk | TY-RAP RVS Lip 222mmx7 6mm Nat. | COL.7X223MM 540N NAT | Cable Tie, Natural PA 6.6 for Temp up to 85 Degrees C, UL/EN/CSA62275, Type 2/21 L 222.3mm, W 6.99mm, Thickness 1.78mm, Tensile Strength 534 Newtons | CABLE TIE 120LB 9IN NATURAL NYLON
7TCG009460R0103 | TY5272MXR | Active | 5414363065784 | 47.55 | 100 | 50 | stuk | Ty-Rap Fastening | BE31450 | LR (Premium Cable Ties I) | stuk | CABLE TIE 120LB 9IN UV zw.NYLON | COL.7X223MM 540N NOIR UV | Cable Tie, Black PA 6.6, for Temp up to 105 Degrees C, UL/EN/CSA62275, Type 2/21 L 223mm, W 7.0mm, Thickness 1.6mm, Tensile Strength 540 Newtons, UV Resist | CABLE TIE 120LB 9IN UV BLACK NYLON
7TCG009460R0104 | TY54SM | Active | 5414363066606 | 21.71 | 100 | 1000 | stuk | Ty-Rap Fastening | BE31450 | LR (Premium Cable Ties I) | stuk | TY-RAP RVS Lip 151mmx3 7mm Nat. | COL.ACLIPS 3.5X150MM NAT | Panel Mounting Cable Tie, Natural PA 6.6 for Temp up to 85 Degrees C, for Indoor Appl, L 150mm, W 3.5mm, Thickness 1mm, Tensile Strength Rating 130 Newtons | CABLE TIE 30LB 6IN NAT NYL PNL MNT
7TCG009460R0105 | TY54SMX | Active | 5414363066613 | 44.35 | 100 | 1000 | stuk | Ty-Rap Fastening | BE31450 | LR (Premium Cable Ties I) | stuk | CABLE TIE 30LB 6IN BLK NYL PNLMNT | COL.ACLIPS 3.5X150MM NOIR UV | Panel Mounting Cable Tie, Black PA 6.6, for Temp up to 85 Degrees C, UV Res, for Indoor or Outdoor Appl, L 150mm, W 3.5mm Thickness 1mm, Tensile Strength 130 Newt | CABLE TIE 30LB 6IN BLK NYL PNL MNT
7TCG009460R0106 | TY554SMR | Active | 5414363066712 | 30.96 | 100 | 100 | stuk | Ty-Rap Fastening | BE31450 | LR (Premium Cable Ties I) | stuk | TY-RAP RVS Lip 150mmx3 5mm Nat. | COL.ACLIPS 3.5X150MM NAT | Special Cable Tie, Natural PA 6.6, Temp up to 85 Degree C, Steel Nose, Arrowhead L 150mm, W 3.5mm, Tensile Strength 130 Newtons, Euroslot Packaging | TYRAP-PK-100PCS--N66
7TCG009460R0111 | TYHB23M | Active | 5414363067511 | 5.53 | 100 | 1000 | stuk | Ty-Rap Fastening | BE31450 | LR (Premium Cable Ties I) | stuk | CABLE TIE 18LB 4IN GR NYL HEAT STBL | COL.2.4X92MMM 80N 105°C | Cable Tie, Heat Stabilized Nat PA 6.6 Temp up to 105 Degrees C, UL/EN/CSA62275 Type 2/21, L 92mm, W 2.4mm, Thickness 1.0mm, Strength 80 Newtons, UV Resistant | CABLE TIE 18LB 4IN GR NYL HEAT STBL
7TCG009460R0126 | YBR-12.7-25BC | Active | 5414363458548 | 15768.94 | 100 | 1 | lengte | Ty-Rap Fastening | BE31450 | LT (Spares) | lengte | B,ING 316 SS BLK PP COAT 12.7MM | courroie 316 inox rev. pp noir 12,7mm | 316 Stainless Steel Band on Reel with Separate Heads, Black Polypropylene Coating, Length of 25m, Width of 12.7mm | BANDING 316 SS BLK PP COAT 12.7MM
7TCG009460R0127 | YBR-15.9-25BC | Active | 5414363458555 | 19248.31 | 100 | 1 | lengte | Ty-Rap Fastening | BE31450 | LT (Spares) | lengte | B,ING 316 SS BLK PP COAT 15.9MM | courroie 316 inox rev. pp noir 15,9mm | 316 Stainless Steel Band on Reel with Separate Heads, Black Polypropylene Coating, Length of 25m, Width of 15.9mm | BANDING 316 SS BLK PP COAT 15.9MM
7TCG009460R0128 | YBR-19.1-25BC | Active | 5414363458562 | 21308.56 | 100 | 1 | lengte | Ty-Rap Fastening | BE31450 | LT (Spares) | lengte | B,ING 316 SS BLK PP COAT 19.1MM | courroie 316 inox rev. pp noir 19,1mm | 316 Stainless Steel Band on Reel with Separate Heads, Black Polypropylene Coating, Length of 25m, Width of 19.1mm | BANDING 316 SS BLK PP COAT 19.1MM
7TCG009460R0129 | YBR-6.4-25BC | Active | 5414363458524 | 8666.1 | 100 | 1 | lengte | Ty-Rap Fastening | BE31450 | LT (Spares) | lengte | B,ING 316 SS BLK PP COAT 6.4MM | courroie 316 inox rev. pp noir 6,4mm | 316 Stainless Steel Band on Reel with Separate Heads, Black Polypropylene Coating, Length of 25m, Width of 6.4mm | BANDING 316 SS BLK PP COAT 6.4MM
7TCG009460R0130 | YBR-9.5-25BC | Active | 5414363458531 | 11861.64 | 100 | 1 | lengte | Ty-Rap Fastening | BE31450 | LT (Spares) | lengte | B,ING 316 SS BLK PP COAT 9.5MM | courroie 316 inox rev. pp noir 9,5mm | 316 Stainless Steel Band on Reel with Separate Heads, Black Polypropylene Coating, Length of 25m, Width of 9.5mm | BANDING 316 SS BLK PP COAT 9.5MM
7TCG009460R0133 | YLD-12-150-B | Active | 5414363124924 | 134.44 | 100 | 100 | stuk | Ty-Rap Fastening | BE31450 | LT (Spares) | stuk | TY-MET RVS Laddertype 316 Ongecoat 150mmx12mm | COL. INOX316 CRANTE 12X150MM | Ladder Type 316 Stainless St. Cable Tie Uncoated for Temp up to 300 Degrees C, Length 150mm, Width 12.0mm, Thickness 0.35mm, Tensile Strength 890 Newtons | CABLE TIE 12X150MM SS LADDER UNCOAT
7TCG009460R0136 | YLD-12-225-B | Active | 5414363124931 | 129.12 | 100 | 100 | stuk | Ty-Rap | BE31450 | LT (Spares) | stuk | TY-MET RVS Kabelbinder, Laddertype, 316, Ongecoat, 225mm x 12mm | COL. INOX316 CRANTE 12X225MM | Ladder Type 316 Stainless St. Cable Tie Uncoated for Temp up to 300 Degrees C, Length 225mm, Width 12.0mm, Thickness 0.35mm, Tensile Strength 890 Newtons | Ladder Type 316 Stainless St. Cable Tie Uncoated for Temp up to 300 Degrees C, Length 225mm, Width 12.0mm, Thickness 0.35mm, Tensile Strength 890 Newtons
7TCG009460R0143 | YLD-12-610-B | Active | 5414363124962 | 292.73 | 100 | 100 | stuk | Ty-Rap | BE31450 | LT (Spares) | stuk | TY-MET RVS Kabelbinder, Laddertype, 316, Ongecoat, 610mm x 12mm | COL. INOX316 CRANTE 12X610MM | Ladder Type 316 Stainless S Cable Tie, Uncoated for Temp up to 300 Degrees C, for High Temp Appl, L 610mm, W 12mm, Thickness 0.35mm, Strength 890 Newtons | Ladder Type 316 Stainless S Cable Tie, Uncoated for Temp up to 300 Degrees C, for High Temp Appl, L 610mm, W 12mm, Thickness 0.35mm, Strength 890 Newtons
7TCG009460R0144 | YLD-12-610-BC | Active | 5414363125013 | 405.28 | 100 | 100 | stuk | Ty-Rap | BE31450 | LT (Spares) | stuk | TY-MET RVS Kabelbinder, Laddertype, 316, Zwarte Coating, 610mm x 12mm | COL.INOX316 CRAN.12X610MM REV. | Ladder Type 316 Stainless St. Cable Tie Black Polyester, up to 150 Degrees C, Length 610mm, Width 12.0mm, Thickness 0.46mm, Tensile Strength 890 N, UV Resis | Ladder Type 316 Stainless St. Cable Tie Black Polyester, up to 150 Degrees C, Length 610mm, Width 12.0mm, Thickness 0.46mm, Tensile Strength 890 N, UV Resis
7TCG009460R0152 | YLD-7-225-BC-2 | Active | 5414363456612 | 208.73 | 100 | 100 | stuk | Ty-Rap Fastening | BE31450 | LT (Spares) | stuk | TY-MET LADD TYPE 7X225 RED COATING | COLINOX 316 CRANTE 7 X 225 MM | Ladder Type 316 Stainless S Cable Tie Red Polyester Coating Temp to 150 Degr C UV Resist L 225mm, W 7.0mm, Thick 0.41mm Tensile Strength Rating 445N | TY-MET LADD TYPE 7X225 RED COATING
7TCG009460R0154 | YLD-7-300-BC-2 | Active | 5414363456629 | 219.23 | 100 | 100 | stuk | Ty-Rap Fastening | BE31450 | LT (Spares) | stuk | TY-MET LADD TYPE 7X300 RED COATING | COL INOX 316 CRANTE 7X300 MM- | Ladder Type 316 Stainless S Cable Tie Red Polyester Coating Temp to 150 Degr C UV Resist L 300mm, W 7.0mm, Thick 0.41mm Tensile Strength Rating 445N | TY-MET LADD TYPE 7X300 RED COATING
7TCG009460R0157 | YLD-7-450-B | Active | 5414363124856 | 149.42 | 100 | 100 | stuk | Ty-Rap Fastening | BE31450 | LT (Spares) | stuk | CABLE TIE 7X450MM SS LADDER UNCOAT | COL. INOX316 CRANTE 7X450MM | Ladder Type 316 Stainless St. Cable Tie Uncoated for Temp up to 300 Degrees C, Length 450mm, Width 7.0mm, Thickness 0.30mm, Tensile Strength 445 Newtons | CABLE TIE 7X450MM SS LADDER UNCOAT
7TCG009460R0158 | YLD-7-450-BC-2 | Active | 5414363456636 | 264.29 | 100 | 100 | stuk | Ty-Rap Fastening | BE31450 | LT (Spares) | stuk | TY-MET LADD TYPE 7X450 RED COATING | COL INOX 316 CRANTE 7 X 450 MM | Ladder Type 316 Stainless S Cable Tie Red Polyester Coating Temp to 150 Degr C UV Resist L 450mm, W 7.0mm, Thick 0.41mm Tensile Strength Rating 445N | TY-MET LADD TYPE 7X450 RED COATING
7TCG009470R0059 | YBRH-12.7 | Active | 5414363458593 | 82.02 | 100 | 100 | stuk | Ty-Rap Fastening | BE31450 | LT (Spares) | stuk | B,ING BUCKLE 316 SS UNCOAT 12.7MM | boucle courroie 316 inox non rev. 12,7mm | 316 Stainless Steel Head (Buckle), Uncoated, L of 16.5mm, Width of 22.3mm 0 | BANDING BUCKLE 316 SS UNCOAT 12.7MM
7TCG009470R0060 | YBRH-15.9 | Active | 5414363458609 | 97.46 | 100 | 100 | stuk | Ty-Rap Fastening | BE31450 | LT (Spares) | stuk | B,ING BUCKLE 316 SS UNCOAT 15.9MM | boucle courroie 316 inox non rev. 15,9mm | 316 Stainless Steel Head (Buckle), Uncoated, L of 19.4mm, Width of 22.3mm 0 | BANDING BUCKLE 316 SS UNCOAT 15.9MM
7TCG009470R0061 | YBRH-19.1 | Active | 5414363458616 | 111.46 | 100 | 100 | stuk | Ty-Rap Fastening | BE31450 | LT (Spares) | stuk | B,ING BUCKLE 316 SS UNCOAT 19.1MM | boucle courroie 316 inox non rev. 19,1mm | 316 Stainless Steel Head (Buckle), Uncoated, L of 21.7mm, Width of 22.3mm 0 | BANDING BUCKLE 316 SS UNCOAT 19.1MM
7TCG009470R0062 | YBRH-6.4 | Active | 5414363458579 | 55.74 | 100 | 100 | stuk | Ty-Rap Fastening | BE31450 | LT (Spares) | stuk | B,ING BUCKLE 316 SS UNCOAT 6.4MM | boucle courroie 316 inox non rev. 6,4mm | 316 Stainless Steel Head (Buckle), Uncoated, L of 9.3mm, Width of 15.9mm 0 | BANDING BUCKLE 316 SS UNCOAT 6.4MM
7TCG009470R0063 | YBRH-9.5 | Active | 5414363458586 | 60.07 | 100 | 100 | stuk | Ty-Rap Fastening | BE31450 | LT (Spares) | stuk | B,ING BUCKLE 316 SS UNCOAT 9.5MM | boucle courroie 316 inox non rev. 9,5mm | 316 Stainless Steel Head (Buckle), Uncoated, L of 12mm, Width of 15.9mm 0 | BANDING BUCKLE 316 SS UNCOAT 9.5MM
7TCG009470R0065 | YID-CHAR-1 | Active | 5414363457954 | 39.54 | 100 | 100 | stuk | Ty-Rap Fastening | BE31450 | LT (Spares) | stuk | IDENTIF CHARACTER 1 SS PRE-EMBOSSED | caract. identif. 1 inox pré-gaufr | Stainless Steel Identification System, Uncoated Sleeve Pre-Embossed w/ Digit 1 316 Grade Stainless Steel, Length 9.2mm Width 8mm, Thickness 0.25mm | IDENTIF CHARACTER 1 SS PRE-EMBOSSED
7TCG009470R0066 | YID-CHAR-2 | Active | 5414363457961 | 39.54 | 100 | 100 | stuk | Ty-Rap Fastening | BE31450 | LT (Spares) | stuk | IDENTIF CHARACTER 2 SS PRE-EMBOSSED | caract. identif. 2 inox pré-gaufr | Stainless Steel Identification System, Uncoated Sleeve Pre-Embossed w/ Digit 2 316 Grade Stainless Steel, Length 9.2mm Width 8mm, Thickness 0.25mm | IDENTIF CHARACTER 2 SS PRE-EMBOSSED
7TCG009470R0067 | YID-CHAR-3 | Active | 5414363457978 | 39.54 | 100 | 100 | stuk | Ty-Rap Fastening | BE31450 | LT (Spares) | stuk | 316 SS IDENTIF CHARACTER 3 | 316 caract. identif. inox. 3 | Stainless Steel Identification System, Uncoated Sleeve Pre-Embossed w/ Digit 3 316 Grade Stainless Steel, Length 9.2mm Width 8mm, Thickness 0.25mm | 316 SS IDENTIF CHARACTER 3
7TCG009470R0068 | YID-CHAR-4 | Active | 5414363457985 | 39.54 | 100 | 100 | stuk | Ty-Rap Fastening | BE31450 | LT (Spares) | stuk | 316 SS IDENTIF CHARACTER 4 | 316 caract. identif. inox. 4 | Stainless Steel Identification System, Uncoated Sleeve Pre-Embossed w/ Digit 4 316 Grade Stainless Steel, Length 9.2mm Width 8mm, Thickness 0.25mm | 316 SS IDENTIF CHARACTER 4
7TCG009470R0069 | YID-CHAR-5 | Active | 5414363457992 | 39.54 | 100 | 100 | stuk | Ty-Rap Fastening | BE31450 | LT (Spares) | stuk | 316 SS IDENTIF CHARACTER 5 | 316 caract. identif. inox. 5 | Stainless Steel Identification System, Uncoated Sleeve Pre-Embossed w/ Digit 5 316 Grade Stainless Steel, Length 9.2mm Width 8mm, Thickness 0.25mm | 316 SS IDENTIF CHARACTER 5
7TCG009470R0070 | YID-CHAR-6 | Active | 5414363458005 | 39.54 | 100 | 100 | stuk | Ty-Rap Fastening | BE31450 | LT (Spares) | stuk | 316 SS IDENTIF CHARACTER 6 | 316 caract. identif. inox. 6 | Stainless Steel Identification System, Uncoated Sleeve Pre-Embossed w/ Digit 6 316 Grade Stainless Steel, Length 9.2mm Width 8mm, Thickness 0.25mm | 316 SS IDENTIF CHARACTER 6
7TCG009470R0071 | YID-CHAR-7 | Active | 5414363458012 | 48.23 | 100 | 100 | stuk | Ty-Rap Fastening | BE31450 | LT (Spares) | stuk | 316 SS IDENTIF CHARACTER 7 | 316 caract. identif. inox. 7 | Stainless Steel Identification System, Uncoated Sleeve Pre-Embossed w/ Digit 7 316 Grade Stainless Steel, Length 9.2mm Width 8mm, Thickness 0.25mm | 316 SS IDENTIF CHARACTER 7
7TCG009470R0072 | YID-CHAR-8 | Active | 5414363458029 | 39.54 | 100 | 100 | stuk | Ty-Rap Fastening | BE31450 | LT (Spares) | stuk | 316 SS IDENTIF CHARACTER 8 | 316 caract. identif. inox. 8 | Stainless Steel Identification System, Uncoated Sleeve Pre-Embossed w/ Digit 8 316 Grade Stainless Steel, Length 9.2mm Width 8mm, Thickness 0.25mm | 316 SS IDENTIF CHARACTER 8
7TCG009470R0074 | YID-CHAR-A | Active | 5414363453581 | 39.54 | 100 | 100 | stuk | Ty-Rap Fastening | BE31450 | LT (Spares) | stuk | 316 SS IDENTIF CHARACTER A | 316 caract. identif. inox. a | Stainless Steel Identification System, Uncoated Sleeve Pre-Embossed w/ Letter A 316 Grade Stainless Steel, Length 9.2mm Width 8mm, Thickness 0.25mm | 316 SS IDENTIF CHARACTER A
7TCG009470R0075 | YID-CHAR-B | Active | 5414363453598 | 39.54 | 100 | 100 | stuk | Ty-Rap Fastening | BE31450 | LT (Spares) | stuk | 316 SS IDENTIF CHARACTER B | 316 caract. identif. inox. b | Stainless Steel Identification System, Uncoated Sleeve Pre-Embossed w/ Letter B 316 Grade Stainless Steel, Length 9.2mm Width 8mm, Thickness 0.25mm | 316 SS IDENTIF CHARACTER B
7TCG009470R0076 | YID-CHAR-BLANK | Active | 5414363458067 | 39.54 | 100 | 100 | stuk | Ty-Rap Fastening | BE31450 | LT (Spares) | stuk | 316 SS IDENTIF CHARACTER BLANK | 316 caract. identif. inox. vide | Stainless Steel Identification System, Uncoated Sleeve Blank Filler, 316 Grade Stainless Steel, Length 9.2mm Width 8mm, Thickness 0.25mm | 316 SS IDENTIF CHARACTER BLANK
7TCG009470R0078 | YID-CHAR-C | Active | 5414363453604 | 39.54 | 100 | 100 | stuk | Ty-Rap Fastening | BE31450 | LT (Spares) | stuk | 316 SS IDENTIF CHARACTER C | 316 caract. identif. inox. c | Stainless Steel Identification System, Uncoated Sleeve Pre-Embossed w/ Letter C 316 Grade Stainless Steel, Length 9.2mm Width 8mm, Thickness 0.25mm | 316 SS IDENTIF CHARACTER C
7TCG009470R0079 | YID-CHAR-D | Active | 5414363453611 | 39.54 | 100 | 100 | stuk | Ty-Rap Fastening | BE31450 | LT (Spares) | stuk | 316 SS IDENTIF CHARACTER D | 316 caract. identif. inox. d | Stainless Steel Identification System, Uncoated Sleeve Pre-Embossed w/ Letter D 316 Grade Stainless Steel, Length 9.2mm Width 8mm, Thickness 0.25mm | 316 SS IDENTIF CHARACTER D
7TCG009470R0080 | YID-CHAR-E | Active | 5414363453635 | 39.54 | 100 | 100 | stuk | Ty-Rap Fastening | BE31450 | LT (Spares) | stuk | 316 SS IDENTIF CHARACTER E | 316 caract. identif. inox. e | Stainless Steel Identification System, Uncoated Sleeve Pre-Embossed w/ Letter E 316 Grade Stainless Steel, Length 9.2mm Width 8mm, Thickness 0.25mm | 316 SS IDENTIF CHARACTER E
7TCG009470R0081 | YID-CHAR-EARTH | Active | 5414363458074 | 39.54 | 100 | 100 | stuk | Ty-Rap Fastening | BE31450 | LT (Spares) | stuk | 316 SS IDENTIF SYMBOL EARTH | 316 symbole identif. terre | Stainless Steel Identification System, Uncoated Sleeve Pre-Emb. w/ Earth Symbol 316 Grade Stainless Steel, Length 9.2mm Width 8mm, Thickness 0.25mm | 316 SS IDENTIF SYMBOL EARTH
7TCG009470R0082 | YID-CHAR-F | Active | 5414363453642 | 39.54 | 100 | 100 | stuk | Ty-Rap Fastening | BE31450 | LT (Spares) | stuk | 316 SS IDENTIF CHARACTER F | 316 caract. identif. inox. f | Stainless Steel Identification System, Uncoated Sleeve Pre-Embossed w/ Letter F 316 Grade Stainless Steel, Length 9.2mm Width 8mm, Thickness 0.25mm | 316 SS IDENTIF CHARACTER F
7TCG009470R0083 | YID-CHAR-G | Active | 5414363453659 | 39.54 | 100 | 100 | stuk | Ty-Rap Fastening | BE31450 | LT (Spares) | stuk | 316 SS IDENTIF CHARACTER G | 316 caract. identif. inox. g | Stainless Steel Identification System, Uncoated Sleeve Pre-Embossed w/ Letter G 316 Grade Stainless Steel, Length 9.2mm Width 8mm, Thickness 0.25mm | 316 SS IDENTIF CHARACTER G
7TCG009470R0084 | YID-CHAR-H | Active | 5414363453666 | 39.54 | 100 | 100 | stuk | Ty-Rap Fastening | BE31450 | LT (Spares) | stuk | 316 SS IDENTIF CHARACTER H | 316 caract. identif. inox. h | Stainless Steel Identification System, Uncoated Sleeve Pre-Embossed w/ Letter H 316 Grade Stainless Steel, Length 9.2mm Width 8mm, Thickness 0.25mm | 316 SS IDENTIF CHARACTER H
7TCG009470R0085 | YID-CHAR-I | Active | 5414363453673 | 39.54 | 100 | 100 | stuk | Ty-Rap Fastening | BE31450 | LT (Spares) | stuk | 316 SS IDENTIF CHARACTER I | 316 caract. identif. inox. i | Stainless Steel Identification System, Uncoated Sleeve Pre-Embossed w/ Letter I 316 Grade Stainless Steel, Length 9.2mm Width 8mm, Thickness 0.25mm | 316 SS IDENTIF CHARACTER I
7TCG009470R0086 | YID-CHAR-J | Active | 5414363453680 | 39.54 | 100 | 100 | stuk | Ty-Rap Fastening | BE31450 | LT (Spares) | stuk | 316 SS IDENTIF CHARACTER J | 316 caract. identif. inox. j | Stainless Steel Identification System, Uncoated Sleeve Pre-Embossed w/ Letter J 316 Grade Stainless Steel, Length 9.2mm Width 8mm, Thickness 0.25mm | 316 SS IDENTIF CHARACTER J
7TCG009470R0087 | YID-CHAR-K | Active | 5414363453697 | 39.54 | 100 | 100 | stuk | Ty-Rap Fastening | BE31450 | LT (Spares) | stuk | 316 SS IDENTIF CHARACTER K | 316 caract. identif. inox. k | Stainless Steel Identification System, Uncoated Sleeve Pre-Embossed w/ Letter K 316 Grade Stainless Steel, Length 9.2mm Width 8mm, Thickness 0.25mm | 316 SS IDENTIF CHARACTER K
7TCG009470R0088 | YID-CHAR-L | Active | 5414363453703 | 39.54 | 100 | 100 | stuk | Ty-Rap Fastening | BE31450 | LT (Spares) | stuk | 316 SS IDENTIF CHARACTER L | 316 caract. identif. inox. l | Stainless Steel Identification System, Uncoated Sleeve Pre-Embossed w/ Letter L 316 Grade Stainless Steel, Length 9.2mm Width 8mm, Thickness 0.25mm | 316 SS IDENTIF CHARACTER L
7TCG009470R0089 | YID-CHAR-M | Active | 5414363453710 | 39.54 | 100 | 100 | stuk | Ty-Rap Fastening | BE31450 | LT (Spares) | stuk | 316 SS IDENTIF CHARACTERM | 316 caract. identif. inox. m | Stainless Steel Identification System, Uncoated Sleeve Pre-Embossed w/ Letter M 316 Grade Stainless Steel, Length 9.2mm Width 8mm, Thickness 0.25mm | 316 SS IDENTIF CHARACTER M
7TCG009470R0090 | YID-CHAR-MINUS | Active | 5414363458043 | 39.54 | 100 | 100 | stuk | Ty-Rap Fastening | BE31450 | LT (Spares) | stuk | 316 SS IDENTIF CHARACTERMINUS | 316 caract. identif. inox. moins | Stainless Steel Identification System, Uncoated Sleeve Pre-Emb. w/ Minus Symbol 316 Grade Stainless Steel, Length 9.2mm Width 8mm, Thickness 0.25mm | 316 SS IDENTIF CHARACTER MINUS
7TCG009470R0091 | YID-CHAR-N | Active | 5414363453727 | 39.54 | 100 | 100 | stuk | Ty-Rap Fastening | BE31450 | LT (Spares) | stuk | 316 SS IDENTIF CHARACTER N | 316 caract. identif. inox. n | Stainless Steel Identification System, Uncoated Sleeve Pre-Embossed w/ Letter N 316 Grade Stainless Steel, Length 9.2mm Width 8mm, Thickness 0.25mm | 316 SS IDENTIF CHARACTER N
7TCG009470R0092 | YID-CHAR-O | Active | 5414363453734 | 39.54 | 100 | 100 | stuk | Ty-Rap Fastening | BE31450 | LT (Spares) | stuk | 316 SS IDENTIF CHARACTER O | 316 caract. identif. inox. o | Stainless Steel Identification System, Uncoated Sleeve Pre-Embossed w/ Letter O 316 Grade Stainless Steel, Length 9.2mm Width 8mm, Thickness 0.25mm | 316 SS IDENTIF CHARACTER O
7TCG009470R0093 | YID-CHAR-P | Active | 5414363457121 | 39.54 | 100 | 100 | stuk | Ty-Rap Fastening | BE31450 | LT (Spares) | stuk | 316 SS IDENTIF CHARACTER P | 316 caract. identif. inox. p | Stainless Steel Identification System, Uncoated Sleeve Pre-Embossed w/ Letter P 316 Grade Stainless Steel, Length 9.2mm Width 8mm, Thickness 0.25mm | 316 SS IDENTIF CHARACTER P
7TCG009470R0094 | YID-CHAR-PLUS | Active | 5414363458036 | 39.54 | 100 | 100 | stuk | Ty-Rap Fastening | BE31450 | LT (Spares) | stuk | 316 SS IDENTIF CHARACTER PLUS | 316 caract. identif. inox. plus | Stainless Steel Identification System, Uncoated Sleeve Pre-Emb. w/ Plus Symbol 316 Grade Stainless Steel, Length 9.2mm Width 8mm, Thickness 0.25mm | 316 SS IDENTIF CHARACTER PLUS
7TCG009470R0095 | YID-CHAR-Q | Active | 5414363457138 | 39.54 | 100 | 100 | stuk | Ty-Rap Fastening | BE31450 | LT (Spares) | stuk | 316 SS IDENTIF CHARACTER Q | 316 caract. identif. inox. q | Stainless Steel Identification System, Uncoated Sleeve Pre-Embossed w/ Letter Q 316 Grade Stainless Steel, Length 9.2mm Width 8mm, Thickness 0.25mm | 316 SS IDENTIF CHARACTER Q
7TCG009470R0096 | YID-CHAR-R | Active | 5414363457145 | 39.54 | 100 | 100 | stuk | Ty-Rap Fastening | BE31450 | LT (Spares) | stuk | 316 SS IDENTIF CHARACTER R | 316 caract. identif. inox. r | Stainless Steel Identification System, Uncoated Sleeve Pre-Embossed w/ Letter R 316 Grade Stainless Steel, Length 9.2mm Width 8mm, Thickness 0.25mm | 316 SS IDENTIF CHARACTER R
7TCG009470R0097 | YID-CHAR-S | Active | 5414363457152 | 39.54 | 100 | 100 | stuk | Ty-Rap Fastening | BE31450 | LT (Spares) | stuk | 316 SS IDENTIF CHARACTER S | 316 caract. identif. inox. s | Stainless Steel Identification System, Uncoated Sleeve Pre-Embossed w/ Letter S 316 Grade Stainless Steel, Length 9.2mm Width 8mm, Thickness 0.25mm | 316 SS IDENTIF CHARACTER S
7TCG009470R0098 | YID-CHAR-SINE | Active | 5414363458081 | 39.54 | 100 | 100 | stuk | Ty-Rap Fastening | BE31450 | LT (Spares) | stuk | 316 SS IDENTIF SYMBOL SINE | 316 symbole identif. sinus | Stainless Steel Identification System, Uncoated Sleeve Pre-Emb. w/ Sine Symbol 316 Grade Stainless Steel, Length 9.2mm Width 8mm, Thickness 0.25mm | 316 SS IDENTIF SYMBOL SINE
7TCG009470R0099 | YID-CHAR-SLASH | Active | 5414363458050 | 39.54 | 100 | 100 | stuk | Ty-Rap Fastening | BE31450 | LT (Spares) | stuk | 316 SS IDENTIF CHARACTER SLASH | 316 caract. identif. inox. bar obl | Stainless Steel Identification System, Uncoated Sleeve Pre-Emb. w/ Slash Symbol 316 Grade Stainless Steel, Length 9.2mm Width 8mm, Thickness 0.25mm | 316 SS IDENTIF CHARACTER SLASH
7TCG009470R0100 | YID-CHAR-T | Active | 5414363457169 | 39.54 | 100 | 100 | stuk | Ty-Rap Fastening | BE31450 | LT (Spares) | stuk | 316 SS IDENTIF CHARACTER T | 316 caract. identif. inox. t | Stainless Steel Identification System, Uncoated Sleeve Pre-Embossed w/ Letter S 316 Grade Stainless Steel, Length 9.2mm Width 8mm, Thickness 0.25mm | 316 SS IDENTIF CHARACTER T
7TCG009470R0101 | YID-CHAR-U | Active | 5414363457176 | 39.54 | 100 | 100 | stuk | Ty-Rap Fastening | BE31450 | LT (Spares) | stuk | 316 SS IDENTIF CHARACTER U | 316 caract. identif. inox. u | Stainless Steel Identification System, Uncoated Sleeve Pre-Embossed w/ Letter U 316 Grade Stainless Steel, Length 9.2mm Width 8mm, Thickness 0.25mm | 316 SS IDENTIF CHARACTER U
7TCG009470R0102 | YID-CHAR-V | Active | 5414363457183 | 39.54 | 100 | 100 | stuk | Ty-Rap Fastening | BE31450 | LT (Spares) | stuk | 316 SS IDENTIF CHARACTER V | 316 caract. identif. inox. v | Stainless Steel Identification System, Uncoated Sleeve Pre-Embossed w/ Letter V 316 Grade Stainless Steel, Length 9.2mm Width 8mm, Thickness 0.25mm | 316 SS IDENTIF CHARACTER V
7TCG009470R0103 | YID-CHAR-W | Active | 5414363457190 | 39.54 | 100 | 100 | stuk | Ty-Rap Fastening | BE31450 | LT (Spares) | stuk | 316 SS IDENTIF CHARACTER W | 316 caract. identif. inox. w | Stainless Steel Identification System, Uncoated Sleeve Pre-Embossed w/ Letter W 316 Grade Stainless Steel, Length 9.2mm Width 8mm, Thickness 0.25mm | 316 SS IDENTIF CHARACTER W
7TCG009470R0104 | YID-CHAR-X | Active | 5414363457206 | 39.54 | 100 | 100 | stuk | Ty-Rap Fastening | BE31450 | LT (Spares) | stuk | 316 SS IDENTIF CHARACTER X | 316 caract. identif. inox. x | Stainless Steel Identification System, Uncoated Sleeve Pre-Embossed w/ Letter X 316 Grade Stainless Steel, Length 9.2mm Width 8mm, Thickness 0.25mm | 316 SS IDENTIF CHARACTER X
7TCG009470R0105 | YID-CHAR-Y | Active | 5414363457213 | 39.54 | 100 | 100 | stuk | Ty-Rap Fastening | BE31450 | LT (Spares) | stuk | 316 SS IDENTIF CHARACTER Y | 316 caract. identif. inox. y | Stainless Steel Identification System, Uncoated Sleeve Pre-Embossed w/ Letter Y 316 Grade Stainless Steel, Length 9.2mm Width 8mm, Thickness 0.25mm | 316 SS IDENTIF CHARACTER Y
7TCG009470R0106 | YID-CHAR-Z | Active | 5414363457220 | 39.54 | 100 | 100 | stuk | Ty-Rap Fastening | BE31450 | LT (Spares) | stuk | 316 SS IDENTIF CHARACTER Z | 316 caract. identif. inox. z | Stainless Steel Identification System, Uncoated Sleeve Pre-Embossed w/ Letter Z 316 Grade Stainless Steel, Length 9.2mm Width 8mm, Thickness 0.25mm | 316 SS IDENTIF CHARACTER Z
7TCG009470R0107 | YID-STRIP-10 | Active | 5414363458104 | 110.28 | 100 | 100 | stuk | Ty-Rap | BE31450 | LT (Spares) | stuk | Roestvrij Stalen Identificatie Systeem, Ongecoate Draagstrip voor 10 Hulzen, 316 Roestvrij Staal, Lengte 9,2mm, Wijdte 8mm, Dikte 0,25mm | band indentif ac inox ty-met 10 car | Stainless Steel Identification System, Uncoated Carrier Strip for 10 Sleeves, 316 Grade Stainless Steel, Length 9.2mm Width 8mm, Thickness 0.25mm | Stainless Steel Identification System, Uncoated Carrier Strip for 10 Sleeves, 316 Grade Stainless Steel, Length 9.2mm Width 8mm, Thickness 0.25mm
7TCG009470R0108 | YID-STRIP-16 | Active | 5414363458111 | 198.23 | 100 | 100 | stuk | Ty-Rap Fastening | BE31450 | LT (Spares) | stuk | TY-MET S/S IDENTIF STRIP 16 CHAR | band indentif ac inox ty-met 16 car | Stainless Steel Identification System, Uncoated Carrier Strip for 16 Sleeves, 316 Grade Stainless Steel, Length 9.2mm Width 8mm, Thickness 0.25mm | TY-MET S/S IDENTIF STRIP 16 CHAR
7TCG009470R0111 | YID-STRIP-6 | Active | 5414363458098 | 123.91 | 100 | 100 | stuk | Ty-Rap Fastening | BE31450 | LT (Spares) | stuk | TY-MET S/S IDENTIF STRIP 6 CHAR | band indentif ac inox ty-met 6 car | Stainless Steel Identification System, Uncoated Carrier Strip for 6 Sleeves, 316 Grade Stainless Steel, Length 9.2mm Width 8mm, Thickness 0.25mm | TY-MET S/S IDENTIF STRIP 6 CHAR
7TCG009500R0034 | TC105AP | Active | 5414363057901 | 73.13 | 100 | 1000 | stuk | Ty-Rap | BE31450 | LR (Premium Cable Ties I) | stuk | Aluminium Plakzadel voor Kabelbindertot 4,8mm, Zelfklevend/Schroef | EMB.AD.ALU 13.2X25.4MM C.4.8MM | Aluminum Mounting Plate, for Temp up to 450 Degrees C, UV Resist, L 25.4mm, W 13.2mm, H 3.8mm, Self-Adhesive/Screw Mounting with #10 Screw | Aluminum Mounting Plate, for Temp up to 450 Degrees C, UV Resist, L 25.4mm, W 13.2mm, H 3.8mm, Self-Adhesive/Screw Mounting with #10 Screw
7TCG009500R0035 | TC349AN | Active | 5414363058656 | 153.18 | 100 | 1000 | stuk | Ty-Rap Fastening | BE31450 | LR (Premium Cable Ties I) | stuk | LATCHING CLAMP .25X.25IN NAT NY SCR | pince verrou 0,25x0,25 po nat ny vis | Re-Usable Latching Cable Clamp, Natural PA 6.6 for Temp up to 85 Degrees C, L 25mm, W 25mm, H 14.5mm, Screw Mounting Method, Mounting Hole Diameter 4.3mm | LATCHING CLAMP .25X.25IN NAT NY SCR
7TCG009500R0036 | TC350AN | Active | 5414363058687 | 160.69 | 100 | 1000 | stuk | Ty-Rap Fastening | BE31450 | LR (Premium Cable Ties I) | stuk | LATCHING CLAMP .98X.98IN NAT SCR/AD | pince verrou 0,98x0,98in nat vis/adh | Re-Usable Latching Cable Clamp, Natural PA 6.6 for Temp up to 85 Degrees C, L 25mm, W 25mm, H 22.0mm, Self-Adhesive or Screw Mount Method, Hole Diam 4.3mm | LATCHING CLAMP .98X.98IN NAT SCR/AD
7TCG009500R0039 | TC5344AR | Active | 5414363058922 | 53.33 | 100 | 100 | stuk | Ty-Rap Fastening | BE31450 | LR (Premium Cable Ties I) | stuk | 4WAY ADHMTG BASE .75X.75IN R 100PK | EMB. ADH. 19X19MM NAT | Four-Way Adhesive Mini Mounting Base, Na Nat PA 6.6, for Temp up to 65 Degrees C, L 19.05mm, W 19.05mm, H 4.85mm, Self- Adhesive Mounting Method | 4WAY ADH MTG BASE .75X.75IN R 100PK
7TCG009500R0040 | TC5347AR | Active | 5414363058984 | 70.54 | 100 | 100 | stuk | Ty-Rap Fastening | BE31450 | LR (Premium Cable Ties I) | stuk | 2/4WAYMTG BASE 1.1X1.1IN NYL ADH | EMBASE ADH.29X29MM COL.7.6MM | Two-Way or Four-Way Mounting Base, Nat PA 6.6, for Temp up to 65 Degrees C, L 28.58mm, W 28.58mm, H 8.53mm, Self- Adhesive/Screw Mounting Method, #8 Screw | 2/4WAY MTG BASE 1.1X1.1IN NYL ADH
7TCG009500R0042 | TC5350 | Active | 5414363059028 | 103.49 | 100 | 100 | stuk | Ty-Rap Fastening | BE31450 | LR (Premium Cable Ties I) | stuk | LATCHING CLAMP .98X.98IN NAT NY SCR | pince verrou 0,98x0,98 po nat ny vis | Re-Usable Latching Cable Clamp, Natural PA 6.6, for Temp up to 85 Degrees C, L 25.0mm, W 25.0mm, H 21.3mm, Screw Mounting Method, Mounting Hole Dia 4.3mm | LATCHING CLAMP .98X.98IN NAT NY SCR
7TCG009520R0076 | TYF35M | Active | 5414363067306 | 44.89 | 100 | 1000 | stuk | Ty-Rap Fastening | BE31450 | LR (Premium Cable Ties I) | stuk | CABLE TIE 50LB 7IN NAT NYLMTG HOLE | COL. TROU FIX..4.7X186MM NAT | Integrated Mounting Hole Cable Tie, Side Mount, Natural PA 6.6, for Temp up to 85 Degrees C, L 186mm, W 4.7mm, Thickness 1.2mm, Mount Hole 4.0mm, 222 Newtons | CABLE TIE 50LB 7IN NAT NYL MTG HOLE
7TCG009520R0077 | TYF535M | Active | 5414363067313 | 53.59 | 100 | 100 | stuk | Ty-Rap Fastening | BE31450 | LR (Premium Cable Ties I) | stuk | CBL TIE 50LB 7IN NAT NYLMTG HOLE | COL.A #IL DE FIX.4.7X186MM NAT | Integrated Mounting Hole Cable Tie, Side Mount, Natural PA 6.6, for Temp up to 85 Degrees C, L 186mm, W 4.7mm, Thickness 1.2mm, Mount Hole 4.0mm, 222 Newtons | CBL TIE 50LB 7IN NAT NYL MTG HOLE
7TCG009520R0078 | TYG34M | Active | 5414363067320 | 58.72 | 100 | 1000 | stuk | Ty-Rap Fastening | BE31450 | LR (Premium Cable Ties I) | stuk | CABLE TIE 40LB 6IN NAT NYL BLINDMT | COL.GOULOTTE 3.6X160MM NAT | Blind Mounting Cable Tie, Natural PA 6.6 for Temp up to 85 Degrees C, L 160mm, Width 3.6mm, Thickness 1.1mm, Tensile Strength 180 Newtons | CABLE TIE 40LB 6IN NAT NYL BLIND MT
7TCG009520R0080 | TYG534M | Active | 5414363067344 | 60.99 | 100 | 100 | stuk | Ty-Rap Fastening | BE31450 | LR (Premium Cable Ties I) | stuk | CBL TIE 40LB 6IN NAT NYL BLINDMNT | COL.GOULOTTE 3.6X160MM NAT | Blind Mounting Cable Tie, Natural PA 6.6 for Temp up to 85 Degrees C, L 160mm, Width 3.6mm, Thickness 1.1mm, Tensile Strength 180 Newtons | CBL TIE 40LB 6IN NAT NYL BLIND MNT
7TCG009520R0081 | TYG534MX | Active | 5414363067351 | 70.3 | 100 | 100 | stuk | Ty-Rap Fastening | BE31450 | LR (Premium Cable Ties I) | stuk | CABLE TIE 40LB 6IN BLK NYL BLINDMT | COL.GOUL.3.6X160MM NOIR UV | Blind Mounting Cable Tie, Black PA 6.6, for Temp up to 105 Degrees C, UV Resist. L 160mm, W 3.6mm, Thickness 1.1mm, Tensile Strength 180 Newtons | CABLE TIE 40LB 6IN BLK NYL BLIND MT
7TCG009550R0015 | TY272M-0 | Active | 5414363062974 | 23.99 | 100 | 5000 | stuk | Ty-Rap | BE31450 | LR (Premium Cable Ties I) | stuk | TY-RAP Kabelbinder met RVS Lip, 222mm x 7,6mm, UV bestendig, Zwart | COL.7X223MM 540N NOIR | Cable Tie, Black PA 6.6, for Temp up to 85 Degrees C, UL/EN/CSA62275, Type 2/21 L 222.3mm, W 6.99mm, Thickness 1.78mm, Tensile Strength 534 Newtons | Cable Tie, Black PA 6.6, for Temp up to 85 Degrees C, UL/EN/CSA62275, Type 2/21 L 222.3mm, W 6.99mm, Thickness 1.78mm, Tensile Strength 534 Newtons
7TCG009550R0016 | TY28M-0 | Active | 5414363063452 | 28.94 | 100 | 1000 | stuk | Ty-Rap Fastening | BE31450 | LR (Premium Cable Ties I) | stuk | CABLE TIE 50LB 14 BLK NYLON 2-PC B | COL.4.8X360MM 220N NOIR | Cable Tie, Black PA 6.6, for Temp up to 85 Degrees C, UL/EN/CSA62275, Type 2/21S L 360.5mm, W 4.82mm, Thickness 1.4mm, Tensile Strength 222 Newtons, | CABLE TIE 50LB 14 BLK NYLON 2-PC B
7TCG009570R0008 | TY23MFR-RW | Active | 5415022180343 | 25.7 | 100 | 1000 | stuk | Ty-Rap Fastening | BE31450 | LR (Premium Cable Ties I) | stuk | Ty23Mfr Spoorwegen | TY23MFR FOR RAILWAY | Ty-Rap Cable Tie Flame retardant 92mm 80 Newtons White Polyamide 6.6 for Railway | TY23MFR FOR RAILWAY
7TCG009570R0009 | TY24MFR-RW | Active | 5415022180367 | 41.49 | 100 | 1000 | stuk | Ty-Rap Fastening | BE31450 | LR (Premium Cable Ties I) | stuk | Ty24Mfr Spoorwegen | TY24MFR FOR RAILWAY | Ty-Rap Cable Tie Flame retardant 140mm 80 Newtons White Polyamide 6.6 for Railway | TY24MFR FOR RAILWAY
7TCG009570R0010 | TY25MFR-RW | Active | 5415022180374 | 57.08 | 100 | 1000 | stuk | Ty-Rap Fastening | BE31450 | LR (Premium Cable Ties I) | stuk | Ty25Mfr Spoorwegen | TY25MFR FOR RAILWAY | Ty-Rap Cable Tie Flame retardant 186mm 220 Newtons White Polyamide 6.6 for Railway | TY25MFR FOR RAILWAY
7TCG009570R0011 | TY28MFR-RW | Active | 5415022180381 | 89.37 | 100 | 500 | stuk | Ty-Rap Fastening | BE31450 | LR (Premium Cable Ties I) | stuk | Ty28Mfr Spoorwegen | TY28MFR FOR RAILWAY | Ty-Rap Cable Tie Flame retardant 360mm 220 Newtons White Polyamide 6.6 for Railway | TY28MFR FOR RAILWAY
7TCG009570R0012 | TY27MFR-RW | Active | 5415022180428 | 157.69 | 100 | 100 | stuk | Ty-Rap Fastening | BE31450 | LR (Premium Cable Ties I) | stuk | Ty27Mfr Spoorwegen | TY27MFR FOR RAILWAY | Ty-Rap Cable Tie Flame retardant 340mm 540 Newtons White Polyamide 6.6 for Railway | TY27MFR FOR RAILWAY
7TCG009570R0013 | TY232MFR-RW | Active | 5415022180350 | 46.71 | 100 | 1000 | stuk | Ty-Rap Fastening | BE31450 | LR (Premium Cable Ties I) | stuk | Ty232Mfr Spoorwegen | TY232MFR FOR RAILWAY | Ty-Rap Cable Tie Flame retardant 203mm 80 Newtons White Polyamide 6.6 for Railway | TY232MFR FOR RAILWAY
7TCG009580R0001 | TYC25MX | Active | 5414363067177 | 22.91 | 100 | 1000 | stuk | Ty-Rap Fastening | BE31450 | LR (Premium Cable Ties I) | stuk | CABLE TIE 35LB 7IN UV BLK NYLON 12 | COL.4.8X186MM 220N NR UV PA12 | Cable Tie, Black PA 12, for Temp up to 85 Degrees C, UV Resistant, L 184.45mm, Width 4.52mm, Thickness 1.021mm, Tensile Strength 155 Newtons | CABLE TIE 35LB 7IN UV BLK NYLON 12
7TCG009580R0002 | TYC272MX | Active | 5414363067184 | 99.27 | 100 | 500 | stuk | Ty-Rap Fastening | BE31450 | LR (Premium Cable Ties I) | stuk | CABLE TIE 85LB 8IN UV BLK NYLON 12 | COL.7.0X223MM 540N NR UV PA12 | Cable Tie, Black PA 12, for Temp up to 85 Degrees C, UV Resistant, L 218.95mm, Width 6.73mm, Thickness 1.50mm, Tensile Strength 380 Newtons | CABLE TIE 85LB 8IN UV BLK NYLON 12
7TCG009580R0003 | TYC27MX | Active | 5414363067191 | 107.4 | 100 | 500 | stuk | Ty-Rap Fastening | BE31450 | LR (Premium Cable Ties I) | stuk | CABLE TIE 85LB 13IN UV BLK NYLON 12 | COL.7.0X338MM 540N NR UV PA12 | Cable Tie, Black PA 12, for Temp up to 85 Degrees C, UV Resistant, L 339.60mm, Width 7.49mm, Thickness 1.35mm, Tensile Strength 380 Newtons | CABLE TIE 85LB 13IN UV BLK NYLON 12
7TCG009580R0004 | TYC28MX | Active | 5414363067207 | 60.28 | 100 | 1000 | stuk | Ty-Rap Fastening | BE31450 | LR (Premium Cable Ties I) | stuk | CABLE TIE 35LB 14IN UV BLK NYLON 12 | COL.4.8X360MM 220N NR UV PA12 | Cable Tie, Black PA 12, for Temp up to 85 Degrees C, UV Resistant, L 358.65mm, Width 4.65mm, Thickness 1.17mm, Tensile Strength 155 Newtons | CABLE TIE 35LB 14IN UV BLK NYLON 12
7TCG009580R0005 | TYC29MX | Active | 5414363067214 | 198.61 | 100 | 500 | stuk | Ty-Rap Fastening | BE31450 | LR (Premium Cable Ties I) | stuk | CABLE TIE 85LB 30IN UV BLK NYLON 12 | COL.7.0X762MM 540N NR UV PA12 | Cable Tie, Black PA 12, for Temp up to 85 Degrees C, UV Resistant, L 762.00mm, Width 7.62mm, Thickness 1.52mm, Tensile Strength 380 Newtons | CABLE TIE 85LB 30IN UV BLK NYLON 12
7TCG009580R0006 | TYC525MX | Active | 5414363067221 | 31.41 | 100 | 100 | stuk | Ty-Rap Fastening | BE31450 | LR (Premium Cable Ties I) | stuk | CABLE TIE 30LB 7IN UV BLK NYLON 12 | COL.4.8X186MM 220N NR UV PA12 | Cable Tie, Black PA 12, for Temp up to 85 Degrees C, UV Resist, UL/EN/CSA62275 L 184.45mm, W 4.52mm, Thickness 1.021mm, Tensile Strength 135 Newtons | CABLE TIE 30LB 7IN UV BLK NYLON 12
7TCG009580R0007 | TYC527MX | Active | 5414363126775 | 123.6 | 100 | 50 | stuk | Ty-Rap Fastening | BE31450 | LR (Premium Cable Ties I) | stuk | CBL TIE 85LB 13IN UV zw.NYLON 12 | att cbl 85lb 13 po rés. uv noir nylon 12 | Cable Tie, Black PA 12, for Temp up to 85 Degrees C, UV Resistant, L 339.60mm, Width 7.49mm, Thickness 1.35mm, Tensile Strength 380 Newtons | CBL TIE 85LB 13IN UV BLACK NYLON 12
7TCG009590R0001 | TYH232M | Active | 5414363067368 | 11.19 | 100 | 1000 | stuk | Ty-Rap Fastening | BE31450 | LR (Premium Cable Ties I) | stuk | CABLE TIE 18LB 8IN GR NYL HEAT STBL | COL.2.4X200MM 80N 105°C | Cable Tie, Heat Stabilized PA 6.6, Green Temp up to 105 Degrees C, UL/EN/CSA62275 Type 2/21S, L 203mm, W 2.4mm, Thickness 1.0mm, Tensile Strength 80 Newtons | CABLE TIE 18LB 8IN GR NYL HEAT STBL
7TCG009590R0002 | TYH23M | Active | 5414363067375 | 6.3 | 100 | 1000 | stuk | Ty-Rap Fastening | BE31450 | LR (Premium Cable Ties I) | stuk | CABLE TIE 18LB 4IN GR NYL HEAT STBL | COL.2.4X92MM 80N 105°C | Cable Tie, Heat Stabilized PA 6.6, Green Temp up to 105 Degrees C, UL/EN/CSA62275 Type 2/21S, L 91.95mm, W 2.44mm, Thickness 1.09mm, Strength 80 Newtons | CABLE TIE 18LB 4IN GR NYL HEAT STBL
7TCG009590R0003 | TYH242M | Active | 5414363067382 | 16.21 | 100 | 1000 | stuk | Ty-Rap Fastening | BE31450 | LR (Premium Cable Ties I) | stuk | CABLE TIE 30LB 8IN GR NYL HEAT STBL | COL.3.6X208MM 180N 105°C | Cable Tie, Heat Stabilized PA 6.6, Green Temp up to 105 Degrees C, UL/EN/CSA62275 Type 2/21S, L 208mm, W 2.4mm, Thickness 1.1mm, Tensile Strength 130 Newtons | CABLE TIE 30LB 8IN GR NYL HEAT STBL
7TCG009590R0007 | TYH26M | Active | 5414363067436 | 24.81 | 100 | 1000 | stuk | Ty-Rap Fastening | BE31450 | LR (Premium Cable Ties I) | stuk | CABLE TIE 30LB 11IN GR NYL HEAT STB | COL.3.6X281MM 180N 105°C | Cable Tie, Heat Stabilized PA 6.6, Green Temp up to 105 Degrees C, UL/EN/CSA62275 Type 2/21S, L 284mm, W 3.6mm, Thickness 1.1mm, Tensile Strength 130 Newtons | CABLE TIE 30LB 11IN GR NYL HEAT STB
7TCG009590R0008 | TYH272M | Active | 5414363067443 | 44.33 | 100 | 500 | stuk | Ty-Rap Fastening | BE31450 | LR (Premium Cable Ties I) | stuk | CABLE TIE 120LB 9IN GR NYL HEAT STB | COL.7.0X223MM 540N 105°C | Cable Tie, Heat Stabilized PA 6.6, Green Temp up to 105 Degrees C, UL/EN/CSA62275 Type 2/21S, L 222mm, W 7.6mm, Thickness 1.6mm, Tensile Strength 540 Newtons | CABLE TIE 120LB 9IN GR NYL HEAT STB
7TCG009590R0011 | TYH29M | Active | 5414363067474 | 153.18 | 100 | 500 | stuk | Ty-Rap Fastening | BE31450 | LR (Premium Cable Ties I) | stuk | CABLE TIE 120LB 30IN GR NYL HEAT ST | COL.7.0X762MM 540N 105°C | Cable Tie, Heat Stabilized PA 6.6, Green Temp up to 105 Degrees C, UL/EN/CSA62275 Type 2/21S, L 771mm, W 6.9mm, Thickness 1.5mm, Tensile Strength 530 Newtons | CABLE TIE 120LB 30IN GR NYL HEAT ST
7TCG009630R0012 | FCC-1 | Active | 5414363020431 | 239.94 | 100 | 50 | stuk | Ty-Rap Fastening | BE31450 | LR (Premium Cable Ties I) | stuk | Mont.beugel B,kabel Schroef tot 25 4mm Nat. | pince câble 1,28 po nat nyl mont vis | Cable Clamp for Flat Cables, Nat PA 6.6 for Temp up to 85 Degrees C, L 32.5mm, W 12.7mm, Max Heigth 21.0mm, Countersunk Screw or Rivet Mounting Method | CABLE CLAMP 1.28IN NAT NYL SCRW MNT
7TCG009630R0013 | FCC-1A | Active | 5414363020448 | 369.42 | 100 | 50 | stuk | Ty-Rap Fastening | BE31450 | LR (Premium Cable Ties I) | stuk | CABLE CLAMP 1.28IN NAT NYL SELF ADH | pince câble 1,28 po nat nyl auto adh | Cable Clamp for Flat Cables, Nat PA 6.6 for Temp up to 85 Degrees C, L 32.5mm, W 12.7mm, Max Heigth 21.0mm, Countersunk Screw or Self-Adhesive Mounting Method | CABLE CLAMP 1.28IN NAT NYL SELF ADH
7TCG009630R0014 | FCC-2 | Active | 5414363020455 | 173.32 | 100 | 50 | stuk | Ty-Rap | BE31450 | LR (Premium Cable Ties I) | stuk | Montagebeugel voor Bandkabel, Schroef, tot 50,8mm, Naturel | EMB.AVIS 127X579MM CAB.PLAT | Cable Clamp for Flat Cables, Nat PA 6.6 for Temp up to 85 Degrees C, L 57.9mm, W 12.7mm, Max Heigth 36.0mm, Countersunk Screw or Rivet Mounting Method | Cable Clamp for Flat Cables, Nat PA 6.6 for Temp up to 85 Degrees C, L 57.9mm, W 12.7mm, Max Heigth 36.0mm, Countersunk Screw or Rivet Mounting Method
7TCG009630R0015 | FCC-2A | Active | 5414363074670 | 390.45 | 100 | 50 | stuk | Ty-Rap Fastening | BE31450 | LR (Premium Cable Ties I) | stuk | CABLE CLAMP 2IN NAT NYL SELF ADH | pince câble 2 po nat nyl auto adh | Cable Clamp for Flat Cables, Nat PA 6.6 for Temp up to 85 Degrees C, L 57.9mm, W 12.7mm, Max Heigth 36.0mm, Countersunk Screw or Self-Adhesive Mounting Method | CABLE CLAMP 2IN NAT NYL SELF ADH
7TCG009630R0016 | FCC-3 | Active | 5414363020479 | 175.68 | 100 | 50 | stuk | Ty-Rap | BE31450 | LR (Premium Cable Ties I) | stuk | Montagebeugel voor Bandkabel, Schroef, tot 64,5mm, Naturel | pince câble 3,28 po nat nyl mont vis | Cable Clamp for Flat Cables, Nat PA 6.6 for Temp up to 85 Degrees C, L 83.3mm, W 12.7mm, Max Heigth 36.0mm, Countersunk Screw or Rivet Mounting Method | Cable Clamp for Flat Cables, Nat PA 6.6 for Temp up to 85 Degrees C, L 83.3mm, W 12.7mm, Max Heigth 36.0mm, Countersunk Screw or Rivet Mounting Method
7TCG009630R0017 | FCC-3A | Active | 5414363020486 | 414.48 | 100 | 50 | stuk | Ty-Rap Fastening | BE31450 | LR (Premium Cable Ties I) | stuk | CABLE CLAMP 3.28IN NAT NYL SELF ADH | pince câble 3,28 po nat nyl auto adh | Cable Clamp for Flat Cables, Nat PA 6.6 for Temp up to 85 Degrees C, L 83.3mm, W 12.7mm, Max Heigth 36.0mm, Countersunk Screw or Self-Adhesive Mounting Method | CABLE CLAMP 3.28IN NAT NYL SELF ADH
7TCG009720R0015 | WT163M-1-EU | Active | 5415022169669 | 1657.34 | 100 | 10 | stuk | Ty-Rap Fastening | BE31450 | LR (Premium Cable Ties I) | stuk | MARKING PEN BLACK | MARKING PEN BLACK | Fast-Drying, Non Toxic, Long-Lasting Black Marking Pen for Writing on PA Surfaces. Ink is Resistant to Humidity, Oil and Light Solvents | MARKING PEN BLACK
7TCG009750R0009 | CT-3401 | Active | 5414363172109 | 11.39 | 100 | 100 | stuk | Ty-Rap Fastening | BE31450 | LR (Premium Cable Ties I) | stuk | Zadel (SchroefMont.) tot 9mm | EMBASE BERCEAU PA11/12 | Mounting Base (Cradle), Black Polyamide 11/12 for Temp up to 80 Degrees Celcius, UV Resistant, L 22.9mm, H 13.8mm, Screw Mount with 5mm Screw | MTG BASE UV BLK NYL 11/12 CRADLE
7TCG009750R0010 | CT-5359 | Active | 5414363119340 | 13.45 | 100 | 100 | stuk | Ty-Rap Fastening | BE31450 | LR (Premium Cable Ties I) | stuk | WALL PLUG UV BLK NYL 11/12 8MM | WALL PLUG UV BLK NYL 11/12 8MM | Wall Plug, Black PA 11/12, Suitable for Closed Diameter of 8mm, UV Resistant Length 43.1mm | WALL PLUG UV BLK NYL 11/12 8MM
7TCG009750R0069 | MB-1919-9-C | Active | 5414363155270 | 15.19 | 100 | 3000 | stuk | Ty-Rap Fastening | BE31450 | LR (Premium Cable Ties I) | stuk | Zelf Klev.Mont.plaat 19X19Mm 4-Weg | EMB ADH 4 VOIES 19 X 19 MM NAT | Natural Mounting Base, 4-Way, 3/4-Inch (19mm) x 3/4-Inch (19mm), Adhesive Mount | NAT ADH. MOUNTING BASE 19X19MM 4WAY
7TCG009750R0072 | MB-2828-9-C | Active | 5414363155294 | 11.84 | 100 | 3000 | stuk | Ty-Rap Fastening | BE31450 | LR (Premium Cable Ties I) | stuk | Zelf Klev.Mont.plaat 28X28Mm 4-Weg | base de montage nat adh 28x28mm 4 voies | NAT ADH. MOUNTING BASE 28X28MM 4WAY | NAT ADH. MOUNTING BASE 28X28MM 4WAY
7TCG009790R0012 | TC5344AX | Active | 5414363058939 | 53.32 | 100 | 100 | stuk | Ty-Rap Fastening | BE31450 | LR (Premium Cable Ties I) | stuk | 4WAYMTG BASE .75X.75IN BLK NYL ADH | EMB. ADH. 19X19MM NOIR UV | Four-Way Adhesive Mini Mounting Base, Bl Black PA 6.6, for Temp up to 65 Degree C L 19.05mm, W 19.05mm, H 4.85mm, Self- Adhesive Mounting Method, UV Resistant | 4WAY MTG BASE .75X.75IN BLK NYL ADH
7TCG009800R0008 | TC5347AX | Active | 5414363058991 | 70.54 | 100 | 100 | stuk | Ty-Rap Fastening | BE31450 | LR (Premium Cable Ties I) | stuk | 2/4WAYMTG BASE 1.1X1.1IN BLK ADH | base mont 2/4 voies 1,1x1,1 po noir adh | Two-Way or Four-Way Mounting Base, Black PA 6.6, for Temp up to 65 Degree C, UV R L 28.58mm, W 28.58mm, H 8.53mm, Self- Adhesive/Screw Mounting Method, #8 Screw | 2/4WAY MTG BASE 1.1X1.1IN BLK ADH
7TCG009890R0001 | TC5349A-TB | Active | 5414363059011 | 92.62 | 100 | 100 | stuk | Ty-Rap | BE31450 | LR (Premium Cable Ties I) | stuk | Veerslotklem, Schroef/Zelfklevend 25mm x 25mm, tot 8,5mm Diameter | pince verrou 0,98x0,98 po nat ny adh | Re-Usable Latching Cable Clamp, Natural PA 6.6, for Temp up to 85 Degrees C, L 25.0mm, W 25.0mm, H 14.05mm, Screw Mounting Method, Mounting Hole Dia 4.3mm | Re-Usable Latching Cable Clamp, Natural PA 6.6, for Temp up to 85 Degrees C, L 25.0mm, W 25.0mm, H 14.05mm, Screw Mounting Method, Mounting Hole Dia 4.3mm
7TCG009890R0002 | TC5350A-TB | Active | 5414363059042 | 99.11 | 100 | 100 | stuk | Ty-Rap | BE31450 | LR (Premium Cable Ties I) | stuk | Veerslotklem, Schroef/Zelfklevend 25mm x 25mm, tot 12,5mm Diameter | pince verrou 0,98x0,98in nat vis/adh | Re-Usable Latching Cable Clamp, Natural PA 6.6, for Temp up to 85 Degrees C, L 25.0mm, W 25.0mm, H 22.0mm, Self-Adhes or Screw Method, Mounting Hole Dia 4.3mm | Re-Usable Latching Cable Clamp, Natural PA 6.6, for Temp up to 85 Degrees C, L 25.0mm, W 25.0mm, H 22.0mm, Self-Adhes or Screw Method, Mounting Hole Dia 4.3mm
7TCG009900R0001 | TC349A-TB | Active | 5414363058663 | 92.4 | 100 | 1000 | stuk | Ty-Rap Fastening | BE31450 | LR (Premium Cable Ties I) | stuk | LATCHING CLAMP .98X.98IN NAT NY ADH | pince verrou 0,98x0,98 po nat ny adh | Re-Usable Latching Cable Clamp, Natural PA 6.6 for Temp up to 85 Degrees C, L 25mm, W 25mm, H 14.5mm, Self-Adhesive or Screw Mount Method, Hole Diam 4.3mm | LATCHING CLAMP .98X.98IN NAT NY ADH
7TCG009900R0002 | TC350 | Active | 5414363058670 | 99.89 | 100 | 1000 | stuk | Ty-Rap Fastening | BE31450 | LR (Premium Cable Ties I) | stuk | LATCHING CLAMP .98X.98IN NAT NY SCR | pince verrou 0,98x0,98 po nat ny vis | Re-Usable Latching Cable Clamp, Natural PA 6.6 for Temp up to 85 Degrees C, L 25mm, W 25mm, H 21.3mm, Screw Mounting Method, Mounting Hole Diameter 4.3mm | LATCHING CLAMP .98X.98IN NAT NY SCR
7TCG009900R0003 | TC350A-TB | Active | 5414363058694 | 103.59 | 100 | 1000 | stuk | Ty-Rap Fastening | BE31450 | LR (Premium Cable Ties I) | stuk | LATCHING CLAMP .98X.98IN NAT SCR/AD | pince verrou 0,98x0,98in nat vis/adh | Re-Usable Latching Cable Clamp, Natural PA 6.6 for Temp up to 85 Degrees C, L 25mm, W 25mm, H 22.0mm, Self-Adhesive or Screw Mount Method, Hole Diam 4.3mm | LATCHING CLAMP .98X.98IN NAT SCR/AD
7TCG009910R0048 | CTP-9-180-0-C | Active | 5415022122619 | 14.15 | 100 | 100 | stuk | Ty-Rap Fastening | BE31450 | LR (Premium Cable Ties I) | stuk | CABLE TIE 440NT 180MM BLK PA12 | COL.INSTALL.9X180MM COPOLYMERE | Heavy Duty Cable Tie, Black Polyester for Temp up to 80 Degrees C, L 180mm, W 9mm, Thickness 1.8mm, Tensile Strength 440 Newtons, Single Locking Head | CABLE TIE 440NT 180MM BLK PA12
7TCG009910R0049 | CTP-9-260-0-C | Active | 5415022122626 | 20.41 | 100 | 100 | stuk | Ty-Rap Fastening | BE31450 | LR (Premium Cable Ties I) | stuk | CABLE TIE 520NT 260MM BLK PA12 | COL.INSTALL.9X260MM COPOLYMERE | Heavy Duty Cable Tie, Black Polyester for Temp up to 80 Degrees C, L 260mm, W 9mm, Thickness 2.0mm, Tensile Strength 520 Newtons, Single Locking Head | CABLE TIE 520NT 260MM BLK PA12
7TCG009910R0050 | CTP-9-360-0-C | Active | 5415022122640 | 27.93 | 100 | 100 | stuk | Ty-Rap Fastening | BE31450 | LR (Premium Cable Ties I) | stuk | CABLE TIE 520NT 360MM BLK PA12 | COL.INSTALL.9X360MM COPOLYMERE | Heavy Duty Cable Tie, Black Polyester for Temp up to 80 Degrees C, L 360mm, W 9mm, Thickness 2.0mm, Tensile Strength 520 Newtons, Single Locking Head | CABLE TIE 520NT 360MM BLK PA12
7TCG009910R0051 | CTP-9-500-0-C | Active | 5415022122657 | 107.67 | 100 | 100 | stuk | Ty-Rap Fastening | BE31450 | LR (Premium Cable Ties I) | stuk | CABLE TIE 550NT 510MM BLK POLYESTER | COL.INSTALL.9X500MM COPOLYMERE | Heavy Duty Cable Tie, Black Polyester for Temp up to 80 Degrees C, L 510mm, W 9mm, Thickness 2.4mm, Tensile Strength 550 Newtons, Single Locking Head | CABLE TIE 550NT 510MM BLK POLYESTER
7TCG009910R0052 | CTP-9-750-0-C | Active | 5415022122664 | 148.4 | 100 | 100 | stuk | Ty-Rap Fastening | BE31450 | LR (Premium Cable Ties I) | stuk | CABLE TIE 550NT 760MM BLK POLYESTER | COL.INSTALL.9X750MM COPOLYMERE | Heavy Duty Cable Tie, Black Polyester for Temp up to 80 Degrees C, L 760mm, W 9mm, Thickness 2.4mm, Tensile Strength 550 Newtons, Single Locking Head | CABLE TIE 550NT 760MM BLK POLYESTER
7TCG009960R0068 | TYB23MX | Active | 5414363067030 | 4.11 | 100 | 1000 | stuk | Ty-Rap Fastening | BE31450 | LR (Premium Cable Ties I) | stuk | CABLE TIE 18LB 4IN UV BLK NYL WKBOX | COL.2.4X92MM 80N NOIR UV | Cable Tie, Black PA 6.6, for Temp up to 105 Degrees C, UL/EN/CSA62275, Type 2/21 L 91.95mm, W 2.29mm, Thickness 0.75mm, Strength 80 Newtons, Workbench Box | CABLE TIE 18LB 4IN UV BLK NYL WKBOX
7TCG009960R0069 | TYB24MX | Active | 5414363067078 | 7.73 | 100 | 1000 | stuk | Ty-Rap Fastening | BE31450 | LR (Premium Cable Ties I) | stuk | CABLE TIE 40LB 5.5IN UV BK NYL WKBX | COL.3.6X140MM 180N NOIR UV | Cable Tie, Black PA 6.6, for Temp up to 105 Degrees C, UL/EN/CSA62275, Type 2/21 L 139.7mm, W 3.56mm, Thickness 1.31mm, Strength 180 N, Workbench Box, UV Resist | CABLE TIE 40LB 5.5IN UV BK NYL WKBX
7TCG054090R0216 | SRPE-10-0 | Active | 5414363003885 | 1071.27 | 100 | 1 | lengte | Catamount Fastening Products | BE31450 | LV (Cable Ties II) | lengte | SPIRAL WRAP UV BLK POLYETHYL 10MMOD | SPIRAL WRAP UV NOIR PE 10MMOD | Spiral Wrap, Black Polyethylene for Temp To 80 Degr C Weather & UV Resist, Out Diam 10.0mm, Pitch 11.4mm, Nom Thick 0.8mm, Min Bundle Diam 7.5mm | SPIRAL WRAP UV BLK POLYETHYL 10MMOD
7TCG054090R0217 | SRPE-10-9 | Active | 5414363174608 | 1071.28 | 100 | 1 | lengte | Catamount Fastening Products | BE31450 | LV (Cable Ties II) | lengte | SPIRAL WRAP NATURAL POLYETHY 10MMOD | GAINE SPIRAL. D10MM NAT | Spiral Wrap, Natural Polyethylene Temp To 80 Degr C Out Diam 10.0mm, Pitch 11.4mm, Nom Thick 0.8mm, Min Bundle Diam 7.5mm, Max Bundle Diam 60mm | SPIRAL WRAP NATURAL POLYETHY 10MMOD
7TCG054090R0220 | SRPE-12-0 | Active | 5414363174684 | 1613.05 | 100 | 1 | stuk | Catamount | BE31450 | LV (Cable Ties II) | stuk | Spiraalband, bundelbereik 9mm - 65mm, Buitendiameter 10mm, 10 meter, UV Bestendig, Zwart | SPIRAL WRAP UV NOIR PE 12MMOD | Spiral Wrap, Black Polyethylene Temp To 80 Degr C Weather & UV Resist, Out Diam 12.0mm, Pitch 13.9mm, Nom Thick 0.9mm, Min Bundle Diam 9.0mm | Spiral Wrap, Black Polyethylene Temp To 80 Degr C Weather & UV Resist, Out Diam 12.0mm, Pitch 13.9mm, Nom Thick 0.9mm, Min Bundle Diam 9.0mm
7TCG054090R0221 | SRPE-12-9 | Active | 5414363174615 | 1364.24 | 100 | 1 | lengte | Catamount Fastening Products | BE31450 | LV (Cable Ties II) | lengte | SPIRAL WRAP NATURAL POLYETHY 12MMOD | GAINE SPIRAL. D12MM NAT | Spiral Wrap, Natural Polyethylene Temp To 80 Degr C, Outer Diam 12.0mm, Pitch 13.9mm, Nom thick 0.9mm, Min Bundle Diam 9.0mm, Max Bundle Diam 65mm | SPIRAL WRAP NATURAL POLYETHY 12MMOD
7TCG054090R0222 | SRPE-15-0 | Active | 5414363174691 | 1668.24 | 100 | 1 | lengte | Catamount Fastening Products | BE31450 | LV (Cable Ties II) | lengte | SPIRAL WRAP UV BLK POLYETHYL 15MMOD | GAINE SPIRAL. D15MM NOIR UV | Spiral Wrap, Black Polyethylene Temp To 80 Degr C, Weather & UV Resist, out Diam 15.0mm, Pitch 15.0mm, Nom Thick 1.0mm, Min Bundle Diam 12.0mm | SPIRAL WRAP UV BLK POLYETHYL 15MMOD
7TCG054090R0223 | SRPE-15-9 | Active | 5414363174622 | 1619.66 | 100 | 1 | lengte | Catamount Fastening Products | BE31450 | LV (Cable Ties II) | lengte | SPIRAL WRAP NATURAL POLYETHY 15MMOD | GAINE SPIRAL. D15MM NAT | Spiral Wrap, Natural Polyethylene Temp To 80 Degr C, Out Diam 15.0mm, Pitch 15.0mm, Nom 1.0mm, Min Bundle Diam 12.0mm, Max Bundle Diam 70mm | SPIRAL WRAP NATURAL POLYETHY 15MMOD
7TCG054090R0224 | SRPE-19-0 | Active | 5414363174707 | 2202.6 | 100 | 1 | lengte | Catamount Fastening Products | BE31450 | LV (Cable Ties II) | lengte | SPIRAL WRAP UV BLK POLYETHYL 19MMOD | SPIRAL WRAP UV NOIR PE 19MMOD | Spiral Wrap, Black Polyethylene for Temp To 80 Degr C, Weather & UV Resist, out Diam 19.0mm, Pitch 18.2mm, Nom Thick 1.30mm, Min Bundle Diam 15.0mm | SPIRAL WRAP UV BLK POLYETHYL 19MMOD
7TCG054090R0225 | SRPE-19-9 | Active | 5414363174646 | 1945.94 | 100 | 1 | lengte | Catamount Fastening Products | BE31450 | LV (Cable Ties II) | lengte | SPIRAL WRAP NAT POLYETHY 19MMOD | GAINE SPIRAL. D19MM NAT | Spiral Wrap, Natural Polyethylene Temp To 80 Degr C, Out Diam 19.0mm, Pitch 18.2mm, Nom Thick 1.30mm, Min Bundle Diam 15.0mm, Max Bundle Diam 100mm | SPIRAL WRAP NAT POLYETHY 19MMOD
7TCG054090R0226 | SRPE-24-0 | Active | 5414363174714 | 3118.48 | 100 | 1 | lengte | Catamount Fastening Products | BE31450 | LV (Cable Ties II) | lengte | SPIRAL WRAP UV BLK POLYETHYL 24MMOD | GAINE SPIRAL. D24MM NOIR UV | Spiral Wrap, Black Polyethylene for Temp To 80 Degr C, Weather & UV Resist, out Diam 24.0mm, Pitch 19.6mm, Nom Thick 1.50mm, Min Bundle Diam 20.0mm | SPIRAL WRAP UV BLK POLYETHYL 24MMOD
7TCG054090R0227 | SRPE-24-9 | Active | 5414363174653 | 2867.76 | 100 | 1 | lengte | Catamount Fastening Products | BE31450 | LV (Cable Ties II) | lengte | SPIRAL WRAP NATURAL POLYETHY 19MMOD | GAINE SPIRAL. D24MM NAT | Spiral Wrap, Natural Polyethylene Temp To 80 Degr C, Out Diam 24.0mm, Pitch 19.6mm, Nom Thick 1.50mm, Min Bundle Diam 20.0mm, Max Bundle Diam 130mm | SPIRAL WRAP NATURAL POLYETHY 19MMOD
7TCG054090R0232 | SRPE-6-0 | Active | 5414363174660 | 760.73 | 100 | 1 | lengte | Catamount Fastening Products | BE31450 | LV (Cable Ties II) | lengte | SPIRAL WRAP UV BLK POLYETHYL 6MMOD | GAINE SPIRAL. D6MM NOIR UV | Spiral Wrap, Black Polyethylene for Temp To 80 Degr C, Weather & UV Resist, out Diam 6.0mm, Pitch 7.0mm, Nom Thick 0.5mm, Min Bundle Diam 4mm | SPIRAL WRAP UV BLK POLYETHYL 6MMOD
7TCG054090R0233 | SRPE-6-9 | Active | 5414363174585 | 760.73 | 100 | 1 | lengte | Catamount Fastening Products | BE31450 | LV (Cable Ties II) | lengte | SPIRAL WRAP NATURAL POLYETHY 6MMOD | GAINE SPIRAL. D6MM NAT | Spiral Wrap, Natural Polyethylene Temp To 80 Degr C, Out Diam 6.0mm, Pitch 7.0mm, Nom Thick 0.5mm, Min Bundle Diam 4mm, Max Bundle Diam 50mm | SPIRAL WRAP NATURAL POLYETHY 6MMOD
7TCG054090R0238 | SRPE-8-0 | Active | 5414363174677 | 1012.21 | 100 | 1 | lengte | Catamount Fastening Products | BE31450 | LV (Cable Ties II) | lengte | SPIRAL WRAP UV BLK POLYETHYL 8MMOD | GAINE SPIRAL. D8MM NOIR UV | Spiral Wrap, Black Polyethylene for Temp To 80 Degr C, Weather & UV Resist, out Diam 8.0mm, Pitch 10.8mm, Nom Thick 0.5mm, Min Bundle Diam 6mm | SPIRAL WRAP UV BLK POLYETHYL 8MMOD
7TCG054090R0239 | SRPE-8-9 | Active | 5414363174592 | 1203.7 | 100 | 1 | stuk | Catamount | BE31450 | LV (Cable Ties II) | stuk | Spiraalband, bundelbereik 6mm - 60mm, Buitendiameter 10mm, 10 meter, Naturel | SPIRAL WRAP NAT PE 8MM OD | Spiral Wrap, Natural Polyethylene Temp To 80 Degr C, Out Diam 8.0mm, Pitch 10.8mm, Nom Thick 0.5mm, Min Bundle Diam 6mm, Max Bundle Diam 60mm | Spiral Wrap, Natural Polyethylene Temp To 80 Degr C, Out Diam 8.0mm, Pitch 10.8mm, Nom Thick 0.5mm, Min Bundle Diam 6mm, Max Bundle Diam 60mm
7TCG054360R0059 | TB-15-50RLDH | Active | 5414363056171 | 19.26 | 100 | 1000 | stuk | Catamount Fastening Products | BE31450 | LV (Cable Ties II) | stuk | Dubb. kop 370mmx4 8mm Nat. | att câble 50lb 14 po nat nyl dbl tête | Double Loop Tie, Natural PA 6.6 Temp To 85 Degr C, L 370mm, W 4.82mm, Tensile Strength Rating 220N | CABLE TIE 50LB 14IN NAT NYL DBL HEA
7TCG054360R0061 | TB-50RLDH | Active | 5414363056799 | 10.5 | 100 | 1000 | stuk | Catamount Fastening Products | BE31450 | LV (Cable Ties II) | stuk | Dubb. kop 200mmx4 8mm Nat. | att câble 50lb 8 po nat nyl dbl tête | Double Loop Tie, Natural PA 6.6, Temp To 85 Degr C, L 198.12mm, W 4.82mm, Tensile Strength Rating of 220N | CABLE TIE 50LB 8IN NAT NYL DBL HEAD
7TCG054360R0062 | TS1025HF | Active | 5414363059912 | 4.55 | 100 | 100 | stuk | Catamount Fastening Products | BE31450 | LR (Premium Cable Ties I) | stuk | Vlamvertraag 100x2 5mm Wit | att câble 20lb nat nyl 4 po ignifuge | Flame Retardant Cable Tie, Nat PA 6.6 for Temp up to 85 Degrees C, L 100mm, W 2.5mm, Tensile Strength 90 Newtons | CABLE TIE 20LB NAT NYL 4IN FLM RET
7TCG054360R0063 | TS1435HF | Active | 5414363059929 | 8.44 | 100 | 100 | stuk | Catamount Fastening Products | BE31450 | LR (Premium Cable Ties I) | stuk | Vlamvertraag 140x3 6mm Wit | COL. 3. 5X140MM 150N V0 | Flame Retardant Cable Tie, Nat PA 6.6 for Temp up to 85 Degrees C, L 140mm, W 3.5mm, Tensile Strength 180 Newtons | CABLE TIE 40LB NAT NYL 5.5IN FLM RT
7TCG054360R0064 | TS2045HF | Active | 5414363059936 | 12.53 | 100 | 100 | stuk | Catamount Fastening Products | BE31450 | LR (Premium Cable Ties I) | stuk | Vlamvertraag 200x4 8mm Wit | COL. 4. 5X200MM 220N V0 | Flame Retardant Cable Tie, Nat PA 6.6 for Temp up to 85 Degrees C, L 200mm, W 4.5mm, Tensile Strength 220 Newtons | CABLE TIE 50LB NAT NYL 8IN FLM RET
7TCG054360R0065 | TS2845HF | Active | 5414363059943 | 33.08 | 100 | 100 | stuk | Catamount Fastening Products | BE31450 | LR (Premium Cable Ties I) | stuk | Vlamvertraag 280x4 8mm Wit | att câble 50lb nat nyl 11 po ignifuge | Flame Retardant Cable Tie, Nat PA 6.6 for Temp up to 85 Degrees C, L 280mm, W 4.5mm, Tensile Strength 220 Newtons | CABLE TIE 50LB NAT NYL 11IN FLM RET
7TCG054360R0066 | TS3645HF | Active | 5414363059950 | 40.49 | 100 | 100 | stuk | Catamount Fastening Products | BE31450 | LR (Premium Cable Ties I) | stuk | Vlamvertraag 360x4 8mm Wit | att câble 50lb nat nyl 14 po ignifuge | Flame Retardant Cable Tie, Nat PA 6.6 for Temp up to 85 Degrees C, L 360mm, W 4.5mm, Tensile Strength 220 Newtons | CABLE TIE 50LB NAT NYL 14IN FLM RET
7TCG054360R0067 | TS3675HF | Active | 5414363059967 | 54.73 | 100 | 100 | stuk | Catamount Fastening Products | BE31450 | LR (Premium Cable Ties I) | stuk | Vlamvertraag 360x7 6mm Wit | att câble 120lb nat nyl 14 po ignifuge | Flame Retardant Cable Tie, Nat PA 6.6 for Temp up to 85 Degrees C, L 360mm, W 7.5mm, Tensile Strength 540 Newtons | CABLE TIE 120LB NAT NYL 14IN FLM RT
7TCG054360R0076 | TY100-18-100 | Active | 5414363060239 | 2.99 | 100 | 100 | stuk | Catamount Fastening Products | BE31450 | LV (Cable Ties II) | stuk | TY-FAST 112mmx24mm Nat. | COL. 2. 4X111MM 80N NAT | Cable Tie, Natural PA 6.6 Temp to 85 Degr C UL/EN/CSA62275 Type 2/21 Rated AH-2 Plenum, L 111.76mm, W 2.413mm, Thick 1.12mm, Tensile Strength Rate 80N | CBL TIE 18LB 4IN NATURAL NYL
7TCG054360R0078 | TY100-18-2 | Active | 5414363060253 | 2.3 | 100 | 10000 | stuk | Catamount Fastening Products | BE31450 | LV (Cable Ties II) | stuk | TY-FAST 112mmx2 4mm Rood | COL. 2. 4X111MM 80N ROU | Cable Tie, Red PA 6.6 Temp To 85 Degr C UL/EN/CSA62275 Type 2/21 Rated AH-2 Plenum, L 102.1mm, W 2.54mm, Thick 1.12mm, Tensile Strength Rate 80N | CBL TIE 18LB 4IN RED NYLON
7TCG054360R0083 | TY100-18-39 | Active | 5414363060284 | 2.84 | 100 | 1000 | stuk | Catamount Fastening Products | BE31450 | LV (Cable Ties II) | stuk | TY-FAST 112mmx2 4mm Hitte Nat. | TYFAST HEAT STABILIZED NYLON66 | Cable Tie Heat Stabilized Natural PA 6.6 Temp to 105 Degr C, UL/EN/CSA62275 Type 2/21 Rated AH-2 Plenum, L 111.76mm W 2.413mm, Thick 1.12mm, Tensile St 80N | TYFAST HEAT STABILIZED NYLON66
7TCG054360R0089 | TY100-18-6 | Active | 5414363060338 | 2.34 | 100 | 10000 | stuk | Catamount Fastening Products | BE31450 | LV (Cable Ties II) | stuk | TY-FAST 112mmx2 4mm Blauw | CBL TIE 18LB 4IN BLUE NYLON | Cable Tie, Blue PA 6.6, Temp to 85 Degr C UL/EN/CSA62275 Type 2/21 Rated AH-2 Plenum, L 102.1mm, W 2.54mm, Thick 1.12mm, Tensile Strength Rate 80N | CBL TIE 18LB 4IN BLUE NYLON
7TCG054360R0097 | TY100-18X-100 | Active | 5414363060369 | 3.02 | 100 | 100 | stuk | Catamount Fastening Products | BE31450 | LV (Cable Ties II) | stuk | TY-FAST 112mmx2 4mm UV zw | COL. 2. 4X111MM 80N NOIR UV | Cable Tie, Black PA 6.6 Temp to 105 Degr C, Weather & UV Resist UL/EN/CSA62275 Type 2/21 Rated AH-2 Plenum, L 111.76mm W 2.413mm, Thick 1.12mm, Tensile St 80N | CABLE TIE 18LB 4IN UV BLK NYLON
7TCG054360R0106 | TY125-18-100 | Active | 5414363060420 | 5.58 | 100 | 100 | stuk | Catamount Fastening Products | BE31450 | LV (Cable Ties II) | stuk | TY-FAST 136mmx24mm Nat. | COL. 2. 4X136MM 80N NAT | Cable Tie, Natural PA 6.6 for Temp up to 85 Degrees C for Indoor Appl, Length 140mm, Width 2.5mm, Thickness 1.2mm Tensile Strength Rating of 80 Newtons | CBL TIE 18LB 5IN NATURAL NYLON
7TCG054360R0107 | TY125-18-2 | Active | 5414363060437 | 4.04 | 100 | 10000 | stuk | Catamount Fastening Products | BE31450 | LV (Cable Ties II) | stuk | TY-FAST 136mmx2 4mm Rood | COL. 2. 4X136MM 80N ROU | Cable Tie, Red PA 6.6 Temp To 85 Degr C UL/EN/CS A62275 Type 2/21 Rated AH-2 Plenum, L 135.64mm, W 2.413mm, Thick 1.22mm, Tensile Strength 80N | CBL TIE 18LB 5IN RED NYLON
7TCG054360R0113 | TY125-18-6 | Active | 5414363060499 | 4.08 | 100 | 10000 | stuk | Catamount Fastening Products | BE31450 | LV (Cable Ties II) | stuk | TY-FAST 136mmx2 4mm Blauw | COL. 2. 4X136MM 80N BLE | Cable Tie, Blue PA 6.6, Temp to 85 UL/EN/CS A62275 Type 2/21 Rated AH-2 Plenum, L 135.64mm, W 2.413mm, Thick 1.22mm, Tensile Strength 80N | TYFAST TY125-18 - BLUE
7TCG054360R0118 | TY125-18X-100 | Active | 5414363060529 | 6.79 | 100 | 100 | stuk | Catamount Fastening Products | BE31450 | LV (Cable Ties II) | stuk | TY-FAST 136mmx2 4mm UV zw | COL. 2. 4X136MM 80N NOIR UV | Cable Tie, Black PA 6.6 Temp to 85 Degr C, Weather & UV Resist, L142mm, W 2.5mm, Thickness 1.2mm, Tensile Strength Rating 80N | CABLE TIE 18LB 5IN UV BLACK NYLON
7TCG054360R0127 | TY125-40-2 | Active | 5414363075103 | 3.61 | 100 | 10000 | stuk | Catamount Fastening Products | BE31450 | LV (Cable Ties II) | stuk | TY-FAST 141mmx3 5mm Rood | COL. 3. 6X141MM 180N ROU | Cable Tie, Red PA 6.6 Temp To 85 Degr C UL/EN/CS A62275 Type 2/21 Rated AH-2 Plenum, L 141.48mm, W 3.556mm, Thick 1.17mm, Tensile Strength 180N | CBL TIE 40LB 5.5IN RED NYLON
7TCG054360R0128 | TY125-40-2-100 | Active | 5414363060574 | 4.12 | 100 | 10000 | stuk | Catamount Fastening Products | BE31450 | LV (Cable Ties II) | stuk | TY-FAST 141mmx3 5mm Rood | COL. 3. 6X141MM 180N ROU | Cable Tie, Red PA 6.6 Temp To 85 Degr C L 140mm, W 3.6mm, Thick 1.2mm, Tensile Strength Rating 178N | TY-FAST 3,6 X 141MM RED
7TCG054360R0130 | TY125-40-39 | Active | 5414363060581 | 4.82 | 100 | 1000 | stuk | Catamount Fastening Products | BE31450 | LV (Cable Ties II) | stuk | TY-FAST 141mmx3 5mm hitte Nat. | COL. 3. 6X141MM 180N 105°C | Cable Tie Heat Stabilized Natural PA 6.6 Temp to 105 Degr C UL/EN/CS A62275 Type 2/21 Rating AH-2 Plenum, L 141.48mm W 3.556mm, Thick 1.17mm Tensile Str 180N | TYFAST 3,6X141MM NATUR HEAT STABLIS
7TCG054360R0131 | TY125-40-39-100 | Active | 5414363060598 | 5.45 | 100 | 10000 | stuk | Catamount Fastening Products | BE31450 | LV (Cable Ties II) | stuk | Tyfast 3 6X141Mm Natural Hitte Stab. | COL. 3. 5X141MM 105°C | TYFAST 3,6X141MM NATURAL HEAT STAB. | TYFAST 3,6X141MM NATURAL HEAT STAB.
7TCG054360R0132 | TY125-40-4 | Active | 5414363075110 | 3.61 | 100 | 10000 | stuk | Catamount Fastening Products | BE31450 | LV (Cable Ties II) | stuk | TY-FAST 141mmx3 5mm Geel | COL. 3. 6X141MM 180N JAU | Cable Tie, Yellow PA 6.6, Temp to 85 Degr C, UL/EN/CS A62275 Type 2/21 Rated AH-2 Plenum, L 141.48mm, W 3.556mm Thick 1.17mm, Tensile Strength 180N | CABLE TIE 40LB 5.5IN YEL NYLON
7TCG054360R0136 | TY125-40-6 | Active | 5414363075134 | 3.61 | 100 | 10000 | stuk | Catamount Fastening Products | BE31450 | LV (Cable Ties II) | stuk | TY-FAST 141mmx3 5mm Blauw | COL. 3. 6X141MM 180N BLE | Cable Tie, Blue PA 6.6, Temp to 85 Degr C, L 140mm, W 3.6mm, Thick 1.2mm, Tensile Strength Rating 178N | CBL TIE 40LB 5.5IN BLUE NYLON
7TCG054360R0148 | TY12518X | Active | 5414363060512 | 3.43 | 100 | 1000 | stuk | Catamount Fastening Products | BE31450 | LV (Cable Ties II) | stuk | TY-FAST 136mmx2 4mm zw UV | COL. 2. 4X136MM 80N NOIR UV | Cable Tie, Black PA 6.6, for Temp up to 85 Degrees C, UV Resist, UL/EN/CSA62275 Type 2/21 Rated for AH-2 Plenum, L 142mm W 2.5mm, Thickness 1.2mm, 80 Newtons | CBL TIE 18LB 5IN UV BLACK NYLON
7TCG054360R0159 | TY175-50-2 | Active | 5414363060833 | 6.08 | 100 | 1000 | stuk | Catamount Fastening Products | BE31450 | LV (Cable Ties II) | stuk | TY-FAST 186mmx4 6mm Rood | COL. 4. 7X186MM 220N ROU | Cable Tie, Red PA 6.6 Temp To 85 Degr C L 190mm, W 4.8mm, Thick 1.3mm, Tensile Strength Rating 222N Bulk Pack | CABLE TIE 50LB 7IN RED 1-PC
7TCG054360R0161 | TY175-50-20 | Active | 5414363060840 | 6.55 | 100 | 10000 | stuk | Catamount Fastening Products | BE31450 | LV (Cable Ties II) | stuk | TYFAST COSMETIC zw.TY175-50 | COL. 4. 7X186MM 220N NOIR | Cable Tie, Cosmetic Black PA 6.6 Temp To 85 Degr C, UL/EN/CSA62275 Type 2/21S Rated for AH-2 Plenum L 186.436mm, W 4.674mm, Thick 1.24mm, 220N | TYFAST COSMETIC BLACK TY175-50
7TCG054360R0165 | TY175-50-39 | Active | 5414363060871 | 8.66 | 100 | 1000 | stuk | Catamount Fastening Products | BE31450 | LV (Cable Ties II) | stuk | TY-FAST 186mmx4 6mm Hitte Nat. | COL. 4. 7X186MM 220N 105°C | Cable Tie Heat Stabilized Natural PA 6.6 Temp 105 Degr C, UL/EN/CSA62275 Type 2/21S Rated for AH-2 Plenum L 186.436mm, W 4.674mm, Thick 1.245mm, 220N | TYFAST 4,7X186MM NATUR HEAT STABLIS
7TCG054360R0166 | TY175-50-39-100 | Active | 5414363060888 | 9.09 | 100 | 10000 | stuk | Catamount Fastening Products | BE31450 | LV (Cable Ties II) | stuk | Tyfast 4 7X186Mm Natural Hitte Stab. | COL. 4. 6X186MM 105°C | TYFAST 4,7X186MM NATURAL HEAT STAB. | TYFAST 4,7X186MM NATURAL HEAT STAB.
7TCG054360R0167 | TY175-50-4 | Active | 5414363060895 | 5.55 | 100 | 10000 | stuk | Catamount Fastening Products | BE31450 | LV (Cable Ties II) | stuk | TY-FAST 186mmx4 6mm Geel | COL. 4. 7X186MM 220N JAU | Cable Tie, Yellow PA 6.6, Temp to 85 Degr C,UL/EN/CSA62275 Type 2/21S Rated AH-2 Plenum L 186.43mm, W 4.674, Thick 1.24mm, Tensile Strength Rate 220N | CBL TIE 50LB 7 INCH YELLOW 1-PC
7TCG054360R0169 | TY175-50-5 | Active | 5414363060918 | 5.54 | 100 | 10000 | stuk | Catamount Fastening Products | BE31450 | LV (Cable Ties II) | stuk | TY-FAST 186mmx4 6mm Groen | COL. 4. 7X186MM 220N VER | Cable Tie, Green PA 6.6, Temp to 85 Degr C,UL/EN/CSA62275 Type 2/21S Rated AH-2 Plenum L 186.43mm, W 4.674, Thick 1.24mm, Tensile Strength Rate 220N | CBL TIE 50LB 7 INCH GREEN 1-PC
7TCG054360R0171 | TY175-50-6 | Active | 5414363060932 | 5.55 | 100 | 10000 | stuk | Catamount Fastening Products | BE31450 | LV (Cable Ties II) | stuk | TY-FAST 186mmx4 6mm Blauw | COL. 4. 7X186MM 220N BLE | Cable Tie, Blue PA 6.6, Temp to 85 Degr C, L 190mm, W 4.8mm, Thick 1.3mm, Tensile Strength Rating 222N | CBL TIE 50LB 7 INCH BLUE 1-PC
7TCG054360R0177 | TY175-50-9-100 | Active | 5414363132943 | 9.26 | 100 | 10000 | stuk | Catamount Fastening Products | BE31450 | LV (Cable Ties II) | stuk | Ty-Fast Ty175-50 Wit 100 st | TY-FAST TY175-50 BLANC 100 PCS | TY-FAST TY175-50 WHITE 100 PIECES | TY-FAST TY175-50 NATURAL 100 PIECES
7TCG054360R0182 | TY200-120 | Active | 5414363060987 | 13.09 | 100 | 500 | stuk | Catamount Fastening Products | BE31450 | LV (Cable Ties II) | stuk | TY-FAST 219mmx76mm Nat. | COL. 7. 6X219MM 540N NAT | Cable Tie, Natural PA 6.6 for Temp up to 85 Degrees C for Indoor Appl, Length 200mm, Width 7.6mm, Thickness 1.6mm Tensile Strength Rating of 534 Newtons | CBL TIE 120LB 9IN NATURAL NYLON
7TCG054360R0184 | TY200-120-2 | Active | 5414363163923 | 17.01 | 100 | 5000 | stuk | Catamount Fastening Products | BE31450 | LV (Cable Ties II) | stuk | TY-FAST 219mmx7 6mm Rood | ty-fast 219 x 7,6mm rge 500pcs/sac | Cable Tie, Red PA 6.6 Temp To 85 Degr C Degr C, UL/EN/CSA62275 Type 2/21S Rated AH-2 Plenum, L 219.202mm, W 7.595mm, Thick 1.905mm, 540N | TY-FAST 219 X 7.6MM RED 500PCS/BAG
7TCG054360R0186 | TY200-120-50 | Active | 5414363061007 | 16.21 | 100 | 50 | stuk | Catamount Fastening Products | BE31450 | LV (Cable Ties II) | stuk | TY-FAST 219mmx76mm Nat. | COL. 7. 6X219MM 540N NAT | Cable Tie, Natural PA 6.6 for Temp up to 85 Degrees C for Indoor Appl, Length 200mm, Width 7.6mm, Thickness 1.6mm Tensile Strength Rating of 534 Newtons | CABLE TIE 120LB 9IN NATURAL NYLON
7TCG054360R0187 | TY200-120-6 | Active | 5414363163947 | 17.01 | 100 | 5000 | stuk | Catamount Fastening Products | BE31450 | LV (Cable Ties II) | stuk | TY-FAST 219mmx7 6mm Blauw | ty-fast 219 x 7,6mm bleu 500pcs/sac | Cable Tie, Blue Red PA 6.6, Temp to 85 Degr C, UL/EN/CSA62275 Type 2/21S Rated AH-2 Plenum, L 219.202mm, W 7.595mm, Thick 1.905mm, 540N | TY-FAST 219 X 7.6MM BLUE 500PCS/BAG
7TCG054360R0188 | TY200-120X | Active | 5414363075172 | 14.02 | 100 | 500 | stuk | Catamount Fastening Products | BE31450 | LV (Cable Ties II) | stuk | TY-FAST 219mmx7 6mm UV zw | COL. 7. 6X219MM 540N NOIR UV | Cable Tie, Black PA 6.6, Temp to 85 Degr C, Weather & UV Resist. L 200mm, W 7.6mm, Thick 1.6mm Tens Strength 222N | CBL TIE 120LB 9IN UV BLACK NYLON
7TCG054360R0189 | TY200-120X-100 | Active | 5414363126768 | 14.11 | 100 | 100 | stuk | Catamount Fastening Products | BE31450 | LV (Cable Ties II) | stuk | TY-FAST 219mmx7 6mm UV zw | COL. 7. 6X219MM 540N NOIR UV | Cable Tie, Black PA 6.6, Temp to 85 Degr C, Weather & UV Resist. L 200mm, W 7.6mm, Thick 1.6mm Tens Strength 222N | CABLE TIE 120LB 9IN UV BLACK NYLON
7TCG054360R0191 | TY200-120X-50 | Active | 5414363075189 | 19.67 | 100 | 50 | stuk | Catamount Fastening Products | BE31450 | LV (Cable Ties II) | stuk | TY-FAST 219mmx7 6mm UV zw | COL. 7. 6X219MM 540N NOIR UV | Cable Tie, Black PA 6.6, Temp to 85 Degr C, Weather & UV Resist. L 200mm, W 7.6mm, Thick 1.6mm Tens Strength 222N | CBL TIE 9IN UV BLACK NYLON 120LB
7TCG054360R0194 | TY200-18-100 | Active | 5414363061076 | 8.01 | 100 | 100 | stuk | Catamount | BE31450 | LV (Cable Ties II) | stuk | TY200-18-100 TY FAST 100 PACK TY200-18 | TY200-18-100 TY FAST 100 PACK TY200-18 | TY200-18-100 TY FAST 100 PACK TY200-18 | TY200-18-100 TY FAST 100 PACK TY200-18
7TCG054360R0216 | TY200-40-2 | Active | 5414363061274 | 8.73 | 100 | 10000 | stuk | Catamount Fastening Products | BE31450 | LV (Cable Ties II) | stuk | TY-FAST 205mmx3 5mm Rood | COL. 3. 6X205MM 180N ROU | Cable Tie, Red PA 6.6 Temp To 85 Degr C, UL/EN/CSA62275 Type 2/21S Rated AH-2 Plenum, L 204.72mm, W 3.556mm, Thick 1.17mm, Tensile Strength 180N | CBL TIE 40LB 8IN RED NYLON
7TCG054360R0222 | TY200-40-6 | Active | 5414363061304 | 8.07 | 100 | 10000 | stuk | Catamount Fastening Products | BE31450 | LV (Cable Ties II) | stuk | TY-FAST 205mmx3 5mm Blauw | COL. 3. 6X205MM 180N BLE | Cable Tie, Blue PA 6.6 Temp to 85 Degr C, UL/EN/CSA62275 Type 2/21S Rated AH-2 Plenum, L 204.72mm, W 3.556mm, Thick 1.17mm, Tensile Strength 180N | CBL TIE 40LB 8IN BLUE NYLON
7TCG054360R0231 | TY225-50-100 | Active | 5414363061342 | 10.2 | 100 | 100 | stuk | Catamount Fastening Products | BE31450 | LV (Cable Ties II) | stuk | TY-FAST 226mmx46mm Nat. | COL. 4. 7X228MM 220N NAT | Cable Tie, Natural PA 6.6 for Temp up to 85 Degrees C for Indoor Appl, Length 215mm, Width 4.8mm, Thickness 1.3mm Tensile Strength Rating of 222 Newtons | CBL TIE 50LB 9IN NATURAL NYLON
7TCG054360R0237 | TY225-50X-100 | Active | 5414363061403 | 10.22 | 100 | 100 | stuk | Catamount Fastening Products | BE31450 | LV (Cable Ties II) | stuk | TY-FAST 226mmx4 6mm UV zw | COL. 4. 7X228MM 220N NOIR UV | Cable Tie, Black PA 6.6, Temp to 85 Degr C, Weather & UV Resist, L 215mm, W 4.8mm, Thick 1.3mm, Tensile Strength Rating 222N | CBL TIE 50LB 9IN UV BLACK NYLON
7TCG054360R0240 | TY300-40 | Active | 5414363063834 | 8.7 | 100 | 1000 | stuk | Catamount Fastening Products | BE31450 | LV (Cable Ties II) | stuk | TY-FAST 290mmx35mm Nat. | COL. 3. 6X290MM 80N NAT | Cable Tie, Natural PA 6.6, Temp to 85 Degr C, UL/EN/CSA62275 Type 2/21S Rated AH-2 Plenum, L 289.56mm, W 3.556mm, Thick 1.17mm, Tensile Strength 180N | CBL TIE 40LB 11IN NATURAL NYLON
7TCG054360R0241 | TY300-40-100 | Active | 5414363063841 | 9.07 | 100 | 100 | stuk | Catamount Fastening Products | BE31450 | LV (Cable Ties II) | stuk | TY-FAST 290mmx35mm Nat. | COL. 3. 6X290MM 80N NAT | Cable Tie, Natural PA 6.6, Temp to 85 Degr C, UL/EN/CSA62275 Type 2/21S Rated AH-2 Plenum, L 289.56mm, W 3.556mm, Thick 1.17mm, Tensile Strength 180N | CABLE TIE 40LB 11IN NATURAL NYL
7TCG054360R0243 | TY300-40-2 | Active | 5414363063865 | 9.5 | 100 | 10000 | stuk | Catamount Fastening Products | BE31450 | LV (Cable Ties II) | stuk | TY-FAST 290mmx3 5mm Rood | COL. 3. 6X290MM 80N ROU | Cable Tie, Red PA 6.6, Temp to 85 Degr C, UL/EN/CSA62275 Type 2/21S Rated AH-2 Plenum, L 289.56mm, W 3.556mm, Thick 1.168mm, Tensile Strength 180N | CBL TIE 40LB 11IN RED NYLON
7TCG054360R0248 | TY300-40-39 | Active | 5414363063902 | 13.4 | 100 | 1000 | stuk | Catamount Fastening Products | BE31450 | LV (Cable Ties II) | stuk | Tyfast 3 6X290Mm Natural Hitte Stab. | COL. 3. 6X290MM 80N 105°C | TYFAST 3,6X290MM NATURAL HEAT STAB. | TYFAST 3,6X290MM NATURAL HEAT STAB.
7TCG054360R0250 | TY300-40-4 | Active | 5414363063926 | 10.47 | 100 | 10000 | stuk | Catamount Fastening Products | BE31450 | LV (Cable Ties II) | stuk | TY-FAST 290mmx3 5mm Geel | COL. 3. 6X290MM 80N JAU | Cable Tie, Yellow PA 6.6, Temp to 85 Degr C, UL/EN/CSA62275 Type 2/21S Rated AH-2 Plenum, L 289.56mm, W 3.556mm, Thick 1.168mm, Tensile Strength 180N | CABLE TIE 40LB 11IN YEL NYLON
7TCG054360R0254 | TY300-40-6 | Active | 5414363063964 | 9.52 | 100 | 10000 | stuk | Catamount Fastening Products | BE31450 | LV (Cable Ties II) | stuk | TY-FAST 290mmx3 5mm Blauw | COL. 3. 6X290MM 80N BLE | Cable Tie, Blue PA 6.6, Temp to 85 Degr C, UL/EN/CSA62275 Type 2/21S Rated AH-2 Plenum, L 289.56mm, W 3.556mm, Thick 1.168mm, Tensile Strength 180N | CBL TIE 40LB 11IN BLUE NYLON
7TCG054360R0256 | TY300-40X | Active | 5414363063988 | 8.67 | 100 | 1000 | stuk | Catamount Fastening Products | BE31450 | LV (Cable Ties II) | stuk | TY-FAST 290mmx3 5mm UV zw | COL. 3. 6X290MM 80N NOIR UV | Cable Tie, Black PA 6.6, Temp to 105 Degr C Weather & UV Resis UL/EN/CSA62275 Type 2/21 Rated AH-2 Plenum, L 289.56mm, W 3.556mm, Thick 1.17mm Tensile Str 180N | CBL TIE 40LB 11IN UV BLACK NYLON
7TCG054360R0257 | TY300-40X-100 | Active | 5414363063995 | 9.08 | 100 | 100 | stuk | Catamount Fastening Products | BE31450 | LV (Cable Ties II) | stuk | TY-FAST 290mmx3 5mm UV zw | COL. 3. 6X290MM 80N NOIR UV | Cable Tie, Black PA 6.6 Temp to 105 Degr C Weather & UV Resis UL/EN/CSA62275 Type 2/21 Rated AH-2 Plenum, L 289.56mm, W 3.556mm, Thick 1.17mm Tensile Str 180N | CABLE TIE 40LB 11IN UV BLACK NYL
7TCG054360R0262 | TY300-50-2 | Active | 5414363075318 | 12.46 | 100 | 5000 | stuk | Catamount Fastening Products | BE31450 | LV (Cable Ties II) | stuk | TY-FAST 291mmx4 6mm Rood | COL. 4. 7X291MM 220N ROU | Cable Tie, Red PA 6.6 Temp to 85 Degr C, 300mm, W 4.8mm, Thick 1.3mm, Tensile Strength Rating 222N | CBL TIE 50LB 12IN RED NYLON
7TCG054360R0268 | TY300-50-39-100 | Active | 5414363064091 | 17.6 | 100 | 5000 | stuk | Catamount Fastening Products | BE31450 | LV (Cable Ties II) | stuk | Tyfast 4 7X291Mm Natural Hitte Stab. | COL. 4. 6X291MM 105°C | TYFAST 4,7X291MM NATURAL HEAT STAB. | TYFAST 4,7X291MM NATURAL HEAT STAB.
7TCG054360R0269 | TY300-50-4 | Active | 5414363064107 | 12.45 | 100 | 5000 | stuk | Catamount Fastening Products | BE31450 | LV (Cable Ties II) | stuk | TY-FAST 291mmx4 6mm Geel | COL. 4. 7X291MM 220N JAU | Cable Tie, Yellow PA 6.6, Temp to 85 Degr C, 300mm, W 4.8mm, Thick 1.3mm, Tensile Strength Rating 222N | CABLE TIE 50LB 12IN YEL NYLON
7TCG054360R0271 | TY300-50-5 | Active | 5414363064121 | 12.46 | 100 | 5000 | stuk | Catamount Fastening Products | BE31450 | LV (Cable Ties II) | stuk | TY-FAST 291mmx4 6mm Groen | COL. 4. 7X291MM 220N VER | Cable Tie, Green PA 6.6, Temp to 85 Degr C, 300mm, W 4.8mm, Thick 1.3mm, Tensile Strength Rating 222N | CBL TIE 50LB 12IN GREEN NYLON
7TCG054360R0273 | TY300-50-6 | Active | 5414363064145 | 12.46 | 100 | 5000 | stuk | Catamount Fastening Products | BE31450 | LV (Cable Ties II) | stuk | TY-FAST 291mmx4 6mm Blauw | COL. 4. 7X291MM 220N BLE | Cable Tie, Blue PA 6.6, Temp to 85 Degr C, 300mm, W 4.8mm, Thick 1.3mm, Tensile Strength Rating 222N | CABLE TIE 50LB 12IN BLUE NYLON
7TCG054360R0277 | TY300-50-9-100 | Active | 5414363133018 | 15.44 | 100 | 5000 | stuk | Catamount Fastening Products | BE31450 | LV (Cable Ties II) | stuk | Ty-Fast Ty300-50 Wit 100 st | ty-fast ty300-50 blanc 100 pieces | TY-FAST TY300-50 WHITE 100 PIECES | TY-FAST TY300-50 NATURAL 100 PIECES
7TCG054360R0284 | TY400-120-100 | Active | 5414363075332 | 17.31 | 100 | 100 | stuk | Catamount Fastening Products | BE31450 | LV (Cable Ties II) | stuk | TY-FAST 375mmx76mm Nat. | COL. 7. 6X375MM 540N NAT | Cable Tie, Natural PA 6.6, Temp to 85 Degr C, UL/EN/CSA62275 Type 2/21S Rated AH-2 Plenum, L 374.65mm, W 7.595mm, Thick 1.90mm, 540N | CBL TIE 120LB 15IN NATURAL NYLON
7TCG054360R0286 | TY400-120-2 | Active | 5414363064459 | 19.81 | 100 | 2500 | stuk | Catamount Fastening Products | BE31450 | LV (Cable Ties II) | stuk | TY-FAST 375mmx7 6mm Rood | COL. 7. 6X375MM 540N ROU | Cable Tie, Red PA 6.6, Temp to 85 Degr C, UL/EN/CSA62275 Type 2/21S Rated AH-2 Plenum, L 374.65mm, W 7.595mm, Thick 1.90mm, 540N | CBL TIE 120LB 15IN RED NYLON
7TCG054360R0292 | TY400-120-39 | Active | 5414363064466 | 25.67 | 100 | 2500 | stuk | Catamount Fastening Products | BE31450 | LV (Cable Ties II) | stuk | TY-FAST 375mmx7 6mm Hitte Nat. | COL. 7. 6X375MM 540N NAT | Cable Tie Heat Stabilized Natural PA 6.6 Temp to 105 Degr C, UL/EN/CSA62275 Type 2/21S Rated AH-2 Plenum, L 374.65mm W 7.595mm, Thick 1.90mm, 540N | TYFAST 7,6X375MM NATUR HEAT STABLIS
7TCG054360R0293 | TY400-120-4 | Active | 5414363064473 | 19.81 | 100 | 2500 | stuk | Catamount Fastening Products | BE31450 | LV (Cable Ties II) | stuk | TY-FAST 375mmx7 6mm Geel | COL. 7. 6X375MM 540N JAU | Cable Tie, Yellow PA 6.6, Temp to 85 Degr C, UL/EN/CSA62275 Type 2/21S Rated AH-2 Plenum, L 374.65mm, W 7.595mm, Thick 1.90mm, 540N | CABLE TIE 120LB 15IN YEL NYLON
7TCG054360R0299 | TY400-120-6 | Active | 5414363064510 | 19.81 | 100 | 2500 | stuk | Catamount Fastening Products | BE31450 | LV (Cable Ties II) | stuk | TY-FAST 375mmx7 6mm Blauw | COL. 7. 6X375MM 540N BLE | Cable Tie, Blue PA 6.6, Temp to 85 Degr C, UL/EN/CSA62275 Type 2/21S Rated AH-2 Plenum, L 374.65mm, W 7.595mm, Thick 1.90mm, 540N | CABLE TIE 120LB 15IN BLUE NYLON
7TCG054360R0308 | TY400-120X-100 | Active | 5414363075349 | 17.3 | 100 | 100 | stuk | Catamount Fastening Products | BE31450 | LV (Cable Ties II) | stuk | TY-FAST 375mmx7 6mm UV zw | COL. 7. 6X375MM 540N NOIR UV | Cable Tie, Black PA 6.6, Temp to 105 Degr C, UL/EN/CSA62275 Type 2/21S Rated AH-2 Plenum, L 374.65mm, W 7.595mm, Thick 1.90mm, 540N | CBL TIE 120LB 15IN UV BLACK NYLON
7TCG054360R0319 | TY400-50-2 | Active | 5414363064633 | 16.44 | 100 | 5000 | stuk | Catamount Fastening Products | BE31450 | LV (Cable Ties II) | stuk | TY-FAST 366mmx4 6mm Rood | COL. 4. 7X363MM 220N ROU | Cable Tie, Red PA 6.6, Temp to 85 Degr C, UL/EN/CSA62275 Type 2/21S Rated AH-2 Plenum, L 365.76mm, W 4.674mm, Thick 1.24mm, Tensile Strength Rate 220N | TY-FAST RED TY400-50
7TCG054360R0321 | TY400-50-20-100 | Active | 5414363064657 | 17.27 | 100 | 5000 | stuk | Catamount Fastening Products | BE31450 | LV (Cable Ties II) | stuk | TY-FAST 366mmx4 6mm Rood | COL. 4. 7X363MM 220N NOIR | Cable Tie, Cosmetic Black PA 6.6 Temp Degr C, UL/EN/CSA62275 Type 2/21S Rated AH-2 Plenum, L 365.76mm, W 4.674mm, Thick 1.24mm, Tensile Strength Rate 220N | TYFAST-PK-100PCS-BLACK-
7TCG054360R0333 | TY400-50-9-100 | Active | 5414363133087 | 17.27 | 100 | 5000 | stuk | Catamount Fastening Products | BE31450 | LV (Cable Ties II) | stuk | Ty-Fast Ty400-50 Wit 100 st | ty-fast ty400-50 blanc 100 pieces | TY-FAST TY400-50 WHITE 100 PIECES | TY-FAST TY400-50 NATURAL 100 PIECES
7TCG054360R0353 | TYL300M | Active | 5414363067542 | 40.17 | 100 | 50 | stuk | Catamount Fastening Products | BE31450 | LV (Cable Ties II) | stuk | TY-FAST 300mmx13 2mm Nat. | COL. 13.3X300MM 1123N NAT | Heavy Duty Releas. Cable Tie, Nat PA 6.6 Temp to 85 Degr C, L 300mm, W 13.2mm, Tensile Strength Rating 1120N | CABLE TIE 250LB 12IN NAT NYL RLSBLE
7TCG054360R0354 | TYL300MX | Active | 5414363067559 | 59.7 | 100 | 50 | stuk | Catamount Fastening Products | BE31450 | LV (Cable Ties II) | stuk | TY-FAST 300mmx13 2mm UV zw | COL.13.3X300MM 1123N NOIR UV | Heavy Duty Releasable Cable Tie, Black PA 6.6, Temp to 85 Degr C, L 300mm, W 13.2mm, Tensile Strength Rating 1120N | CABLE TIE 250LB 12IN BLK NYL RLSBLE
7TCG054360R0355 | TYL546M | Active | 5414363067566 | 135.66 | 100 | 50 | stuk | Catamount Fastening Products | BE31450 | LV (Cable Ties II) | stuk | TY-FAST 546mmx13 2mm Nat. | COL.13.3X546MM 1123N NAT | Heavy Duty Releasable Cable Tie, Natural PA 6.6, Temp to 85 Degr C, L 546mm, W 13.2mm, Tensile Strength Rating 1120N | CABLE TIE 250LB 21IN NAT NYL RLSBLE
7TCG054360R0356 | TYL546MX | Active | 5414363067573 | 168.5 | 100 | 50 | stuk | Catamount Fastening Products | BE31450 | LV (Cable Ties II) | stuk | TY-FAST 546mmx13 2mm UV zw | COL.13.3X546MM 1123N NOIR UV | Heavy Duty Releasable Cable Tie, Black PA 6.6, Temp to 85 Degr C, L 546mm, W 13.2mm, Tensile Strength Rating 1120N | CABLE TIE 250LB 21IN BLK NYL RLSBLE
7TCG054800R0003 | CPS05W-150-FR-EU | Active | 5414363609728 | 173710.6 | 100 | 2 | stuk | Catamount Fastening Products | BE31450 | LW (Cable Ties III) | stuk | BIND-IT FLAME RET DIA 5 150M | BIND-IT FLAME RET DIA 5 150M | Wrap-Around Flame-Retardant Woven Cable Sleeve, Black Polyester for Temperatures from -50 up to 125 Degrees C, Nominal Diam 5mm, Mini-Reel Length 150M | BIND-IT FLAME RET DIA 5, 150M
7TCG054800R0005 | CPS08W-100-EU | Active | 5414363609605 | 80355.4 | 100 | 1 | stuk | Catamount Fastening Products | BE31450 | LW (Cable Ties III) | stuk | WOVEN SLEEVE BLK PLYE 8MM DIA 100M | GAINE OUV A MEM DE FORME D8MM | Wrap-Around Woven Cable Sleeve, Black Polyester for Temperatures up to 125 Degrees Celsius , Nominal Diameter Size 8mm, Mini-Reel Length 100M | WOVEN SLEEVE BLK PLYE 8MM DIA 100M
7TCG054800R0007 | CPS08W-100-FR-EU | Active | 5414363609735 | 143923.66 | 100 | 2 | stuk | Catamount Fastening Products | BE31450 | LW (Cable Ties III) | stuk | BIND-IT FLAME RET DIA 8 100M | BIND-IT FLAME RET DIA 8 100M | Wrap-Around Flame-Retardant Woven Cable Sleeve, Black Polyester for Temperatures from -50 up to 125 Degrees C, Nominal Diam 8mm, Mini-Reel Length 100M | BIND-IT FLAME RET DIA 8, 100M
7TCG054800R0008 | CPS10B-100 | Active | 5414363103219 | 27491.81 | 100 | 1 | lengte | Catamount Fastening Products | BE31450 | LW (Cable Ties III) | lengte | BRAIDED SLEEVE BLK PLYE 10 DIA 100M | GAINE TRESSE D10MM NOIR | Non-Flame Retardant Braided Sleeve, Black Polyester for Temp up to 150 C, Nominal Diam 10mm, Expandable Diam 7mm to 15mm, Mini-Reel Length 100 Meters | BRAIDED SLEEVE BLK PLYE 10 DIA 100M
7TCG054800R0010 | CPS10B-50-CV0 | Active | 5414363149606 | 14229.75 | 100 | 1 | lengte | Catamount Fastening Products | BE31450 | LW (Cable Ties III) | lengte | BRAIDED SLEEV.CONFORMED V0 50M | B. SLEEV. CONFORMED V0 50M | Flame Retardant Braided Sleeve, Black Polyester Temp -50 Degr C to 150 C, Nom Diam 10mm, Exp Diam R 9mm to 15mm Mini-Reel L 50m | BRAIDED SLEEV. CONFORMED V0, 50M
7TCG054800R0012 | CPS10G-100 | Active | 5414363103233 | 27491.81 | 100 | 1 | lengte | Catamount Fastening Products | BE31450 | LW (Cable Ties III) | lengte | BRAIDED SLEEVE GRY PLYE 10 DIA 100M | GAINE TRESSE D10MM GRI | Non-Flame Retardant Braided Sleeve, Gray Polyester for Temperatures up to 150 C, Nominal Diam 10mm, Expandable Diam 7mm to 15mm, Mini-Reel Length 100 Meters | BRAIDED SLEEVE GRY PLYE 10 DIA 100M
7TCG054800R0013 | CPS10G-50-CV0 | Active | 5414363406891 | 14229.75 | 100 | 1 | lengte | Catamount Fastening Products | BE31450 | LW (Cable Ties III) | lengte | GREY SLEEVE CONF.V0 50M | manchon gris conforme v0, 50m | Flame Retardant Braided Sleeve, Gray Polyester Temp -50 Degr C to 150 C, Nom Diam 10mm, Exp Diam R 9mm to 15mm Mini-Reel L 50m | GREY SLEEVE CONF. V0, 50M
7TCG054800R0015 | CPS12B-50 | Active | 5414363103240 | 16217.12 | 100 | 1 | lengte | Catamount Fastening Products | BE31450 | LW (Cable Ties III) | lengte | BRAIDED SLEEVE BLK PLYE 12 DIA 50M | GAINE TRESSE D12MM NOIR | Non-Flame Retardant Braided Sleeve, Black Polyester for Temp up to 150 C, Nominal Diam 12mm, Expandable Diam 8mm to 17mm, Mini-Reel Length 50 Meters | BRAIDED SLEEVE BLK PLYE 12 DIA 50M
7TCG054800R0016 | CPS12B-50-CV0 | Active | 5414363149613 | 15929.66 | 100 | 1 | lengte | Catamount Fastening Products | BE31450 | LW (Cable Ties III) | lengte | B.SLEEV.CONFORMED V0 50M | manch tress conforme v0 50m noir | Flame Retardant Braided Sleeve, Black Polyester Temp -50 Degr C to 150 C, Nom Diam 12mm, Exp Diam 11mm to 17mm Mini-Reel L 50m | B. SLEEV. CONFORMED V0, 50M
7TCG054800R0018 | CPS12G-50 | Active | 5414363103264 | 16217.12 | 100 | 1 | lengte | Catamount Fastening Products | BE31450 | LW (Cable Ties III) | lengte | BRAIDED SLEEVE GRY PLYE 12 DIA 50M | BRAIDED SLEEVING GREY 50M | Non-Flame Retardant Braided Sleeve, Gray Polyester for Temperatures up to 150 C, Nominal Diam 12mm, Expandable Diam 8mm to 17mm, Mini-Reel Length 50 Meters | BRAIDED SLEEVE GRY PLYE 12 DIA 50M
7TCG054800R0020 | CPS13W-50-EU | Active | 5414363609612 | 51193.17 | 100 | 2 | stuk | Catamount Fastening Products | BE31450 | LW (Cable Ties III) | stuk | WOVEN SLEEVE BLK PLYE 13MM DIA 50M | GAINE OUV AMDF D13MM | Wrap-Around Woven Cable Sleeve, Black Polyester for Temperatures up to 125 Degrees Celsius , Nominal Diameter Size 13mm, Mini-Reel Length 50M | WOVEN SLEEVE BLK PLYE 13MM DIA 50M
7TCG054800R0022 | CPS13W-50-FR-EU | Active | 5414363609742 | 91709.46 | 100 | 2 | stuk | Catamount Fastening Products | BE31450 | LW (Cable Ties III) | stuk | BIND-IT FLAME RET DIA 13 50M | GAINE OUV. D13MM RDF (I3F2) | Wrap-Around Flame-Retardant Woven Cable Sleeve, Black Polyester for Temperatures from -50 up to 125 Degrees C, Nominal Diam 13mm, Mini-Reel Length 50M | BIND-IT FLAME RET DIA 13, 50M
7TCG054800R0025 | CPS15B-50 | Active | 5414363103295 | 21004.98 | 100 | 1 | lengte | Catamount Fastening Products | BE31450 | LW (Cable Ties III) | lengte | BRAIDED SLEEVE BLK PLYE 15 DIA 50M | GAINE TRESSE D15MM NOIR | Non-Flame Retardant Braided Sleeve, Black Polyester for Temp up to 150 C, Nominal Diam 15mm, Expandable Diam 10mm to 20mm, Mini-Reel Length 50 Meters | BRAIDED SLEEVE BLK PLYE 15 DIA 50M
7TCG054800R0026 | CPS15B-50-CV0 | Active | 5414363149637 | 20879.1 | 100 | 1 | lengte | Catamount Fastening Products | BE31450 | LW (Cable Ties III) | lengte | B.SLEEVE CONFORMED V0 50M | B. SLEEV. CONFORMED V0 50M | Flame Retardant Braided Sleeve, Black Polyester Temp -50 Degr C to 150 C, Nom Diam 15mm, Exp Diam 13mm to 20mm Mini-Reel L 50m | B. SLEEVE CONFORMED V0, 50M
7TCG054800R0028 | CPS15G-50 | Active | 5414363103301 | 21004.98 | 100 | 1 | lengte | Catamount Fastening Products | BE31450 | LW (Cable Ties III) | lengte | BRAIDED SLEEVE GRY PLYE 15 DIA 50M | BRAIDED SLEEVING GREY 50M | Non-Flame Retardant Braided Sleeve, Gray Polyester for Temperatures up to 150 C, Nominal Diam 15mm, Expandable Diam 10mm to 20mm, Mini-Reel Length 50 Meters | BRAIDED SLEEVE GRY PLYE 15 DIA 50M
7TCG054800R0029 | CPS15G-50-CV0 | Active | 5414363406907 | 20879.1 | 100 | 1 | lengte | Catamount Fastening Products | BE31450 | LW (Cable Ties III) | lengte | GREY SLEEVING CONF.V0 50M | manchon gris conforme v0, 50m | Flame Retardant Braided Sleeve, Gray Polyester Temp -50 Degr C to 150 C, Nom Diam 15mm, Exp Diam 13mm to 20mm Mini-Reel L 50m | GREY SLEEVING CONF. V0, 50M
7TCG054800R0031 | CPS19W-25-EU | Active | 5414363609629 | 37168.67 | 100 | 1 | stuk | Catamount Fastening Products | BE31450 | LW (Cable Ties III) | stuk | WOVEN SLEEVE BLK PLYE 19MM DIA 25M | GAINE OUV A MEM DE FORME D19MM | Wrap-Around Woven Cable Sleeve, Black Polyester for Temperatures up to 125 Degrees Celsius , Nominal Diameter Size 19mm, Mini-Reel Length 25M | WOVEN SLEEVE BLK PLYE 19MM DIA 25M
7TCG054800R0033 | CPS19W-25-FR-EU | Active | 5414363609759 | 60248.15 | 100 | 2 | stuk | Catamount Fastening Products | BE31450 | LW (Cable Ties III) | stuk | BIND-IT FLAME RET DIA 19 25M | GAINE OUV. D19MM RDF (I3F2) | Wrap-Around Flame-Retardant Woven Cable Sleeve, Black Polyester for Temperatures from -50 up to 125 Degrees C, Nominal Diam 19mm, Mini-Reel Length 25M | BIND-IT FLAME RET DIA 19, 25M
7TCG054800R0035 | CPS20B-25 | Active | 5414363103325 | 13823.13 | 100 | 1 | lengte | Catamount Fastening Products | BE31450 | LW (Cable Ties III) | lengte | BRAIDED SLEEVE BLK PLYE 20 DIA 25M | GAINE TRESSE D20MM NOIR | Non-Flame Retardant Braided Sleeve, Black Polyester for Temp up to 150 C, Nominal Diam 20mm, Expandable Diam 14mm to 26mm, Mini-Reel Length 25 Meters | BRAIDED SLEEVE BLK PLYE 20 DIA 25M
7TCG054800R0036 | CPS20B-50-CV0 | Active | 5414363149651 | 35691.47 | 100 | 1 | lengte | Catamount Fastening Products | BE31450 | LW (Cable Ties III) | lengte | BRD SLEEVE CONFORMED V0 50M BLK | B. SLEEV. CONFORMED V0 50M | Flame Retardant Braided Sleeve, Black Polyester Temp -50 Degr C to 150 C, Nom Diam 20mm, Exp Diam 18mm to 25mm Mini-Reel L 50m | BRD SLEEVE CONFORMED V0 50M BLK
7TCG054800R0038 | CPS20G-25 | Active | 5414363103349 | 13823.13 | 100 | 1 | lengte | Catamount Fastening Products | BE31450 | LW (Cable Ties III) | lengte | BRAIDED SLEEVE GRY PLYE 20 DIA 25M | BRAIDED SLEEVING GREY 25M | Non-Flame Retardant Braided Sleeve, Gray Polyester for Temperatures up to 150 C, Nominal Diam 20mm, Expandable Diam 14mm to 26mm, Mini-Reel Length 25 Meters | BRAIDED SLEEVE GRY PLYE 20 DIA 25M
7TCG054800R0039 | CPS20G-50-CV0 | Active | 5414363406914 | 35691.47 | 100 | 1 | lengte | Catamount Fastening Products | BE31450 | LW (Cable Ties III) | lengte | GREY BRD SLEEVE CONF.V0 50M | manchon gris conforme v0, 50m | Flame Retardant Braided Sleeve, Gray Polyester Temp -50 Degr C to 150 C, Nom Diam 20mm, Exp Diam 18mm to 25mm Mini-Reel L 50m | GREY BRD SLEEVE CONF. V0, 50M
7TCG054800R0042 | CPS25B-25 | Active | 5414363103363 | 17761.59 | 100 | 1 | lengte | Catamount Fastening Products | BE31450 | LW (Cable Ties III) | lengte | BRAIDED SLEEVE BLK PLYE 25 DIA 25M | GAINE TRESSE D25MM NOIR | Non-Flame Retardant Braided Sleeve, Black Polyester for Temp up to 150 C, Nominal Diam 25mm, Expandable Diam 18mm to 34mm, Mini-Reel Length 25 Meters | BRAIDED SLEEVE BLK PLYE 25 DIA 25M
7TCG054800R0043 | CPS25B-50-CV0 | Active | 5414363149668 | 36858.26 | 100 | 1 | lengte | Catamount Fastening Products | BE31450 | LW (Cable Ties III) | lengte | BRAIDED SLEEVE CONFORMED V0 50M | B. SLEEV. CONFORMED V0 50M | Flame Retardant Braided Sleeve, Black Polyester Temp -50 Degr C to 150 C, Nom Diam 25mm, Exp Diam 22mm to 30mm Mini-Reel L 50m | BRAIDED SLEEVE CONFORMED V0, 50M
7TCG054800R0045 | CPS25G-25 | Active | 5414363103370 | 17761.59 | 100 | 1 | lengte | Catamount Fastening Products | BE31450 | LW (Cable Ties III) | lengte | BRAIDED SLEEVE GRY PLYE 25 DIA 25M | GAINE TRESSE D25MM GRI | Non-Flame Retardant Braided Sleeve, Gray Polyester for Temperatures up to 150 C, Nominal Diam 25mm, Expandable Diam 18mm to 34mm, Mini-Reel Length 25 Meters | BRAIDED SLEEVE GRY PLYE 25 DIA 25M
7TCG054800R0046 | CPS25G-50-CV0 | Active | 5415022131024 | 36858.26 | 100 | 1 | stuk | Catamount Fastening Products | BE31450 | LW (Cable Ties III) | stuk | BRAIDED SLEEVE CONF CV0 GREY | manchon gris conforme v0, 50m | Flame Retardant Braided Sleeve, Gray Polyester Temp -50 Degr C to 150 C, Nom Diam 25mm, Exp Diam 22mm to 30mm Mini-Reel L 50m | BRAIDED SLEEVE CONF CV0 GREY
7TCG054800R0048 | CPS25W-25-EU | Active | 5414363609636 | 46332.23 | 100 | 1 | stuk | Catamount Fastening Products | BE31450 | LW (Cable Ties III) | stuk | WOVEN SLEEVE BLK PLYE 25MM DIA 25M | GAINE OUV A MEM DE FORME D25MM | Wrap-Around Woven Cable Sleeve, Black Polyester for Temperatures up to 125 Degrees Celsius , Nominal Diameter Size 25mm, Mini-Reel Length 25M | WOVEN SLEEVE BLK PLYE 25MM DIA 25M
7TCG054800R0050 | CPS25W-25-FR-EU | Active | 5414363609766 | 83035.84 | 100 | 2 | stuk | Catamount Fastening Products | BE31450 | LW (Cable Ties III) | stuk | BIND-IT FLAME RET DIA 25 25M | GAINE OUV. D25MM RDF (I3F2) | Wrap-Around Flame-Retardant Woven Cable Sleeve, Black Polyester for Temperatures from -50 up to 125 Degrees C, Nominal Diam 25mm, Mini-Reel Length 25M | BIND-IT FLAME RET DIA 25, 25M
7TCG054800R0051 | CPS29W-15-EU | Active | 5415022045420 | 31027.35 | 100 | 2 | stuk | Catamount Fastening Products | BE31450 | LW (Cable Ties III) | stuk | WOVEN SLEEVE BLK PLYE 29MM DIA 19M | manchon tissé noir polye dia 29mm 19m | Wrap-Around Woven Cable Sleeve, Black Polyester for Temperatures up to 125 Degrees Celsius , Nominal Diameter Size 29mm, Mini-Reel Length 15M | WOVEN SLEEVE BLK PLYE 29MM DIA 19M
7TCG054800R0052 | CPS29W-15-FR-EU | Active | 5414363609773 | 58539.24 | 100 | 2 | stuk | Catamount Fastening Products | BE31450 | LW (Cable Ties III) | stuk | BIND-IT FLAME RET DIA 29 15M | BIND-IT FLAME RET DIA 29 15M | Wrap-Around Flame-Retardant Woven Cable Sleeve, Black Polyester for Temperatures from -50 up to 125 Degrees C, Nominal Diam 29mm, Mini-Reel Length 15M | BIND-IT FLAME RET DIA 29, 15M
7TCG054800R0058 | CPS30B-25 | Active | 5414363103394 | 23167.32 | 100 | 1 | lengte | Catamount Fastening Products | BE31450 | LW (Cable Ties III) | lengte | BRAIDED SLEEVE BLK PLYE 30 DIA 25M | GAINE TRESSE D30MM NOIR | Non-Flame Retardant Braided Sleeve, Black Polyester for Temp up to 150 C, Nominal Diam 30mm, Expandable Diam 20mm to 40mm, Mini-Reel Length 25 Meters | BRAIDED SLEEVE BLK PLYE 30 DIA 25M
7TCG054800R0059 | CPS30B-50-CV0 | Active | 5414363149699 | 44324.53 | 100 | 1 | lengte | Catamount Fastening Products | BE31450 | LW (Cable Ties III) | lengte | BRD SLEEV CONFORMED V0 50M zw. | B. SLEEV. CONFORMED V0 50M | Flame Retardant Braided Sleeve, Black Polyester Temp -50 Degr C to 150 C, Nom Diam 30mm, Exp Diam 27mm to 40mm Mini-Reel L 50m | BRD SLEEV CONFORMED V0 50M BLACK
7TCG054800R0061 | CPS30G-25 | Active | 5414363103417 | 23167.32 | 100 | 1 | lengte | Catamount Fastening Products | BE31450 | LW (Cable Ties III) | lengte | BRAIDED SLEEVE GRY PLYE 30 DIA 25M | BRAIDED SLEEVING GREY 25M | Non-Flame Retardant Braided Sleeve, Gray Polyester for Temperatures up to 150 C, Nominal Diam 30mm, Expandable Diam 20mm to 40mm, Mini-Reel Length 25 Meters | BRAIDED SLEEVE GRY PLYE 30 DIA 25M
7TCG054800R0064 | CPS32W-15-EU | Active | 5414363609681 | 34216.88 | 100 | 2 | stuk | Catamount Fastening Products | BE31450 | LW (Cable Ties III) | stuk | WOVEN SLEEVE BLK PLYE 32MM DIA 15M | WOVEN SLEEVE BLK PLYE 32MM DIA 15M | Wrap-Around Woven Cable Sleeve, Black Polyester for Temperatures up to 125 Degrees Celsius , Nominal Diameter Size 32mm, Mini-Reel Length 15M | WOVEN SLEEVE BLK PLYE 32MM DIA 15M
7TCG054800R0065 | CPS32W-15-FR-EU | Active | 5414363609780 | 61952.49 | 100 | 2 | stuk | Catamount Fastening Products | BE31450 | LW (Cable Ties III) | stuk | BIND-IT FLAME RET DIA 32 15M | BIND-IT FLAME RET DIA 32 15M | Wrap-Around Flame-Retardant Woven Cable Sleeve, Black Polyester for Temperatures from -50 up to 125 Degrees C, Nominal Diam 32mm, Mini-Reel Length 15M | BIND-IT FLAME RET DIA 32, 15M
7TCG054800R0068 | CPS38W-15-EU | Active | 5414363609704 | 42768.81 | 100 | 2 | stuk | Catamount Fastening Products | BE31450 | LW (Cable Ties III) | stuk | WOVEN SLEEVE BLK PLYE 38MM DIA 15M | GAINE OUV A MEM DE FORME D38MM | Wrap-Around Woven Cable Sleeve, Black Polyester for Temperatures up to 125 Degrees Celsius , Nominal Diameter Size 38mm, Mini-Reel Length 15M | WOVEN SLEEVE BLK PLYE 38MM DIA 15M
7TCG054800R0069 | CPS38W-15-FR-EU | Active | 5414363609797 | 79224.62 | 100 | 2 | stuk | Catamount Fastening Products | BE31450 | LW (Cable Ties III) | stuk | BIND-IT FLAME RET DIA 38 15M | GAINE OUV. D38MM RDF (I3F2) | Wrap-Around Flame-Retardant Woven Cable Sleeve, Black Polyester for Temperatures from -50 up to 125 Degrees C, Nominal Diam 38mm, Mini-Reel Length 15M | BIND-IT FLAME RET DIA 38, 15M
7TCG054800R0071 | CPS3B-100 | Active | 5414363103448 | 11120.33 | 100 | 1 | lengte | Catamount Fastening Products | BE31450 | LW (Cable Ties III) | lengte | BRAIDED SLEEVE BLK PLYE 3 DIA 100M | BRAIDED SLEEVING NOIR 100M | Non-Flame Retardant Braided Sleeve, Black Polyester for Temp up to 150 C, Nominal Diam 3mm, Expandable Diam 1mm to 5mm, Mini-Reel Length 100 Meters | BRAIDED SLEEVE BLK PLYE 3 DIA 100M
7TCG054800R0072 | CPS3B-100-CV0 | Active | 5414363149729 | 12130.44 | 100 | 1 | lengte | Catamount Fastening Products | BE31450 | LW (Cable Ties III) | lengte | B.SLEEV.CONFORMED V0 100M | manch tress conforme v0, 100m | Flame Retardant Braided Sleeve, Black Polyester Temp -50 Degr C to 150 C, Nom Diam 3mm, Exp Diam 2mm to 5mm Mini-Reel L 50m | B. SLEEV. CONFORMED V0, 100M
7TCG054800R0076 | CPS40B-25 | Active | 5414363103479 | 31121.41 | 100 | 1 | lengte | Catamount Fastening Products | BE31450 | LW (Cable Ties III) | lengte | BRAIDED SLEEVE BLK PLYE 40 DIA 25M | GAINE TRESSE D40MM NOIR | Non-Flame Retardant Braided Sleeve, Black Polyester for Temp up to 150 C, Nominal Diam 40mm, Expandable Diam 30mm to 50mm, Mini-Reel Length 25 Meters | BRAIDED SLEEVE BLK PLYE 40 DIA 25M
7TCG054800R0077 | CPS40B-50-CV0 | Active | 5414363149736 | 63569.82 | 100 | 1 | lengte | Catamount Fastening Products | BE31450 | LW (Cable Ties III) | lengte | B.SLEEV.CONFORMED V0 50M | manch tress conforme v0, 50m | Flame Retardant Braided Sleeve, Black Polyester Temp 150 Degr C, Nom Diam 40mm, Exp Diam Range 30mm to 50mm, Mini-Reel L 50m | B. SLEEV. CONFORMED V0, 50M
7TCG054800R0079 | CPS40G-25 | Active | 5414363103493 | 31121.41 | 100 | 1 | lengte | Catamount Fastening Products | BE31450 | LW (Cable Ties III) | lengte | BRAIDED SLEEVE GRY PLYE 40 DIA 25M | GAINE TRESSE D40MM GRI | Non-Flame Retardant Braided Sleeve, Gray Polyester for Temperatures up to 150 C, Nominal Diam 40mm, Expandable Diam 30mm to 50mm,Mini-Reel Length 25 Meters | BRAIDED SLEEVE GRY PLYE 40 DIA 25M
7TCG054800R0081 | CPS4B-100 | Active | 5414363103509 | 12664.81 | 100 | 1 | lengte | Catamount Fastening Products | BE31450 | LW (Cable Ties III) | lengte | BRAIDED SLEEVE BLK PLYE 4 DIA 100M | BRAIDED SLEEVING NOIR 100M | Non-Flame Retardant Braided Sleeve, Black Polyester for Temp up to 150 C, Nominal Diam 4mm, Expandable Diam 2mm to 7mm, Mini-Reel Length 100 Meters | BRAIDED SLEEVE BLK PLYE 4 DIA 100M
7TCG054800R0082 | CPS4B-100-CV0 | Active | 5414363149743 | 14229.75 | 100 | 1 | lengte | Catamount Fastening Products | BE31450 | LW (Cable Ties III) | lengte | BRAIDED SLEEV.CONFORMED V0 100M | manch tress conforme v0, 100m | Flame Retardant Braided Sleeve, Black Polyester Temp -50 Degr C to 150 C, Nom Diam 4mm, Exp Diam 3mm to 7mm, Mini-Reel L 100m | BRAIDED SLEEV. CONFORMED V0, 100M
7TCG054800R0084 | CPS4G-100 | Active | 5414363103523 | 12664.81 | 100 | 1 | lengte | Catamount Fastening Products | BE31450 | LW (Cable Ties III) | lengte | BRAIDED SLEEVE GRY PLYE 4 DIA 100M | GAINE TRESSE D4MM GRI | Non-Flame Retardant Braided Sleeve, Gray Polyester for Temperatures up to 150 C, Nominal Diam 4mm, Expandable Diam 2mm to 7mm,Mini-Reel Length 100 Meters | BRAIDED SLEEVE GRY PLYE 4 DIA 100M
7TCG054800R0086 | CPS50B-25 | Active | 5414363103530 | 32434.21 | 100 | 1 | lengte | Catamount Fastening Products | BE31450 | LW (Cable Ties III) | lengte | BRAIDED SLEEVE BLK PLYE 50 DIA 25M | BRAIDED SLEEVING NOIR 25M | Non-Flame Retardant Braided Sleeve, Black Polyester for Temp up to 150 C, Nominal Diam 50mm, Expandable Diam 40mm to 66mm, Mini-Reel Length 25 Meters | BRAIDED SLEEVE BLK PLYE 50 DIA 25M
7TCG054800R0087 | CPS50B-50-CV0 | Active | 5414363149750 | 75818.87 | 100 | 1 | lengte | Catamount Fastening Products | BE31450 | LW (Cable Ties III) | lengte | BRD SLEEV CONFORMED V0 50M BLK | manch tress conforme v0 50m noir | Flame Retardant Braided Sleeve, Black Polyester Temp -50 Degr C to 150 C, Nom Diam 50mm, Exp Diam 45mm to 50mm, Mini-Reel L 50m | BRD SLEEV CONFORMED V0 50M BLK
7TCG054800R0089 | CPS50G-25 | Active | 5414363103554 | 32434.21 | 100 | 1 | lengte | Catamount Fastening Products | BE31450 | LW (Cable Ties III) | lengte | BRAIDED SLEEVE GRY PLYE 50 DIA 25M | BRAIDED SLEEVING GREY 25M | Non-Flame Retardant Braided Sleeve, Gray Polyester for Temperatures up to 150 C, Nominal Diam 50mm, Expandable Diam 40mm to 66mm,Mini-Reel Length 25 Meters | BRAIDED SLEEVE GRY PLYE 50 DIA 25M
7TCG054800R0090 | CPS50W-15-FR-EU | Active | 5414363609803 | 105731.92 | 100 | 2 | stuk | Catamount Fastening Products | BE31450 | LW (Cable Ties III) | stuk | BIND-IT FLAME RET DIA 50 15M | BIND-IT FLAME RET DIA 50 15M | Wrap-Around Flame-Retardant Woven Cable Sleeve, Black Polyester for Temperatures from -50 up to 125 Degrees C, Nominal Diam 50mm, Mini-Reel Length 15M | BIND-IT FLAME RET DIA 50, 15M
7TCG054800R0092 | CPS5B-100 | Active | 5414363103561 | 14827.09 | 100 | 1 | lengte | Catamount Fastening Products | BE31450 | LW (Cable Ties III) | lengte | BRAIDED SLEEVE BLK PLYE 5 DIA 100M | BRAIDED SLEEVING NOIR 100M | Non-Flame Retardant Braided Sleeve, Black Polyester for Temp up to 150 C, Nominal Diam 5mm, Expandable Diam 3mm to 9mm, Mini-Reel Length 100 Meters | BRAIDED SLEEVE BLK PLYE 5 DIA 100M
7TCG054800R0093 | CPS5B-100-CV0 | Active | 5414363149774 | 14696.77 | 100 | 1 | lengte | Catamount Fastening Products | BE31450 | LW (Cable Ties III) | lengte | B.SLEEV.CONFORMED V0 100M | B. SLEEV. CONFORMED V0 100M | Flame Retardant Braided Sleeve, Black Polyester Temp -50 Degr C to 150 C, Nom Diam 5mm, Exp Diam 4mm to 9mm, Mini-Reel L 100m | B. SLEEV. CONFORMED V0, 100M
7TCG054800R0096 | CPS5G-100 | Active | 5414363103585 | 14827.09 | 100 | 1 | lengte | Catamount Fastening Products | BE31450 | LW (Cable Ties III) | lengte | BRAIDED SLEEVE GRY PLYE 5 DIA 100M | BRAIDED SLEEVING GREY 100M | Non-Flame Retardant Braided Sleeve, Gray Polyester for Temperatures up to 150 C, Nominal Diam 5mm, Expandable Diam 3mm to 9mm,Mini-Reel Length 100 Meters | BRAIDED SLEEVE GRY PLYE 5 DIA 100M
7TCG054800R0097 | CPS6B-100 | Active | 5414363103592 | 17298.23 | 100 | 1 | lengte | Catamount Fastening Products | BE31450 | LW (Cable Ties III) | lengte | BRAIDED SLEEVE BLK PLYE 6 DIA 100M | GAINE TRESSE D6MM NOIR | Non-Flame Retardant Braided Sleeve, Black Polyester for Temp up to 150 C, Nominal Diam 6mm, Expandable Diam 4mm to 11mm, Mini-Reel Length 100 Meters | BRAIDED SLEEVE BLK PLYE 6 DIA 100M
7TCG054800R0098 | CPS6B-100-CV0 | Active | 5414363149781 | 15163.8 | 100 | 1 | lengte | Catamount Fastening Products | BE31450 | LW (Cable Ties III) | lengte | B.SLEEVE CONFORMED V0 100M | manch tress conforme v0, 100m | Flame Retardant Braided Sleeve, Black Polyester Temp -50 Degr C to 150 C, Nom Diam 6mm, Exp Diam 5mm to 11mm, Mini-Reel L 100m | B. SLEEVE CONFORMED V0, 100M
7TCG054800R0101 | CPS6G-100 | Active | 5414363103615 | 17298.23 | 100 | 1 | lengte | Catamount Fastening Products | BE31450 | LW (Cable Ties III) | lengte | BRAIDED SLEEVE GRY PLYE 6 DIA 100M | GAINE TRESSE D6MM GRI | Non-Flame Retardant Braided Sleeve, Gray Polyester for Temperatures up to 150 C, Nominal Diam 6mm, Expandable Diam 4mm to 11mm,Mini-Reel Length 100 Meters | BRAIDED SLEEVE GRY PLYE 6 DIA 100M
7TCG054800R0102 | CPS6G-100-CV0 | Active | 5414363406945 | 15163.8 | 100 | 1 | lengte | Catamount Fastening Products | BE31450 | LW (Cable Ties III) | lengte | GREY SLEEVE CONF.V0 100M | manchon gris conforme v0, 100m | Flame Retardant Braided Sleeve, Gray Polyester Temp -50 Degr C to 150 C, Nom Diam 6mm, Exp Diam 5mm to 11mm, Mini-Reel L 100m | GREY SLEEVE CONF. V0, 100M
7TCG054800R0103 | CPS8B-100 | Active | 5414363103622 | 15836.72 | 100 | 1 | lengte | Catamount Fastening Products | BE31450 | LW (Cable Ties III) | lengte | BRAIDED SLEEVE BLK PLYE 8 DIA 100M | GAINE TRESSE D8MM NOIR | Non-Flame Retardant Braided Sleeve, Black Polyester for Temp up to 150 C, Nominal Diam 8mm, Expandable Diam 5mm to 12mm, Mini-Reel Length 100 Meters | BRAIDED SLEEVE BLK PLYE 8 DIA 100M
7TCG054800R0104 | CPS8B-100-CV0 | Active | 5414363149798 | 24262.36 | 100 | 1 | lengte | Catamount Fastening Products | BE31450 | LW (Cable Ties III) | lengte | BRAIDED SLEEVE CONFORMED V0 100M | manch tress conforme v0, 100m | Flame Retardant Braided Sleeve, Black Polyester Temp -50 Degr C to 150 C, Nom Diam 8mm, Exp Diam 7mm to 13mm, Mini-Reel L 100m | BRAIDED SLEEVE CONFORMED V0, 100M
7TCG054800R0107 | CPS8G-100 | Active | 5414363103646 | 21931.7 | 100 | 1 | lengte | Catamount Fastening Products | BE31450 | LW (Cable Ties III) | lengte | BRAIDED SLEEVE GRY PLYE 8 DIA 100M | BRAIDED SLEEVING GREY 100M | Non-Flame Retardant Braided Sleeve, Gray Polyester for Temperatures up to 150 C, Nominal Diam 8mm, Expandable Diam 5mm to 12mm,Mini-Reel Length 100 Meters | BRAIDED SLEEVE GRY PLYE 8 DIA 100M
7TCG054830R0018 | JTB-500 | Active | 5414363073963 | 2358.32 | 100 | 11 | stuk | Catamount Fastening Products | BE31450 | LV (Cable Ties II) | stuk | JAR CABLE TIES UV zw.NYL | JAR CABLE COLS UV NOIR NYL | Jar Containing 200 Pieces of TY100-18-X- 100 Cable Tie, Black Polyamide (Nylon 6. 6) for Temperatures up to 105 Degrees Ce lsius (220 F), Weather and Ultraviolet R | JAR CABLE TIES UV BLACK NYL
7TCG054830R0020 | JTN-500 | Active | 5414363186274 | 2663.96 | 100 | 11 | stuk | Catamount Fastening Products | BE31450 | LV (Cable Ties II) | stuk | TYFAST JAR NATURAL TIES | TYFAST-JARRE 500 COL.3 DIM NAT | PA 6.6 Cable Ties, Temp to 85 Degr C Qty 200, L 112mm, W 2.34mm, Thick 1.1mm Tensile Rate 80N, Qty 100 ties L 142.2mm W 6,1mm, Thick 1.1mm, Mil Spec MS-3367-1 | TYFAST JAR NATURAL TIES
7TCI029060R0023 | RSK-FLAG-B3 | Active | 5414363077510 | 54.73 | 100 | 1000 | stuk | Shield-Kon | BE31450 | L3 (Terminals I) | stuk | Shield-Kon® RSK-FLAG connector voor Directe aansluiting aan b.v. aarde, M3 | COSSE DRAPEAU M3 | One-Piece Connector, Termination Screw Size M3, Copper, Zinc Alloy Plated | One-Piece Connector, Termination Screw Size M3, Copper, Zinc Alloy Plated
7TCI029060R0024 | RSK-FLAG-B4 | Active | 5414363077527 | 49.52 | 100 | 1000 | stuk | Sta-Kon and Catamount Terminals | BE31450 | L3 (Terminals I) | stuk | ONE-PIECE CONN FLAG CUM4 SCREW | ONE-PIECE CONN FLAG CU M4 SCREW | One-Piece Connector, Termination Screw Size M4, Copper, Zinc Alloy Plated | ONE-PIECE CONN FLAG CU M4 SCREW
7TCI029060R0025 | RSK-FLAG-B5 | Active | 5414363077534 | 49.52 | 100 | 1000 | stuk | Sta-Kon and Catamount Terminals | BE31450 | L3 (Terminals I) | stuk | ONE-PIECE CONN FLAG CUM5 SCREW | ONE-PIECE CONN FLAG CU M5 SCREW | One-Piece Connector, Termination Screw Size M5, Copper, Zinc Alloy Plated | ONE-PIECE CONN FLAG CU M5 SCREW
7TCI029060R0026 | RSK101 | Active | 5414363077541 | 67.56 | 100 | 1000 | stuk | Sta-Kon and Catamount Terminals | BE31450 | L3 (Terminals I) | stuk | ONE-PIECE GROUND CONN 1.27-2.28MM | FERRULE 1P ROU-D1. 27-2. 28MM | One-Piece Grounding Connector, Shield Diam Range 1.27mm-2.28mm, Red, Copper, Tin Plated, Polyester Insulation | ONE-PIECE GROUND CONN 1.27-2.28MM
7TCI029060R0027 | RSK201 | Active | 5414363077558 | 65.63 | 100 | 1000 | stuk | Sta-Kon and Catamount Terminals | BE31450 | L3 (Terminals I) | stuk | ONE-PIECE GROUND CONN 2.29-3.65MM | FERRULE 1P BLE-D2. 29-3. 65MM | One-Piece Grounding Connector, Shield Diam Range 2.29mm-3.65mm, Blue, Copper, Tin Plated, Polyester Insulation | ONE-PIECE GROUND CONN 2.29-3.65MM
7TCI029060R0029 | RSK301 | Active | 5414363077565 | 83.08 | 100 | 1000 | stuk | Sta-Kon and Catamount Terminals | BE31450 | L3 (Terminals I) | stuk | ONE-PIECE GROUND CONN 3.66-5.12MM | FERRULE 1P JAU-D3. 66-5. 12MM | One-Piece Grounding Connector, Shield Diam Range 3.66mm-5.12mm, Yellow, Copper Tin Plated, Polyester Insulation | ONE-PIECE GROUND CONN 3.66-5.12MM
7TCI029060R0031 | RSK401 | Active | 5414363077572 | 124.62 | 100 | 500 | stuk | Sta-Kon and Catamount Terminals | BE31450 | L3 (Terminals I) | stuk | ONE-PIECE GROUND CONN 5.13-7.62MM | FERRULE 1P VER-D5. 13-7. 62MM | One-Piece Grounding Connector, Shield Diam Range 5.13mm-7.62mm, Green, Copper, Tin Plated, Polyester Insulation | ONE-PIECE GROUND CONN 5.13-7.62MM
7TCI029100R0004 | GSB5058 | Active | 5414363113911 | 98.93 | 100 | 100 | stuk | Sta-Kon | BE31450 | L3 (Terminals I) | stuk | Shield-Kon® binnenhuls voor afgeschermde Kabel, 1,47mm binnendiameter, Geel | BAGUE INT. DI 1. 47MM | Two-piece Inner Sleeve Connector For Grounding Shielded And Coaxial Cables, Inner Diameter Of 1.47mm, Yellow | Two-piece Inner Sleeve Connector For Grounding Shielded And Coaxial Cables, Inner Diameter Of 1.47mm, Yellow
7TCI029100R0005 | GSB5063 | Active | 5414363113928 | 111.79 | 100 | 100 | stuk | Sta-Kon | BE31450 | L3 (Terminals I) | stuk | Shield-Kon® binnenhuls voor afgeschermde Kabel, 1,60mm binnendiameter, Rood | BAGUE INT. DI 1. 6MM | Two-piece Inner Sleeve Connector For Grounding Shielded And Coaxial Cables, Inner Diameter Of 1.6mm, Red | Two-piece Inner Sleeve Connector For Grounding Shielded And Coaxial Cables, Inner Diameter Of 1.6mm, Red
7TCI029100R0007 | GSB5080 | Active | 5414363113942 | 82.82 | 100 | 100 | stuk | Sta-Kon and Catamount Terminals | BE31450 | L3 (Terminals I) | stuk | SHIELD-KON-TWO PC-INNER SLEEVE | SHIELD-KON-TWO PC-INNER SLEEVE | Two-piece Inner Sleeve Connector For Grounding Shielded And Coaxial Cables, Inner Diameter Of 2.0mm, Blue | SHIELD-KON-TWO PC-INNER SLEEVE
7TCI029100R0008 | GSB5090 | Active | 5414363113959 | 82.82 | 100 | 100 | stuk | Sta-Kon and Catamount Terminals | BE31450 | L3 (Terminals I) | stuk | SHIELD-KON-TWO PC-INNER SLEEVE | BAGUE INT. DI 2. 2MM | Two-piece Inner Sleeve Connector For Grounding Shielded And Coaxial Cables, Inner Diameter Of 2.2mm, Orange | SHIELD-KON-TWO PC-INNER SLEEVE
7TCI029100R0009 | GSB5096 | Active | 5414363113966 | 82.82 | 100 | 100 | stuk | Sta-Kon and Catamount Terminals | BE31450 | L3 (Terminals I) | stuk | SHIELD-KON-TWO PC-INNER SLEEVE | BAGUE INT. DI 2. 44MM | Two-piece Inner Sleeve Connector For Grounding Shielded And Coaxial Cables, Inner Diameter Of 2.44mm, Purple | SHIELD-KON-TWO PC-INNER SLEEVE
7TCI029100R0010 | GSB5101 | Active | 5414363113973 | 82.82 | 100 | 100 | stuk | Sta-Kon and Catamount Terminals | BE31450 | L3 (Terminals I) | stuk | SHIELD-KON-TWO PC-INNER SLEEVE | BAGUE INT. DI 2. 56MM | Two-piece Inner Sleeve Connector For Grounding Shielded And Coaxial Cables, Inner Diam 2.56mm, Outer Diam 3.16mm Yellow | SHIELD-KON-TWO PC-INNER SLEEVE
7TCI029100R0011 | GSB5109 | Active | 5414363113980 | 82.82 | 100 | 100 | stuk | Sta-Kon and Catamount Terminals | BE31450 | L3 (Terminals I) | stuk | SHIELD-KON-TWO PC-INNER SLEEVE | BAGUE INT. DI 2. 76MM | Two-piece Inner Sleeve Connector For Grounding Shielded And Coaxial Cables, Inner Diameter Of 2.76mm, Red | SHIELD-KON-TWO PC-INNER SLEEVE
7TCI029100R0013 | GSB5124 | Active | 5414363114000 | 87.13 | 100 | 100 | stuk | Sta-Kon and Catamount Terminals | BE31450 | L3 (Terminals I) | stuk | SHIELD-KON-TWO PC-INNER SLEEVE | BAGUE INT. DI 3. 14MM | Two-piece Inner Sleeve Connector For Grounding Shielded And Coaxial Cables, Inner Diameter Of 3.14mm, Green | SHIELD-KON-TWO PC-INNER SLEEVE
7TCI029100R0014 | GSB5128 | Active | 5414363114017 | 87.13 | 100 | 100 | stuk | Sta-Kon and Catamount Terminals | BE31450 | L3 (Terminals I) | stuk | SHIELD-KON-TWO PC-INNER SLEEVE | BAGUE INT. DI 3. 25MM | Two-piece Inner Sleeve Connector For Grounding Shielded And Coaxial Cables, Inner Diameter Of 3.25mm, Silver | SHIELD-KON-TWO PC-INNER SLEEVE
7TCI029100R0015 | GSB5134 | Active | 5414363114024 | 87.13 | 100 | 100 | stuk | Sta-Kon and Catamount Terminals | BE31450 | L3 (Terminals I) | stuk | SHIELD-KON-TWO PC-INNER SLEEVE | BAGUE INT. DI 3. 4MM | Two Piece Inner Sleeve Connector For Grounding Shielded And Coaxial Cables, Inner Diameter Of 3.4mm, Orange | SHIELD-KON-TWO PC-INNER SLEEVE
7TCI029100R0016 | GSB5149 | Active | 5414363114031 | 91.4 | 100 | 100 | stuk | Sta-Kon and Catamount Terminals | BE31450 | L3 (Terminals I) | stuk | SHIELD-KON-TWO PC-INNER SLEEVE | BAGUE INT. DI 3. 78MM | Two-piece Inner Sleeve Connector For Grounding Shielded And Coaxial Cables, Inner Diameter Of 3.78mm, Blue | SHIELD-KON-TWO PC-INNER SLEEVE
7TCI029100R0017 | GSB5156 | Active | 5414363114048 | 91.4 | 100 | 100 | stuk | Sta-Kon and Catamount Terminals | BE31450 | L3 (Terminals I) | stuk | SHIELD-KON-TWO PC-INNER SLEEVE | BAGUE INT. DI 3. 96MM | Two-piece Inner Sleeve Connector For Grounding Shielded And Coaxial Cables, Inner Diameter Of 3.96mm, Red | SHIELD-KON-TWO PC-INNER SLEEVE
7TCI029100R0018 | GSB5165 | Active | 5414363114055 | 91.4 | 100 | 100 | stuk | Sta-Kon and Catamount Terminals | BE31450 | L3 (Terminals I) | stuk | SHIELD-KON-TWO PC-INNER SLEEVE | BAGUE INT. DI 4. 2MM | Two-piece Inner Sleeve Connector For Grounding Shielded And Coaxial Cables, Inner Diameter Of 4.2mm, Silver | SHIELD-KON-TWO PC-INNER SLEEVE
7TCI029100R0019 | GSB5175 | Active | 5414363114062 | 91.4 | 100 | 100 | stuk | Sta-Kon and Catamount Terminals | BE31450 | L3 (Terminals I) | stuk | SHIELD-KON-TWO PC-INNER SLEEVE | BAGUE INT. DI 4. 44MM | Two-piece Inner Sleeve Connector For Grounding Shielded And Coaxial Cables, Inner Diameter Of 4.44mm, Green | SHIELD-KON-TWO PC-INNER SLEEVE
7TCI029100R0020 | GSB5187 | Active | 5414363114079 | 91.4 | 100 | 100 | stuk | Sta-Kon and Catamount Terminals | BE31450 | L3 (Terminals I) | stuk | SHIELD-KON-TWO PC-INNER SLEEVE | BAGUE INT. DI 4. 75MM | Two-piece Inner Sleeve Connector For Grounding Shielded And Coaxial Cables, Inner Diameter Of 4.75mm, Yellow | SHIELD-KON-TWO PC-INNER SLEEVE
7TCI029100R0021 | GSB5194 | Active | 5414363114086 | 91.4 | 100 | 100 | stuk | Sta-Kon and Catamount Terminals | BE31450 | L3 (Terminals I) | stuk | SHIELD-KON-TWO PC-INNER SLEEVE | BAGUE INT. DI 4. 93MM | Two-piece Inner Sleeve Connector For Grounding Shielded And Coaxial Cables, Inner Diameter Of 4.93mm, Blue | SHIELD-KON-TWO PC-INNER SLEEVE
7TCI029100R0022 | GSB5205 | Active | 5414363114093 | 91.4 | 100 | 100 | stuk | Sta-Kon and Catamount Terminals | BE31450 | L3 (Terminals I) | stuk | SHIELD-KON-TWO PC-INNER SLEEVE | BAGUE INT. DI 5. 2MM | Two-piece Inner Sleeve Connector For Grounding Shielded And Coaxial Cables, Inner Diameter Of 5.2mm, Orange | SHIELD-KON-TWO PC-INNER SLEEVE
7TCI029100R0023 | GSB5219 | Active | 5414363114109 | 97.41 | 100 | 100 | stuk | Sta-Kon and Catamount Terminals | BE31450 | L3 (Terminals I) | stuk | SHIELD-KON-TWO PC-INNER SLEEVE | BAGUE INT. DI 5. 56MM | Two-piece Inner Sleeve Connector For Grounding Shielded And Coaxial Cables, Inner Diameter Of 5.56mm, Silver | SHIELD-KON-TWO PC-INNER SLEEVE
7TCI029100R0024 | GSB5225 | Active | 5414363114116 | 97.41 | 100 | 100 | stuk | Sta-Kon and Catamount Terminals | BE31450 | L3 (Terminals I) | stuk | SHIELD-KON-TWO PC-INNER SLEEVE | BAGUE INT. DI 5. 71MM | Two-piece Inner Sleeve Connector For Grounding Shielded And Coaxial Cables, Inner Diameter Of 5.71mm, Yellow | SHIELD-KON-TWO PC-INNER SLEEVE
7TCI029100R0025 | GSB5232 | Active | 5414363114123 | 97.41 | 100 | 100 | stuk | Sta-Kon and Catamount Terminals | BE31450 | L3 (Terminals I) | stuk | SHIELD-KON-TWO PC-INNER SLEEVE | BAGUE INT. DI 5. 9MM | Two-piece Inner Sleeve Connector For Grounding Shielded And Coaxial Cables, Inner Diameter Of 5.9mm, Red | SHIELD-KON-TWO PC-INNER SLEEVE
7TCI029100R0026 | GSB5250 | Active | 5414363114130 | 133.05 | 100 | 100 | stuk | Sta-Kon and Catamount Terminals | BE31450 | L3 (Terminals I) | stuk | SHIELD-KON-TWO PC-INNER SLEEVE | BAGUE INT. DI 6. 35MM | Two-piece Inner Sleeve Connector For Grounding Shielded And Coaxial Cables, Inner Diameter Of 6.35mm, Green | SHIELD-KON-TWO PC-INNER SLEEVE
7TCI029100R0027 | GSB5261 | Active | 5414363114147 | 133.05 | 100 | 100 | stuk | Sta-Kon and Catamount Terminals | BE31450 | L3 (Terminals I) | stuk | SHIELD-KON-TWO PC-INNER SLEEVE | BAGUE INT. DI 6. 63MM | Two-piece Inner Sleeve Connector For Grounding Shielded And Coaxial Cables, Inner Diameter Of 6.63mm, Blue | SHIELD-KON-TWO PC-INNER SLEEVE
7TCI029100R0028 | GSB5266 | Active | 5414363114154 | 150.21 | 100 | 100 | stuk | Sta-Kon | BE31450 | L3 (Terminals I) | stuk | Shield-Kon® binnenhuls voor afgeschermde Kabel, 6,75mm binnendiameter, Zilver | BAGUE INT. DI 6. 75MM | Two-piece Inner Sleeve Connector For Grounding Shielded And Coaxial Cables, Inner Diameter Of 6.75mm, Silver | Two-piece Inner Sleeve Connector For Grounding Shielded And Coaxial Cables, Inner Diameter Of 6.75mm, Silver
7TCI029100R0029 | GSB5275 | Active | 5414363114161 | 133.05 | 100 | 100 | stuk | Sta-Kon and Catamount Terminals | BE31450 | L3 (Terminals I) | stuk | SHIELD-KON-TWO PC-INNER SLEEVE | SHIELD-KON-TWO PC-INNER SLEEVE | Two-piece Inner Sleeve Connector For Grounding Shielded And Coaxial Cables, Inner Diameter Of 6.98mm, Orange | SHIELD-KON-TWO PC-INNER SLEEVE
7TCI029100R0030 | GSB5281 | Active | 5414363114178 | 160.18 | 100 | 100 | stuk | Sta-Kon and Catamount Terminals | BE31450 | L3 (Terminals I) | stuk | SHIELD-KON-TWO PC-INNER SLEEVE | SHIELD-KON-TWO PC-INNER SLEEVE | Two-piece Inner Sleeve Connector For Grounding Shielded And Coaxial Cables, Inner Diameter of 7.14mm, Yellow | SHIELD-KON-TWO PC-INNER SLEEVE
7TCI029100R0031 | GSB5287 | Active | 5414363114185 | 160.18 | 100 | 100 | stuk | Sta-Kon and Catamount Terminals | BE31450 | L3 (Terminals I) | stuk | SHIELD-KON-TWO PC-INNER SLEEVE | BAGUE INT. DI 7. 29MM | Two-piece Inner Sleeve Connector For Grounding Shielded And Coaxial Cables, Inner Diameter of 7.29mm, Silver | SHIELD-KON-TWO PC-INNER SLEEVE
7TCI029100R0032 | GSB5297 | Active | 5414363114192 | 181.65 | 100 | 100 | stuk | Sta-Kon and Catamount Terminals | BE31450 | L3 (Terminals I) | stuk | SHIELD-KON-TWO PC-INNER SLEEVE | SHIELD-KON-TWO PC-INNER SLEEVE | Two-piece Inner Sleeve Connector For Grounding Shielded And Coaxial Cables, Inner Diameter Of 7.54mm, Red | SHIELD-KON-TWO PC-INNER SLEEVE
7TCI029100R0033 | GSB5312 | Active | 5414363114208 | 181.65 | 100 | 100 | stuk | Sta-Kon and Catamount Terminals | BE31450 | L3 (Terminals I) | stuk | SHIELD-KON-TWO PC-INNER SLEEVE | SHIELD-KON-TWO PC-INNER SLEEVE | Two-piece Inner Sleeve Connector For Grounding Shielded And Coaxial Cables, Inner Diameter Of 7.92mm, Purple | SHIELD-KON-TWO PC-INNER SLEEVE
7TCI029100R0034 | GSB5348 | Active | 5414363114215 | 201.67 | 100 | 100 | stuk | Sta-Kon and Catamount Terminals | BE31450 | L3 (Terminals I) | stuk | SHIELD-KON-TWO PC-INNER SLEEVE | BAGUE INT. DI 8. 84MM | Two-piece Inner Sleeve Connector For Grounding Shielded And Coaxial Cables, Inner Diameter Of 8.84mm, Orange | SHIELD-KON-TWO PC-INNER SLEEVE
7TCI029100R0035 | GSB5375 | Active | 5414363114222 | 201.67 | 100 | 100 | stuk | Sta-Kon and Catamount Terminals | BE31450 | L3 (Terminals I) | stuk | SHIELD-KON-TWO PC-INNER SLEEVE | BAGUE INT. DI 9. 52MM | Two-piece Inner Sleeve Connector For Grounding Shielded And Coaxial Cables, Inner Diameter Of 9.52mm, Blue | SHIELD-KON-TWO PC-INNER SLEEVE
7TCI029100R0037 | GSC5101 | Active | 5414363114635 | 55.09 | 100 | 100 | stuk | Sta-Kon and Catamount Terminals | BE31450 | L3 (Terminals I) | stuk | SHIELD-KON-TWO PC-OUTER SLEEVE | BAGUE EXT. DI 2. 56MM | Two Piece Outer Sleeve Connector for Hexagonal Range, L 6.4mm, Inner Diam 2.56mm, Outer Diam 3.16mm, Color Silver Soft Bronze, Tin Plated, 100 Pack | SHIELD-KON-TWO PC-OUTER SLEEVE
7TCI029100R0038 | GSC5128 | Active | 5414363114642 | 55.09 | 100 | 100 | stuk | Sta-Kon and Catamount Terminals | BE31450 | L3 (Terminals I) | stuk | SHIELD-KON-TWO PC-OUTER SLEEVE | BAGUE EXT. DI 3. 25MM | Two-piece Outer Sleeve Connector For Grounding Shielded And Coaxial Cables, Inner Diameter Of 3.25mm, Blue | SHIELD-KON-TWO PC-OUTER SLEEVE
7TCI029100R0039 | GSC5149 | Active | 5414363114659 | 55.09 | 100 | 100 | stuk | Sta-Kon and Catamount Terminals | BE31450 | L3 (Terminals I) | stuk | SHIELD-KON-TWO PC-OUTER SLEEVE | BAGUE EXT. DI 3. 78MM | Two-piece Outer Sleeve Connector For Grounding Shielded And Coaxial Cables, Inner Diameter Of 3.78mm, Purple | SHIELD-KON-TWO PC-OUTER SLEEVE
7TCI029100R0040 | GSC5156 | Active | 5414363114666 | 55.09 | 100 | 100 | stuk | Sta-Kon and Catamount Terminals | BE31450 | L3 (Terminals I) | stuk | SHIELD-KON-TWO PC-OUTER SLEEVE | BAGUE EXT. DI 3. 96MM | Two-piece Outer Sleeve Connector For Grounding Shielded And Coaxial Cables, Inner Diameter Of 3.96mm, Yellow | SHIELD-KON-TWO PC-OUTER SLEEVE
7TCI029100R0041 | GSC5175 | Active | 5414363114673 | 55.09 | 100 | 100 | stuk | Sta-Kon and Catamount Terminals | BE31450 | L3 (Terminals I) | stuk | SHIELD-KON-TWO PC-OUTER SLEEVE | BAGUE EXT. DI 4. 4MM | Two-piece Outer Sleeve Connector For Grounding Shielded And Coaxial Cables, Inner Diameter Of 4.4mm, Blue | SHIELD-KON-TWO PC-OUTER SLEEVE
7TCI029100R0042 | GSC5187 | Active | 5414363114680 | 85.09 | 100 | 100 | stuk | Sta-Kon | BE31450 | L3 (Terminals I) | stuk | Shield-Kon® buitenhuls voor afgeschermde Kabel, 4,75mm binnendiameter, Oranje | BAGUE EXT. DI 4. 75MM | Two-piece Outer Sleeve Connector For Grounding Shielded And Coaxial Cables, Inner Diameter Of 4.75mm, Orange | Two-piece Outer Sleeve Connector For Grounding Shielded And Coaxial Cables, Inner Diameter Of 4.75mm, Orange
7TCI029100R0043 | GSC5194 | Active | 5414363114697 | 77.24 | 100 | 100 | stuk | Sta-Kon and Catamount Terminals | BE31450 | L3 (Terminals I) | stuk | SHIELD-KON-TWO PC-OUTER SLEEVE | BAGUE EXT. DI 4. 93MM | Two-piece Outer Sleeve Connector For Grounding Shielded And Coaxial Cables, Inner Diameter Of 4.93mm, Red | SHIELD-KON-TWO PC-OUTER SLEEVE
7TCI029100R0044 | GSC5199 | Active | 5414363114703 | 77.24 | 100 | 100 | stuk | Sta-Kon and Catamount Terminals | BE31450 | L3 (Terminals I) | stuk | SHIELD-KON-TWO PC-OUTER SLEEVE | BAGUE EXT. DI 5. 05MM | Two-piece Outer Sleeve Connector For Grounding Shielded And Coaxial Cables, Inner Diameter Of 5.05mm, Silver | SHIELD-KON-TWO PC-OUTER SLEEVE
7TCI029100R0045 | GSC5205 | Active | 5414363114710 | 77.24 | 100 | 100 | stuk | Sta-Kon and Catamount Terminals | BE31450 | L3 (Terminals I) | stuk | SHIELD-KON-TWO PC-OUTER SLEEVE | BAGUE EXT. DI 5. 2MM | Two-piece Outer Sleeve Connector For Grounding Shielded And Coaxial Cables, Inner Diameter Of 5.2mm, Yellow | SHIELD-KON-TWO PC-OUTER SLEEVE
7TCI029100R0046 | GSC5219 | Active | 5414363114727 | 77.24 | 100 | 100 | stuk | Sta-Kon and Catamount Terminals | BE31450 | L3 (Terminals I) | stuk | SHIELD-KON-TWO PC-OUTER SLEEVE | BAGUE EXT. DI 5. 56MM | Two-piece Outer Sleeve Connector For Grounding Shielded And Coaxial Cables, Inner Diameter Of 5.56mm, Green | SHIELD-KON-TWO PC-OUTER SLEEVE
7TCI029100R0047 | GSC5225 | Active | 5414363114734 | 90.62 | 100 | 100 | stuk | Sta-Kon | BE31450 | L3 (Terminals I) | stuk | Shield-Kon® buitenhuls voor afgeschermde Kabel, 5,71mm binnendiameter, Paars | BAGUE EXT. DI 5. 71MM | Two-piece Outer Sleeve Connector For Grounding Shielded And Coaxial Cables, Inner Diameter Of 5.71mm, Purple | Two-piece Outer Sleeve Connector For Grounding Shielded And Coaxial Cables, Inner Diameter Of 5.71mm, Purple
7TCI029100R0048 | GSC5232 | Active | 5414363114741 | 96.66 | 100 | 100 | stuk | Sta-Kon and Catamount Terminals | BE31450 | L3 (Terminals I) | stuk | SHIELD-KON-TWO PC-OUTER SLEEVE | BAGUE EXT. DI 5. 9MM | Two-piece Outer Sleeve Connector For Grounding Shielded And Coaxial Cables, Inner Diameter Of 5.9mm, Orange | SHIELD-KON-TWO PC-OUTER SLEEVE
7TCI029100R0049 | GSC5261 | Active | 5414363114758 | 96.66 | 100 | 100 | stuk | Sta-Kon and Catamount Terminals | BE31450 | L3 (Terminals I) | stuk | 2PC OUTER SLV YELLOW | BAGUE EXT. DI 6. 63MM | Two-piece Outer Sleeve Connector For Grounding Shielded And Coaxial Cables, Inner Diameter Of 6.63mm, Yellow | 2PC OUTER SLV, YELLOW
7TCI029100R0050 | GSC5275 | Active | 5414363114765 | 96.66 | 100 | 100 | stuk | Sta-Kon and Catamount Terminals | BE31450 | L3 (Terminals I) | stuk | SHIELD-KON-TWO PC-OUTER SLEEVE | BAGUE EXT. DI 6. 98MM | Two-piece Outer Sleeve Connector For Grounding Shielded And Coaxial Cables, Inner Diameter Of 6.98mm, Silver | SHIELD-KON-TWO PC-OUTER SLEEVE
7TCI029100R0051 | GSC5281 | Active | 5414363114772 | 98.09 | 100 | 100 | stuk | Sta-Kon and Catamount Terminals | BE31450 | L3 (Terminals I) | stuk | SHIELD-KON-TWO PC-OUTER SLEEVE | BAGUE EXT. DI 7. 14MM | Two-piece Outer Sleeve Connector For Grounding Shielded And Coaxial Cables, Inner Diameter Of 7.14mm, Purple | SHIELD-KON-TWO PC-OUTER SLEEVE
7TCI029100R0052 | GSC5287 | Active | 5414363114789 | 97.24 | 100 | 100 | stuk | Sta-Kon and Catamount Terminals | BE31450 | L3 (Terminals I) | stuk | SHIELD-KON-TWO PC-OUTER SLEEVE | BAGUE EXT. DI 7. 29MM | Two-piece Outer Sleeve Connector For Grounding Shielded And Coaxial Cables, Inner Diameter Of 7.29mm, Blue | SHIELD-KON-TWO PC-OUTER SLEEVE
7TCI029100R0053 | GSC5297 | Active | 5414363114796 | 96.66 | 100 | 100 | stuk | Sta-Kon and Catamount Terminals | BE31450 | L3 (Terminals I) | stuk | SHIELD-KON-TWO PC-OUTER SLEEVE | BAGUE EXT. DI 7. 54MM | Two-piece Outer Sleeve Connector For Grounding Shielded And Coaxial Cables, Inner Diameter Of 7.54mm, Green | SHIELD-KON-TWO PC-OUTER SLEEVE
7TCI029100R0054 | GSC5312 | Active | 5414363114802 | 96.66 | 100 | 100 | stuk | Sta-Kon and Catamount Terminals | BE31450 | L3 (Terminals I) | stuk | SHIELD-KON-TWO PC-OUTER SLEEVE | BAGUE EXT. DI 7. 92MM | Two-piece Outer Sleeve Connector For Grounding Shielded And Coaxial Cables, Inner Diameter Of 7.92mm, Yellow | SHIELD-KON-TWO PC-OUTER SLEEVE
7TCI029100R0055 | GSC5327 | Active | 5414363114819 | 106.27 | 100 | 100 | stuk | Sta-Kon and Catamount Terminals | BE31450 | L3 (Terminals I) | stuk | SHIELD-KON-TWO PC-OUTER SLEEVE | BAGUE EXT. DI 8. 3MM | Two-piece Outer Sleeve Connector For Grounding Shielded And Coaxial Cables, Inner Diameter Of 8.3mm, Silver | SHIELD-KON-TWO PC-OUTER SLEEVE
7TCI029100R0056 | GSC5348 | Active | 5414363114826 | 106.27 | 100 | 100 | stuk | Sta-Kon and Catamount Terminals | BE31450 | L3 (Terminals I) | stuk | SHIELD-KON-TWO PC-OUTER SLEEVE | SHIELD-KON-TWO PC-OUTER SLEEVE | Two-piece Outer Sleeve Connector For Grounding Shielded And Coaxial Cables, Inner Diameter Of 8.84mm, Orange | SHIELD-KON-TWO PC-OUTER SLEEVE
7TCI029100R0057 | GSC5359 | Active | 5414363114833 | 120.02 | 100 | 100 | stuk | Sta-Kon and Catamount Terminals | BE31450 | L3 (Terminals I) | stuk | SHIELD-KON-TWO PC-OUTER SLEEVE | BAGUE EXT. DI 9. 12MM | Two-piece Outer Sleeve Connector For Grounding Shielded And Coaxial Cables, Inner Diameter Of 9.12mm, Purple | SHIELD-KON-TWO PC-OUTER SLEEVE
7TCI029100R0058 | GSC5375 | Active | 5414363114840 | 120.02 | 100 | 100 | stuk | Sta-Kon and Catamount Terminals | BE31450 | L3 (Terminals I) | stuk | SHIELD-KON-TWO PC-OUTER SLEEVE | BAGUE EXT. DI 9. 12MM | Two-piece Outer Sleeve Connector For Grounding Shielded And Coaxial Cables, Inner Diameter Of 9.12mm, Yellow | SHIELD-KON-TWO PC-OUTER SLEEVE
7TCI029100R0059 | GSC5405 | Active | 5414363114857 | 158.77 | 100 | 100 | stuk | Sta-Kon and Catamount Terminals | BE31450 | L3 (Terminals I) | stuk | SHIELD-KON-TWO PC-OUTER SLEEVE | SHIELD-KON-TWO PC-OUTER SLEEVE | Two-piece Outer Sleeve Connector For Grounding Shielded And Coaxial Cables, Inner Diameter Of 10.28mm, Red | SHIELD-KON-TWO PC-OUTER SLEEVE
7TCI029100R0060 | GSC5415 | Active | 5414363114864 | 183.06 | 100 | 100 | stuk | Sta-Kon and Catamount Terminals | BE31450 | L3 (Terminals I) | stuk | 2PC OUTER SLV BRNZ BLUE TIN PLT | SHIELD-KON-TWO PC-OUTER SLEEVE | Two-piece Outer Sleeve Connector For Grounding Shielded And Coaxial Cables, Inner Diameter Of 10.54mm, Blue | 2PC OUTER SLV, BRNZ, BLUE, TIN PLT
7TCI029100R0061 | GSC5425 | Active | 5414363114871 | 231.7 | 100 | 100 | stuk | Sta-Kon and Catamount Terminals | BE31450 | L3 (Terminals I) | stuk | SHIELD-KON-TWO PC-OUTER SLEEVE | SHIELD-KON-TWO PC-OUTER SLEEVE | Two-piece Outer Sleeve Connector For Grounding Shielded And Coaxial Cables, Inner Diameter Of 10.8mm, Silver | SHIELD-KON-TWO PC-OUTER SLEEVE
7TCI029100R0062 | GSC5460 | Active | 5414363114888 | 231.7 | 100 | 100 | stuk | Sta-Kon and Catamount Terminals | BE31450 | L3 (Terminals I) | stuk | SHIELD-KON-TWO PC-OUTER SLEEVE | BAGUE EXT. DI 11. 68MM | Two-piece Outer Sleeve Connector For Grounding Shielded And Coaxial Cables, Inner Diameter Of 11.68mm, Silver | SHIELD-KON-TWO PC-OUTER SLEEVE
7TCI029100R0063 | GSC5500 | Active | 5414363114895 | 271.75 | 100 | 100 | stuk | Sta-Kon and Catamount Terminals | BE31450 | L3 (Terminals I) | stuk | SHIELD-KON-TWO PC-OUTER SLEEVE | BAGUE EXT. DI 12. 7MM | Two-piece Outer Sleeve Connector For Grounding Shielded And Coaxial Cables, Inner Diameter Of 12.7mm, Green | SHIELD-KON-TWO PC-OUTER SLEEVE
7TCI029100R0073 | RSK5101 | Active | 5414363115779 | 81.24 | 100 | 100 | stuk | Shield-Kon | BE31450 | L3 (Terminals I) | stuk | Compacte connector, diameter Afschermingsbereik 1,27mm - 2,28mm, Rood | FERRULE 1P ROU-D1. 27-2. 28MM | One-Piece Grounding Connector, Shield Diam Range 1.27mm-2.28mm, Red, Copper, Tin Plated, Polyester Insulation | One-Piece Grounding Connector, Shield Diam Range 1.27mm-2.28mm, Red, Copper, Tin Plated, Polyester Insulation
7TCI029100R0075 | RSK5201 | Active | 5414363077589 | 78.4 | 100 | 100 | stuk | Sta-Kon and Catamount Terminals | BE31450 | L3 (Terminals I) | stuk | ONE-PIECE GROUND CONN 2.29-3.65MM | FERRULE 1P BLE-D2. 29-3. 65MM | One-Piece Grounding Connector, Shield Diam Range 2.29mm-3.65mm, Blue, Copper, Tin Plated, Polyester Insulation | ONE-PIECE GROUND CONN 2.29-3.65MM
7TCI029100R0079 | RSK5301 | Active | 5414363115786 | 113.56 | 100 | 100 | stuk | Sta-Kon and Catamount Terminals | BE31450 | L3 (Terminals I) | stuk | ONE-PIECE GROUND CONN 3.66-5.12MM | FERRULE 1P JAU-D3. 66-5. 12MM | One-Piece Grounding Connector, Shield Diam Range 3.66mm-5.12mm, Yellow, Copper Tin Plated, Polyester Insulation | ONE-PIECE GROUND CONN 3.66-5.12MM
7TCI029100R0082 | RSK5401 | Active | 5414363115793 | 168.76 | 100 | 100 | stuk | Sta-Kon and Catamount Terminals | BE31450 | L3 (Terminals I) | stuk | ONE-PIECE GROUND CONN 5.13-7.62MM | FERRULE 1P VER-D5. 13-7. 62MM | One-Piece Grounding Connector, Shield Diam Range 5.13mm-7.62mm, Green, Copper, Tin Plated, Polyester Insulation | ONE-PIECE GROUND CONN 5.13-7.62MM
7TCI029670R0156 | RA28 | Active | 5414363115076 | 39.97 | 100 | 100 | stuk | Sta-Kon | BE31450 | L3 (Terminals I) | stuk | Sta-Kon® geïsoleerde schuifkabelschoen "Faston" 2.8x0.8, voor draad 0,5 -1,5mm² DIN 46245, Rood | disq fem isol 0,5-1,5mm2 rge | Polycarbonate Insulated Fem Disconnect Wire Range 0.5-1.5mm Squared, Tab Size 2.8mm x .8mm | Polycarbonate Insulated Fem Disconnect Wire Range 0.5-1.5mm Squared, Tab Size 2.8mm x .8mm
7TCI029670R0157 | RA28V | Active | 5414363115083 | 59.65 | 100 | 100 | stuk | Sta-Kon and Catamount Terminals | BE31450 | L3 (Terminals I) | stuk | FULLY INSUL NYL DISC 0.5-1.5MM2 RED | disq fem isol nyl 0,5-1,5mm2 rge | Polycarbonate Insulated Fem Disconnect Wire Range 0.5-1.5mm Squared, Tab Size 2.8mm x .5mm | FULLY INSUL NYL DISC 0.5-1.5MM2 RED
7TCI029670R0158 | RA29V | Active | 5414363115106 | 59.65 | 100 | 100 | stuk | Sta-Kon and Catamount Terminals | BE31450 | L3 (Terminals I) | stuk | FULLY INSUL FEM NYL DISC 0.5-1.5MM2 | C.ISOL.F.0.5-1.5MM2-2.8X0.5 | Polycarbonate Insulated Fem Disconnect Wire Range 0.5-1.5mm Squared, Tab Size 2.8mm x .5mm | FULLY INSUL FEM NYL DISC 0.5-1.5MM2
7TCI029670R0159 | RA3RR | Active | 5414363115151 | 34.49 | 100 | 100 | stuk | Sta-Kon | BE31450 | L3 (Terminals I) | stuk | Sta-Kon® geïsoleerde ringkabelschoen, M3 Voor draad 0,5 - 1,5mm², Rood | COS.ISOL.PC RDE 0.5-1.5MM2-M3 | Polycarbonate Insulated Ring Terminal, Wire Range 0.5-1.5mm Squared, Bolt Hole M3 | Polycarbonate Insulated Ring Terminal, Wire Range 0.5-1.5mm Squared, Bolt Hole M3
7TCI029670R0160 | RA4F | Active | 5414363115199 | 37.87 | 100 | 100 | stuk | Sta-Kon | BE31450 | L3 (Terminals I) | stuk | Sta-Kon® geïsoleerde vorkkabelschoen, M4 voor draad 0,5 - 1,5mm², Rood | Borne fourch polycbnat boul 0,5-1,5mm2 m4 | Polycarbonate Insulated Fork Terminal Wire Range, 0.5-1.5mm Squared, Bolt Hole M 4 | Polycarbonate Insulated Fork Terminal Wire Range, 0.5-1.5mm Squared, Bolt Hole M 4
7TCI029670R0161 | RA4RR | Active | 5414363077404 | 35.04 | 100 | 100 | stuk | Sta-Kon | BE31450 | L3 (Terminals I) | stuk | Sta-Kon® geïsoleerde ringkabelschoen, M4 voor draad 0,5 - 1,5mm², Rood | COS.ISOL.PC RDE 0.5-1.5MM2-M4 | Polycarbonate Insulated Ring Terminal, Wire Range 0.5-1.5mm Squared, Bolt Hole M4 | Polycarbonate Insulated Ring Terminal, Wire Range 0.5-1.5mm Squared, Bolt Hole M4
7TCI029670R0162 | RA5F | Active | 5414363115205 | 36.11 | 100 | 100 | stuk | Sta-Kon | BE31450 | L3 (Terminals I) | stuk | Sta-Kon® geïsoleerde vorkkabelschoen, M5 voor draad 0,5 - 1,5mm², Rood | Borne fourch polycbnat boul 0,5-1,5mm2 m5 | Polycarbonate Insulated Fork Terminal Wire Range, 0.5-1.5mm Squared, Bolt Hole M 5 | Polycarbonate Insulated Fork Terminal Wire Range, 0.5-1.5mm Squared, Bolt Hole M 5
7TCI029670R0163 | RA5RR | Active | 5414363115212 | 35.66 | 100 | 100 | stuk | Sta-Kon | BE31450 | L3 (Terminals I) | stuk | Sta-Kon® geïsoleerde ringkabelschoen, M5 voor draad 0,5 - 1,5mm², Rood | bague isol polycarbonate m5 | Polycarbonate Insulated Ring Terminal, Wire Range 0.5-1.5mm Squared, Bolt Hole M5 | Polycarbonate Insulated Ring Terminal, Wire Range 0.5-1.5mm Squared, Bolt Hole M5
7TCI029670R0164 | RA63 | Active | 5414363115229 | 41.86 | 100 | 100 | stuk | Sta-Kon | BE31450 | L3 (Terminals I) | stuk | Sta-Kon® geïsoleerde schuifkabelschoen "Faston" 6,3x0,8, voor draad 0,5 -1,5mm² DIN 46245, Rood | CO.ISOL.F.0.5-1.5MM2-6.3X0.8 | Polycarbonate Insulated Fem Disconnect Terminal Wire Range 0.5-1.5mm Squared, Tab Size 6.3 x 0.8mm | Polycarbonate Insulated Fem Disconnect Terminal Wire Range 0.5-1.5mm Squared, Tab Size 6.3 x 0.8mm
7TCI029670R0165 | RA63M | Active | 5414363115236 | 42.09 | 100 | 100 | stuk | Sta-Kon | BE31450 | L3 (Terminals I) | stuk | Sta-Kon® geïsoleerde schuifkabelschoen 6,3x0,8 voor draad 0,5 - 1,5mm², male, DIN 46245, Rood | CO.ISOL.M.0.5-1.5MM2-6.3X0.8 | Polycarbonate Insulated Male Disconnect Terminal Wire Range 0.5-1.5mm Squared, Tab Size 6.3 x 0.8mm | Polycarbonate Insulated Male Disconnect Terminal Wire Range 0.5-1.5mm Squared, Tab Size 6.3 x 0.8mm
7TCI029670R0166 | RA6RR | Active | 5414363115267 | 37.59 | 100 | 100 | stuk | Sta-Kon | BE31450 | L3 (Terminals I) | stuk | Sta-Kon® geïsoleerde ringkabelschoen, M6 voor draad 0,5 - 1,5mm², Rood | COS.ISOL.PC RDE 0.5-1.5MM2-M5 | Polycarbonate Insulated Ring Terminal, Wire Range 0.5-1.5mm Squared, Bolt Hole M6 | Polycarbonate Insulated Ring Terminal, Wire Range 0.5-1.5mm Squared, Bolt Hole M6
7TCI029670R0168 | RAA15 | Active | 5414363115281 | 39.01 | 100 | 100 | stuk | Sta-Kon | BE31450 | L3 (Terminals I) | stuk | Sta-Kon® volledig geïsoleerde Stoorverbinder voor draad 0,5 - 1,5mm², Rood | épis bout en bout polycbnat rge | Polycarbonate Insulated Butt Splice Wire Range 0.5-1.5mm Squared | Polycarbonate Insulated Butt Splice Wire Range 0.5-1.5mm Squared
7TCI029670R0170 | RAP | Active | 5414363115311 | 39.14 | 100 | 100 | stuk | Sta-Kon | BE31450 | L3 (Terminals I) | stuk | Sta-Kon® geïsoleerde ronde Stiftkabelschoen, voor draad 0,5 - 1,5mm², DIN 46231, Rood | borne goup polycarbonate rge | Polycarbonate Insulated Pin Terminal Wire Range, 0.5-1.5mm Squared | Polycarbonate Insulated Pin Terminal Wire Range, 0.5-1.5mm Squared
7TCI029670R0173 | RB3 | Active | 5414363115335 | 38.55 | 100 | 100 | stuk | Sta-Kon | BE31450 | L3 (Terminals I) | stuk | Sta-Kon® geïsoleerde ringkabelschoen, M3, voor draad 1,5 - 2,5mm², Blauw | borne bague isol plycbnat bleu | Polycarbonate Insulated Ring Terminal, Wire Range 1.5-2.5mm Squared, Bolt Hole M 3 | Polycarbonate Insulated Ring Terminal, Wire Range 1.5-2.5mm Squared, Bolt Hole M 3
7TCI029670R0174 | RB3F | Active | 5414363115359 | 38.75 | 100 | 100 | stuk | Sta-Kon | BE31450 | L3 (Terminals I) | stuk | Sta-Kon® geïsoleerde vorkkabelschoen, M3, voor draad 1,5 - 2,5mm², Blauw | borne fourch polycarbonate bleu | Polycarbonate Insulated Fork Terminal Wire Range, 1.5-2.5mm Squared, Bolt Hole M 3 | Polycarbonate Insulated Fork Terminal Wire Range, 1.5-2.5mm Squared, Bolt Hole M 3
7TCI029670R0175 | RB4-EU | Active | 5414363115403 | 35.92 | 100 | 100 | stuk | Sta-Kon | BE31450 | L3 (Terminals I) | stuk | Sta-Kon® geïsoleerde ringkabelschoen, M4, voor draad 1,5 - 2,5mm², Blauw | COSSE ISOL. PC RONDE M4 BLEU | Polycarbonate Insulated Ring Terminal, Wire Range 1.5-2.5mm Squared, Bolt Hole M 4 | Polycarbonate Insulated Ring Terminal, Wire Range 1.5-2.5mm Squared, Bolt Hole M 4
7TCI029670R0176 | RB49V | Active | 5414363115397 | 54.93 | 100 | 100 | stuk | Sta-Kon and Catamount Terminals | BE31450 | L3 (Terminals I) | stuk | POLYCRBT FLY INS FEM DISC 1.5-2.5 | COS.ISOL.F.1.5-2.5MM2-4.8X0.5 | Polycarbonate Fully Insulated Female Disconnect Terminal Wire Range 1.5-2.5mm Squared Tab Size 4.8 x .5 | POLYCRBT FLY INS FEM DISC 1.5-2.5
7TCI029670R0177 | RB4F | Active | 5414363115410 | 35.97 | 100 | 100 | stuk | Sta-Kon | BE31450 | L3 (Terminals I) | stuk | Sta-Kon® geïsoleerde vorkkabelschoen, M4, voor draad 1,5 - 2,5mm², Blauw | COS.IS.PC FOURCH.1.5-2.5MM2-M4 | Polycarbonate Insulated Fork Terminal Wire Range, 1.5-2.5mm Squared, Bolt Hole M 4 | Polycarbonate Insulated Fork Terminal Wire Range, 1.5-2.5mm Squared, Bolt Hole M 4
7TCI029670R0178 | RB5 | Active | 5414363115434 | 37.33 | 100 | 100 | stuk | Sta-Kon | BE31450 | L3 (Terminals I) | stuk | Sta-Kon® geïsoleerde ringkabelschoen, M5, voor draad 1,5 - 2,5mm², Blauw | borne bague isol poly boulon m5 | Polycarbonate Insulated Ring Terminal, Wire Range 1.5-2.5mm Squared, Bolt Hole M 5 | Polycarbonate Insulated Ring Terminal, Wire Range 1.5-2.5mm Squared, Bolt Hole M 5
7TCI029670R0179 | RB5F | Active | 5414363115441 | 39.14 | 100 | 100 | stuk | Sta-Kon | BE31450 | L3 (Terminals I) | stuk | Sta-Kon® geïsoleerde vorkkabelschoen, M5, voor draad 1,5 - 2,5mm², Blauw | borne fourch isol polycarbonate ble | Polycarbonate Insulated Fork Terminal Wire Range, 1.5-2.5mm Squared, Bolt Hole M 5 | Polycarbonate Insulated Fork Terminal Wire Range, 1.5-2.5mm Squared, Bolt Hole M 5
7TCI029670R0180 | RB6 | Active | 5414363115465 | 37.59 | 100 | 100 | stuk | Sta-Kon | BE31450 | L3 (Terminals I) | stuk | Sta-Kon® geïsoleerde ringkabelschoen, M6, voor draad 1,5 - 2,5mm², Blauw | borne bag polycarbonate blue | Polycarbonate Insulated Ring Terminal, Wire Range 1.5-2.5mm Squared, Bolt Hole M 6 | Polycarbonate Insulated Ring Terminal, Wire Range 1.5-2.5mm Squared, Bolt Hole M 6
7TCI029670R0181 | RB63 | Active | 5414363115472 | 43.55 | 100 | 100 | stuk | Sta-Kon | BE31450 | L3 (Terminals I) | stuk | Sta-Kon® geïsoleerde schuifkabelschoen "Faston" 6,3x0,8, voor draad 1,5 -2,5mm² DIN 46245, Blauw | COS.ISOL.F.1.5-2.5MM2-6.3X0.8 | Insulated Polycarbonate Female Disconnect For Din 46245 | Insulated Polycarbonate Female Disconnect For Din 46245
7TCI029670R0182 | RB63M | Active | 5414363115489 | 43.95 | 100 | 100 | stuk | Sta-Kon | BE31450 | L3 (Terminals I) | stuk | Sta-Kon® geïsoleerde schuifkabelschoen 6,3x0,8 voor draad 1,5 - 2,5mm², male, DIN 46245, Blauw | COS.ISOL.M.1.5-2.5MM2-6.3X0.8 | Insulated Polycarbonate Female Disconnect For Din 46245, Mylar Tape | Insulated Polycarbonate Female Disconnect For Din 46245, Mylar Tape
7TCI029670R0183 | RB63V | Active | 5414363077480 | 56.2 | 100 | 100 | stuk | Sta-Kon | BE31450 | L3 (Terminals I) | stuk | Sta-Kon® volledig geïsoleerde Schuifkabelschoen "Faston" 6,3x0,8, Voor draad 1,5- 2,5mm², Blauw | COS.ISOL.F.1.5-2.5MM2-6.3X0.8 | Polycarbonate Insulated Fem Disconnect Terminal Brazed Barrel Wire Range 1.5-2.5mm Squared Tab Size 6.3mm x 0.8mm | Polycarbonate Insulated Fem Disconnect Terminal Brazed Barrel Wire Range 1.5-2.5mm Squared Tab Size 6.3mm x 0.8mm
7TCI029670R0184 | RB6F | Active | 5414363115502 | 48.94 | 100 | 500 | stuk | Sta-Kon | BE31450 | L3 (Terminals I) | stuk | Sta-Kon® geïsoleerde vorkkabelschoen, M6, voor draad 1,5 - 2,5mm², Blauw | borne fourch isol polycarbonate ble | Polycarbonate Insulated Fork Terminal Wire Range, 1.5-2.5mm Squared, Bolt Hole M 6 | Polycarbonate Insulated Fork Terminal Wire Range, 1.5-2.5mm Squared, Bolt Hole M 6
7TCI029670R0187 | RB8 | Active | 5414363115519 | 48.23 | 100 | 100 | stuk | Sta-Kon | BE31450 | L3 (Terminals I) | stuk | Sta-Kon® geïsoleerde ringkabelschoen, M8, voor draad 1,5 - 2,5mm², Blauw | borne bague polycarbonate bleu | Polycarbonate Insulated Ring Terminal, Wire Range 1.5-2.5mm Squared, Bolt Hole M 8 | Polycarbonate Insulated Ring Terminal, Wire Range 1.5-2.5mm Squared, Bolt Hole M 8
7TCI029670R0191 | RBB25-EU | Active | 5414363115526 | 46.11 | 100 | 100 | stuk | Sta-Kon | BE31450 | L3 (Terminals I) | stuk | Sta-Kon® volledig geïsoleerde Stoorverbinder voor draad 1.5 - 2.5mm², Blauw | MANCHON ISOL. PC 1. 5-2. 5MM2 | Polycarbonate Insulated Butt Splice Wire Range 1.5-2.5mm Squared | Polycarbonate Insulated Butt Splice Wire Range 1.5-2.5mm Squared
7TCI029670R0192 | RBP | Active | 5414363115557 | 37.38 | 100 | 100 | stuk | Sta-Kon | BE31450 | L3 (Terminals I) | stuk | Sta-Kon® geïsoleerde ronde Stiftkabelschoen, voor draad 1,5 - 2,5mm², DIN 46231, Blauw | COS.ISOL.PC BROCH.M.1.5-2.5MM2 | Polycarbonate Insulated Pin Terminal Wire Range, 1.5-2.5mm Squared | Polycarbonate Insulated Pin Terminal Wire Range, 1.5-2.5mm Squared
7TCI029670R0193 | RC10E | Active | 5414363115571 | 66.15 | 100 | 50 | stuk | Sta-Kon | BE31450 | L3 (Terminals I) | stuk | Sta-Kon® geïsoleerde ringkabelschoen, M10, voor draad 4,0 - 6,0mm², Geel | borne bague polycarbonate jaune | Polycarbonate Insulated Ring Terminal, Wire Range 4-6mm Squared, | Polycarbonate Insulated Ring Terminal, Wire Range 4-6mm Squared,
7TCI029670R0195 | RC4 | Active | 5414363115588 | 51.84 | 100 | 50 | stuk | Sta-Kon | BE31450 | L3 (Terminals I) | stuk | Sta-Kon® geïsoleerde ringkabelschoen, M4, voor draad 4,0 - 6,0mm², Geel | borne bag poycbnat jaune | Polycarbonate Insulated Ring Terminal, Wire Range 4-6mm Squared, Bolt Hole M 4 | Polycarbonate Insulated Ring Terminal, Wire Range 4-6mm Squared, Bolt Hole M 4
7TCI029670R0197 | RC4F | Active | 5414363115595 | 59.34 | 100 | 50 | stuk | Sta-Kon | BE31450 | L3 (Terminals I) | stuk | Sta-Kon® geïsoleerde vorkkabelschoen, M4, voor draad 4,0 - 6,0mm², Geel | borne fourch polycarbonate jaune | Polycarbonate Insulated Fork Terminal Wire Range, 4-6mm Squared, Bolt Hole M 4 | Polycarbonate Insulated Fork Terminal Wire Range, 4-6mm Squared, Bolt Hole M 4
7TCI029670R0198 | RC5 | Active | 5414363115601 | 55.24 | 100 | 50 | stuk | Sta-Kon | BE31450 | L3 (Terminals I) | stuk | Sta-Kon® geïsoleerde ringkabelschoen, M5, voor draad 4,0 - 6,0mm², Geel | borne bague polycarbonate jaune | Polycarbonate Insulated Ring Terminal, Wire Range 4-6mm Squared, Bolt Hole M 5 | Polycarbonate Insulated Ring Terminal, Wire Range 4-6mm Squared, Bolt Hole M 5
7TCI029670R0199 | RC5F | Active | 5414363115618 | 55.06 | 100 | 50 | stuk | Sta-Kon | BE31450 | L3 (Terminals I) | stuk | Sta-Kon® geïsoleerde vorkkabelschoen, M5, voor draad 4.0 - 6.0mm², Geel | borne fourch polycarbonate jaune | Polycarbonate Insulated Fork Terminal Wire Range, 4-6mm Squared, Bolt Hole M 5 | Polycarbonate Insulated Fork Terminal Wire Range, 4-6mm Squared, Bolt Hole M 5
7TCI029670R0200 | RC6-EU | Active | 5414363115656 | 58.83 | 100 | 50 | stuk | Sta-Kon | BE31450 | L3 (Terminals I) | stuk | Sta-Kon® geïsoleerde ringkabelschoen, M6, voor draad 4,0 - 6,0mm², Geel | bague polycarbonate jaune | Polycarbonate Insulated Ring Terminal, Wire Range 4-6mm Squared, Bolt Hole M 6 | Polycarbonate Insulated Ring Terminal, Wire Range 4-6mm Squared, Bolt Hole M 6
7TCI029670R0201 | RC63 | Active | 5414363115632 | 62.3 | 100 | 50 | stuk | Spec-Kon | BE31450 | L3 (Terminals I) | stuk | Sta-Kon® geïsoleerde schuifkabelschoen "Faston" 6,3x0,8, voor draad 4,0 -6,0mm² DIN 46245, Geel | sectionn fem polycarbonate jaune | Polycarbonate Insulated Fem Disconnect Terminal Wire Range 4-6mm Squared, Tab Size 6.3 mm x 0.8mm | Polycarbonate Insulated Fem Disconnect Terminal Wire Range 4-6mm Squared, Tab Size 6.3 mm x 0.8mm
7TCI029670R0202 | RC63V | Active | 5414363077503 | 62.06 | 100 | 50 | stuk | Sta-Kon and Catamount Terminals | BE31450 | L3 (Terminals I) | stuk | YELLOW FULLY INSULATED NYLON DISCON | CO.T.IS.PA.F.4-6MM2-6.3X0.8 | Polycarbonate Insulated Fem Disconnect Terminal Wire Range 4-6mm Squared, Tab Size 6.3 mm x 0.8 mm | YELLOW FULLY INSULATED NYLON DISCON
7TCI029670R0203 | RC6F | Active | 5414363115663 | 61.65 | 100 | 50 | stuk | Sta-Kon | BE31450 | L3 (Terminals I) | stuk | Sta-Kon® geïsoleerde vorkkabelschoen, M6, voor draad 4,0 - 6,0mm², Geel | borne fourch polycarbonate jaune | Polycarbonate Insulated Fork Terminal Wire Range, 4-6mm Squared, Bolt Hole M 6 | Polycarbonate Insulated Fork Terminal Wire Range, 4-6mm Squared, Bolt Hole M 6
7TCI029670R0204 | RC8 | Active | 5414363115670 | 60.36 | 100 | 50 | stuk | Sta-Kon | BE31450 | L3 (Terminals I) | stuk | Sta-Kon® geïsoleerde ringkabelschoen, M8, voor draad 4,0 - 6,0mm², Geel | borne bague polycarbonate jaune | Polycarbonate Insulated Ring Terminal, Wire Range 4-6mm Squared, Bolt Hole M 8 | Polycarbonate Insulated Ring Terminal, Wire Range 4-6mm Squared, Bolt Hole M 8
7TCI029670R0205 | RC8F | Active | 5414363115687 | 63.3 | 100 | 50 | stuk | Sta-Kon | BE31450 | L3 (Terminals I) | stuk | Sta-Kon® geïsoleerde vorkkabelschoen, M8, voor draad 4,0 - 6,0mm², Geel | Borne fourch isol polycbnat 4,0-6,0mm2 m8 | Polycarbonate Insulated Fork Terminal Wire Range, 4-6mm Squared, Bolt Hole M 8 | Polycarbonate Insulated Fork Terminal Wire Range, 4-6mm Squared, Bolt Hole M 8
7TCI029670R0206 | RCC6 | Active | 5414363115717 | 72.74 | 100 | 50 | stuk | Sta-Kon | BE31450 | L3 (Terminals I) | stuk | Sta-Kon® volledig geïsoleerde Stoorverbinder voor draad 4,0 - 6,0mm², Geel | épis bout en bout polycarbonate jaune | Polycarbonate Insulated Butt Splice Wire Range 4-6mm Squared, Yellow | Polycarbonate Insulated Butt Splice Wire Range 4-6mm Squared, Yellow
7TCI029670R0207 | RCP | Active | 5414363115748 | 61.47 | 100 | 50 | stuk | Sta-Kon | BE31450 | L3 (Terminals I) | stuk | Sta-Kon® geïsoleerde ronde Stiftkabelschoen, voor Draad 4,0 - 6,0mm², DIN 46231, Geel | borne goup polycarbonate jaune | Polycarbonate Insulated Pin Terminal Wire Range, 4-6mm Squared | Polycarbonate Insulated Pin Terminal Wire Range, 4-6mm Squared
7TCI029670R0233 | RZ3 | Active | 5414363115830 | 30.49 | 100 | 100 | stuk | Sta-Kon | BE31450 | L3 (Terminals I) | stuk | Sta-Kon® geïsoleerde ringkabelschoen, M3, voor draad 0,25 - 0,75mm², Groen | borne bag isol polycarbonate vert m3 | Polycarbonate Insulated Ring Terminal, Wire Range 0.25-0.75mm Squared, Bolt Hole M3 | Polycarbonate Insulated Ring Terminal, Wire Range 0.25-0.75mm Squared, Bolt Hole M3
7TCI029670R0234 | RZ4 | Active | 5414363115854 | 31.7 | 100 | 100 | stuk | Sta-Kon | BE31450 | L3 (Terminals I) | stuk | Sta-Kon® geïsoleerde ringkabelschoen, M4, voor draad 0,25 - 0,75mm², Groen | borne bag isol polycarbonate vert m4 | Polycarbonate Insulated Ring Terminal, Wire Range 0.25-0.75mm Squared, Bolt Hole M4 | Polycarbonate Insulated Ring Terminal, Wire Range 0.25-0.75mm Squared, Bolt Hole M4
7TCI029670R0235 | RZ5 | Active | 5414363115878 | 36.16 | 100 | 100 | stuk | Sta-Kon | BE31450 | L3 (Terminals I) | stuk | Sta-Kon® geïsoleerde ringkabelschoen, M5, voor draad 0,25 - 0,75mm², Groen | borne bag isol polycarbonate vert m5 | Polycarbonate Insulated Ring Terminal, Wire Range 0.25-0.75mm Squared, Bolt Hole M5 | Polycarbonate Insulated Ring Terminal, Wire Range 0.25-0.75mm Squared, Bolt Hole M5
7TCI029770R0044 | B288L | Active | 5414363112594 | 23.81 | 100 | 100 | stuk | Sta-Kon | BE31450 | L3 (Terminals I) | stuk | Niet geïsoleerde printverbinding voor "Faston" 2,8 x 0,8mm, boorgat 1,00mm | bornes lang pcb sta-kon | Non-Insulated Tab for Soldering, Brass, Tin Plated, Temp Rating 110 Degree C, Recommended Drill Hole Diameter 1mm, Tab Size 2.8mm x 0.8mm | Non-Insulated Tab for Soldering, Brass, Tin Plated, Temp Rating 110 Degree C, Recommended Drill Hole Diameter 1mm, Tab Size 2.8mm x 0.8mm
7TCI029770R0045 | B288LD | Active | 5414363112600 | 23.89 | 100 | 100 | stuk | Sta-Kon | BE31450 | L3 (Terminals I) | stuk | Niet geïsoleerde printverbinding voor "Faston" 2,8 x 0,8mm, boorgat 1,30mm | sta-kon européen | Non-Insulated Tab for Soldering, Brass, Tin Plated, Temp Rating 110 Degree C, Recommended Drill Hole Diameter 1.3mm, Tab Size 2.8mm x 0.8mm | Non-Insulated Tab for Soldering, Brass, Tin Plated, Temp Rating 110 Degree C, Recommended Drill Hole Diameter 1.3mm, Tab Size 2.8mm x 0.8mm
7TCI029770R0048 | B638 | Active | 5414363112624 | 45.06 | 100 | 100 | stuk | Sta-Kon and Catamount Terminals | BE31450 | L3 (Terminals I) | stuk | UNINSULATED FEMALE DISCONNECT | sectionn fem non isol | Non-Insulated Female Disconnect Terminal with Lock Tongue, Wire Range 1.5-2.5 mm Squared, Tab Size 6.3mm x 0.8mm | UNINSULATED FEMALE DISCONNECT
7TCI029770R0049 | B638L | Active | 5414363112631 | 29.88 | 100 | 100 | stuk | Sta-Kon | BE31450 | L3 (Terminals I) | stuk | Niet geïsoleerde printverbinding voor "Faston" 6,3 x 0,8mm, boorgat 1,45mm | COSSE PICOT MAL. - 6. 3X0. 8 | Non-Insulated Tab for Soldering, Brass, Tin Plated, Temp Rating 110 Degree C, Recommended Drill Hole Diameter 1.45mm, Tab Size 6.3mm x 0.8mm | Non-Insulated Tab for Soldering, Brass, Tin Plated, Temp Rating 110 Degree C, Recommended Drill Hole Diameter 1.45mm, Tab Size 6.3mm x 0.8mm
7TCI029770R0050 | B638LW | Active | 5414363112648 | 34.34 | 100 | 100 | stuk | Sta-Kon | BE31450 | L3 (Terminals I) | stuk | Niet geïsoleerde printverbinding voor "Faston" 6,3 x 0,8mm, boorgat 1,30mm | bornes lang pcb sta-kon | Non-Insulated Tab for Soldering, Brass, Tin Plated, Temp Rating 110 Degree C, Recommended Drill Hole Diameter 1.3mm, Tab Size 6.3mm x 0.8mm | Non-Insulated Tab for Soldering, Brass, Tin Plated, Temp Rating 110 Degree C, Recommended Drill Hole Diameter 1.3mm, Tab Size 6.3mm x 0.8mm
7TCI029770R0053 | BA288 | Active | 5414363112686 | 23.09 | 100 | 100 | stuk | Sta-Kon | BE31450 | L3 (Terminals I) | stuk | Niet geïsoleerde kabelschoen "Faston" 2,8 x 0,8mm draad 0,50 -1,00 mm | COSS.FEST.FEM.0.5-1MM2-2.8X0.8 | Non-Insulated Female Disconnect Terminal Wire Range 0.5-1.0mm Squared, Male Tab Size 2.8mm x 0.8mm | Non-Insulated Female Disconnect Terminal Wire Range 0.5-1.0mm Squared, Male Tab Size 2.8mm x 0.8mm
7TCI029770R0054 | BA288M | Active | 5414363112693 | 40.62 | 100 | 100 | stuk | Sta-Kon | BE31450 | L3 (Terminals I) | stuk | Niet geïsoleerde kabelschoen "Tab" 2,8 x 0,8mm draad 0,50 - 1,00 mm | européen sta-kon | Tin Plated Non Insul Male Disconnect Terminal Wire R .5-1.0 mm2 Male Tab Size 2.8mm x .8mm | Tin Plated Non Insul Male Disconnect Terminal Wire R .5-1.0 mm2 Male Tab Size 2.8mm x .8mm
7TCI029770R0055 | BA485 | Active | 5414363112709 | 32.05 | 100 | 100 | stuk | Sta-Kon | BE31450 | L3 (Terminals I) | stuk | Niet geïsoleerde kabelschoen "Faston" 4,8 x 0,5mm draad 0,75 -1,50 mm | sectionn fem non isol | Tin Plated Non Insul Female Disconnect Terminal Wire R .75-1.5 mm2 Male Tab Size 4.8mm x .5mm | Tin Plated Non Insul Female Disconnect Terminal Wire R .75-1.5 mm2 Male Tab Size 4.8mm x .5mm
7TCI029770R0056 | BA488 | Active | 5414363112716 | 60.95 | 100 | 100 | stuk | Sta-Kon and Catamount Terminals | BE31450 | L3 (Terminals I) | stuk | UNINSULATED FEMALE DISCONNECT | sectionn fem non isol | Tin Plated Non Insul Female Disconnect Terminal Wire R .75-1.5 mm2 Male Tab Size 4.8mm x .8mm | UNINSULATED FEMALE DISCONNECT
7TCI029770R0057 | BA638 | Active | 5414363112723 | 31.49 | 100 | 100 | stuk | Sta-Kon | BE31450 | L3 (Terminals I) | stuk | Niet geïsoleerde kabelschoen "Faston" 6,3 x 0,8mm draad 0,75 -1,50 mm | sectionn fem non isol | Tin Plated Non Insul Female Disconnect Terminal Wire R .75-1.5 mm2 Male Tab Size 6.3mm x .8mm | Tin Plated Non Insul Female Disconnect Terminal Wire R .75-1.5 mm2 Male Tab Size 6.3mm x .8mm
7TCI029770R0058 | BA638M | Active | 5414363112730 | 38.92 | 100 | 100 | stuk | Sta-Kon | BE31450 | L3 (Terminals I) | stuk | Niet geïsoleerde kabelschoen "Tab" 6,3 x 0,8mm draad 0,50 -1,50 mm | européen sta-kon | Tin Plated Non Insul Male Disconnect Terminal Wire R .5-1.0 mm2 Male Tab Size 6.3mm x .8mm, Crimping tool ERG 4560 | Tin Plated Non Insul Male Disconnect Terminal Wire R .5-1.0 mm2 Male Tab Size 6.3mm x .8mm, Crimping tool ERG 4560
7TCI029770R0059 | BA638T | Active | 5414363112747 | 48.49 | 100 | 100 | stuk | Sta-Kon and Catamount Terminals | BE31450 | L3 (Terminals I) | stuk | UNINSULATED PIGGYBACK DISCONNECT | sectionn piggyback non isol | Tin Plated Non-Insulated Piggy Back Disconnect Terminal Wire R .5-1.5mm2 For Male and Female Tab Size 6.3mm x .8mm | UNINSULATED PIGGYBACK DISCONNECT
7TCI029770R0061 | BB638 | Active | 5414363112754 | 21.56 | 100 | 100 | stuk | Sta-Kon and Catamount Terminals | BE31450 | L3 (Terminals I) | stuk | UNINSULATED FEMALE DISCONNECT | sectionn fem non isol | Tin Plated Non Insul Female Disconnect Terminal Wire R 1.5-2.5 mm2 Male Tab Size 6.3mm x .8mm | UNINSULATED FEMALE DISCONNECT
7TCI029770R0062 | BB638M | Active | 5414363112761 | 39.91 | 100 | 100 | stuk | Sta-Kon and Catamount Terminals | BE31450 | L3 (Terminals I) | stuk | INDUSTRIAL Con. | INDUSTRIAL CONNECTOR | Tin Plated Non-Insulated Male Disconnect Terminal Wire R .5-2.5 mm2 Male Tab Size 6.3mm x .8mm, Crimping tool ERG 0560 | INDUSTRIAL CONNECTOR
7TCI029770R0063 | BC638 | Active | 5414363112778 | 37.61 | 100 | 100 | stuk | Sta-Kon and Catamount Terminals | BE31450 | L3 (Terminals I) | stuk | UNINSULATED FEMALE DISCONNECT | sectionn fem non isol | Tin Plated Non Insul Female Disconnect Terminal Wire R 4.0-6.0 mm2 Male Tab Size 6.3mm x .8mm | UNINSULATED FEMALE DISCONNECT
7TCI029770R0064 | BM638 | Active | 5414363112785 | 37.19 | 100 | 100 | stuk | Sta-Kon and Catamount Terminals | BE31450 | L3 (Terminals I) | stuk | UNINSULATEDMALE DISCONNECT | sectionn mâle non isol | Tin Plated Non Insul Disconnect Terminal With Lock Tongue Wire R 1.5-2.5mm2 Tab Size 6.3mm x .8mm | UNINSULATED MALE DISCONNECT
7TCI029770R0082 | RA35 | Active | 5414363115113 | 37.38 | 100 | 500 | stuk | Sta-Kon | BE31450 | L3 (Terminals I) | stuk | TERMINAL | borne | TERMINAL | TERMINAL
7TCI029770R0083 | RA35FF | Active | 5414363115137 | 39.52 | 100 | 100 | stuk | Sta-Kon | BE31450 | L3 (Terminals I) | stuk | TERMINAL | borne | TERMINAL | TERMINAL
7TCI029770R0084 | RA3F | Active | 5414363115144 | 33.02 | 100 | 100 | stuk | Sta-Kon | BE31450 | L3 (Terminals I) | stuk | Sta-Kon® geïsoleerde vorkkabelschoen, M3 Voor draad 0,5 - 1,5mm², Rood | borne fourch polycbnat rge | Polycarbonate Insulated Copper Fork Terminak Wire Size 0.5-1.5mm Squared, Bolt Hole M 3, Red, Tin Plated | Polycarbonate Insulated Copper Fork Terminak Wire Size 0.5-1.5mm Squared, Bolt Hole M 3, Red, Tin Plated
7TCI029770R0087 | RA63T | Active | 5414363115243 | 49.79 | 100 | 100 | stuk | Sta-Kon and Catamount Terminals | BE31450 | L3 (Terminals I) | stuk | RED PVC PIGGYBACK DISCONNECT | sectionn piggyback pvc rge | Insulated Piggy Back Disconnect Wire Range .5-1.5 millimeters squared Tab Size 6.3mm x .8mm | RED PVC PIGGYBACK DISCONNECT
7TCI029770R0089 | RAA15SI | Active | 5414363115298 | 192.7 | 100 | 100 | stuk | Sta-Kon | BE31450 | L3 (Terminals I) | stuk | Sta-Kon® volledig geïsoleerde Warmtekrimp stootverbinder Voor draad 0,5 - 1,5mm², Rood | MANCHON ISOL. GT 0. 5-1. 5MM2 | Insulated Heat Shrink Butt Splice, Copper, Tin Plated, Wire Range 0.5-1.5mm squared, Color Red | Insulated Heat Shrink Butt Splice, Copper, Tin Plated, Wire Range 0.5-1.5mm squared, Color Red
7TCI029770R0090 | RAB | Active | 5414363115304 | 61.58 | 100 | 100 | stuk | Sta-Kon | BE31450 | L3 (Terminals I) | stuk | Sta-Kon® volledig geïsoleerde Rondsteker, female, voor Draad 0,5 - 1,5mm², Rood | borne boule fem polycarbonate rge | Fully Insulated Bullet Female Receptacle Phosphor Bronze, Tin Plated, Wire Range 0.5 x 1.5 millimeters squared, Color Red | Fully Insulated Bullet Female Receptacle Phosphor Bronze, Tin Plated, Wire Range 0.5 x 1.5 millimeters squared, Color Red
7TCI029770R0091 | RABM | Active | 5414363077428 | 34.9 | 100 | 100 | stuk | Sta-Kon | BE31450 | L3 (Terminals I) | stuk | Sta-Kon® volledig geïsoleerde Rondsteker, male, voor Draad 0,5 - 1,5mm², Rood | COSS.ISOL.PC OBUS.M.0.5-1.5MM2 | Fully Insulated Bullet Male Disconnect, Wire Size Range 0.5 x 1.5 millimeters squared, Brass, Tin Plated, Color Red | Fully Insulated Bullet Male Disconnect, Wire Size Range 0.5 x 1.5 millimeters squared, Brass, Tin Plated, Color Red
7TCI029770R0092 | RAPP | Active | 5414363115328 | 46.94 | 100 | 100 | stuk | Sta-Kon and Catamount Terminals | BE31450 | L3 (Terminals I) | stuk | TERMINAL | TERMINAL | Polycarbonate Insulated Copper Blade Terminal with Locking Tab, Wire Range 0.5-1.5mm Squared, Tin Plated, Red | TERMINAL
7TCI029770R0096 | RB5B | Active | 5414363077466 | 57.83 | 100 | 100 | stuk | Sta-Kon | BE31450 | L3 (Terminals I) | stuk | Sta-Kon® volledig geïsoleerde rondsteker Female, voor draad 1,5 - 2,5mm², Blauw | COS. PVC OBUS FEM.1.5-2.5MM2 | Fully Insulated Bullet Female Receptacle Brass, Wire Range 1.5-2.5 millimeters squared, Tin Plated, Color Blue | Fully Insulated Bullet Female Receptacle Brass, Wire Range 1.5-2.5 millimeters squared, Tin Plated, Color Blue
7TCI029770R0097 | RB5BM | Active | 5414363077473 | 54.96 | 100 | 100 | stuk | Sta-Kon | BE31450 | L3 (Terminals I) | stuk | Sta-Kon® volledig geïsoleerde rondsteker Male, voor draad 1,5 - 2,5mm², Blauw | COS. PVC OBUS FEM.1.5-2.5MM2 | Insulated Bullet Male Disconnect, Wire R 1.5-2.5 millimeters squared, Brass, Tin Plated, Color Blue | Insulated Bullet Male Disconnect, Wire R 1.5-2.5 millimeters squared, Brass, Tin Plated, Color Blue
7TCI029770R0099 | RB63T | Active | 5414363115496 | 51.79 | 100 | 100 | stuk | Sta-Kon and Catamount Terminals | BE31450 | L3 (Terminals I) | stuk | BLUE polycarbon.PIGGYBACK DISCON | sectionn piggyback polycarbonate bleu | Insulated Piggy Back Disconnect Wire Range 1.5-2.5 millimeters squared Tab Size 6.3mm x .8mm | BLUE POLYCARBONATE PIGGYBACK DISCON
7TCI029770R0100 | RBB25SI | Active | 5414363115533 | 192.7 | 100 | 100 | stuk | Sta-Kon | BE31450 | L3 (Terminals I) | stuk | Sta-Kon® volledig geïsoleerde Warmtekrimp stootverbinder voor Draad 1,5 - 2,5mm², Blauw | borne | Insulated Heat Shrink Butt Splice, Copper, Tin Plated, Wire Range 1.5-2.5mm squared, Color Blue | Insulated Heat Shrink Butt Splice, Copper, Tin Plated, Wire Range 1.5-2.5mm squared, Color Blue
7TCI029770R0101 | RBPP | Active | 5414363115564 | 48.07 | 100 | 100 | stuk | Sta-Kon and Catamount Terminals | BE31450 | L3 (Terminals I) | stuk | TERMINAL | TERMINAL | Polycarbonate Insulated Copper Blade Terminal with Locking Tab, Wire Range 1.5-2.5mm Squared, Length 20mm, Tin Plated, Blue | TERMINAL
7TCI029770R0103 | RCC6SI | Active | 5414363115724 | 250.55 | 100 | 100 | stuk | Sta-Kon | BE31450 | L3 (Terminals I) | stuk | Sta-Kon® volledig geïsoleerde Warmtekrimp stootverbinder voor Draad 4,0 - 6,0mm², Geel | borne | Insulated Heat Shrink Butt Splice, Copper, Tin Plated, Wire Range 4.0-6.0mm squared, Color Yellow | Insulated Heat Shrink Butt Splice, Copper, Tin Plated, Wire Range 4.0-6.0mm squared, Color Yellow
7TCI029770R0104 | RCPP | Active | 5414363403494 | 102.1 | 100 | 100 | stuk | Sta-Kon and Catamount Terminals | BE31450 | L3 (Terminals I) | stuk | STA-KON INSUL BLADE TERM YELLOW | borne lame isol sta-kon jaune | Polycarbonate Insulated Copper Blade Terminal with Locking Tab, Wire Range 4-6mm Squared, Tin Plated, Yellow | STA-KON INSUL BLADE TERM YELLOW
7TCI029770R0119 | T10-6 | Active | 5414363115939 | 141.96 | 100 | 100 | stuk | Sta-Kon | BE31450 | L3 (Terminals I) | stuk | Sta-Kon® niet-geIsoleerde Ringkabelschoen, 10 mm², M6 | bornes tube cuivre non isol | Non-Insulated Copper Tube Ring Terminal, Wire Size 10.0, Stud Size M6 | Non-Insulated Copper Tube Ring Terminal, Wire Size 10.0, Stud Size M6
7TCI029770R0121 | T10-8 | Active | 5414363115946 | 138.18 | 100 | 100 | stuk | Sta-Kon and Catamount Terminals | BE31450 | L3 (Terminals I) | stuk | Sta-Kon® N-geIso.Kabelsch.10Mm²M8 | bornes tube cu non isol | Non-Insulated Copper Tube Ring Terminal, Wire Size 10.0, Stud Size M8 | UNINSULATED CU TUBE TERMINALS
7TCI029770R0123 | T120-10 | Active | 5414363115953 | 1860.64 | 100 | 25 | stuk | Sta-Kon and Catamount Terminals | BE31450 | L3 (Terminals I) | stuk | Sta-Kon® N-geIso.Kabelsch.120Mm²M10 | STA-KON | Non-Insulated Copper Tube Ring Terminal, Wire Size 120.0, Stud Size M10 | STA-KON
7TCI029770R0125 | T16-10-TB | Active | 5414363115977 | 300.34 | 100 | 100 | stuk | Sta-Kon and Catamount Terminals | BE31450 | L3 (Terminals I) | stuk | UNINSUL CU TUBE TERM No16 BOLTM10 | borne tube cu non isol #16 boulon m10 | Non-Insulated Copper Tube Ring Terminal, Wire Size 16.0 Bolt Hole M10 | UNINSUL CU TUBE TERM No16 BOLT M10
7TCI029770R0128 | T16-8 | Active | 5414363115991 | 286.03 | 100 | 100 | stuk | Sta-Kon and Catamount Terminals | BE31450 | L3 (Terminals I) | stuk | Sta-Kon® N-geIso.Kabelsch.16Mm²M8 | borne tube cu non isol | Non-Insulated Copper Tube Ring Terminal, Wire Size 16, Stud Size M8 | UNINSULATED CU TUBE TERMINAL
7TCI029770R0130 | T2,5-4 | Active | 5414363116004 | 43.17 | 100 | 100 | stuk | Sta-Kon | BE31450 | L3 (Terminals I) | stuk | Sta-Kon® niet-geIsoleerde Ringkabelschoen, 2,5 mm², M4 | bornes tube cuivre non isol | Uninsulated Copper Tube Ring Terminal With Inspection Hole, Terminal Wire Range 2.5 mm2, M4 | Uninsulated Copper Tube Ring Terminal With Inspection Hole, Terminal Wire Range 2.5 mm2, M4
7TCI029770R0133 | T25-10 | Active | 5414363116011 | 356.13 | 100 | 100 | stuk | Sta-Kon and Catamount Terminals | BE31450 | L3 (Terminals I) | stuk | Sta-Kon® N-geIso.Kabelsch.25Mm²M10 | COSSE TUB. 25MM2 - M10 | Non-Insulated Copper Tube Ring Terminal, Wire Size 25.0, Stud Size M10 | STA-KON EUROPEAN
7TCI029770R0137 | T25-6 | Active | 5414363116035 | 341.83 | 100 | 100 | stuk | Sta-Kon and Catamount Terminals | BE31450 | L3 (Terminals I) | stuk | Sta-Kon® N-geIso.Kabelsch.25Mm²M6 | COSSE TUB. 25MM2 - M6 | Non-Insulated Copper Tube Ring Terminal, Wire Size 25.0, Stud Size M6 | STA-KON EUROPEAN
7TCI029770R0139 | T25-8 | Active | 5414363116042 | 337.53 | 100 | 100 | stuk | Sta-Kon and Catamount Terminals | BE31450 | L3 (Terminals I) | stuk | Sta-Kon® N-geIso.Kabelsch.25Mm²M8 | bornes tube cuivre non isol | Non-Insulated Copper Tube Ring Terminal, Wire Size 25.0, Stud Size M8 | UNINSULATED COPPER TUBE TERMINALS
7TCI029770R0141 | T35-10 | Active | 5414363116059 | 577.78 | 100 | 100 | stuk | Sta-Kon and Catamount Terminals | BE31450 | L3 (Terminals I) | stuk | Sta-Kon® N-geIso.Kabelsch.35Mm²M10 | STA-KON EUROPEAN | Non-Insulated Copper Tube Ring Terminal, Wire Size 35.0, Stud Size M10 | STA-KON EUROPEAN
7TCI029770R0143 | T35-12 | Active | 5414363135593 | 579.23 | 100 | 500 | stuk | Sta-Kon and Catamount Terminals | BE31450 | L3 (Terminals I) | stuk | Sta-Kon® N-geIso.Kabelsch.35Mm²M12 | STA-KON EUROPEAN | Non-Insulated Copper Tube Ring Terminal, Wire Size 35.0, Stud Size M10 | STA-KON EUROPEAN
7TCI029770R0144 | T35-8 | Active | 5414363116066 | 577.78 | 100 | 100 | stuk | Sta-Kon and Catamount Terminals | BE31450 | L3 (Terminals I) | stuk | Sta-Kon® N-geIso.Kabelsch.35Mm²M8 | STA-KON EUROPEAN | Non-Insulated Copper Tube Ring Terminal, Wire Size 35.0, Stud Size M8 | STA-KON EUROPEAN
7TCI029770R0146 | T4-6 | Active | 5414363116073 | 52.79 | 100 | 100 | stuk | Sta-Kon | BE31450 | L3 (Terminals I) | stuk | Sta-Kon® niet-geIsoleerde Ringkabelschoen, 4 mm², M6 | sta-kon européen | Non-Insulated Copper Tube Ring Terminal, Wire Size 4.0, Stud Size M6 | Non-Insulated Copper Tube Ring Terminal, Wire Size 4.0, Stud Size M6
7TCI029770R0148 | T50-10 | Active | 5414363116080 | 858.09 | 100 | 100 | stuk | Sta-Kon and Catamount Terminals | BE31450 | L3 (Terminals I) | stuk | Sta-Kon® N-geIso.Kabelsch.50Mm²M10 | borne tube cu non isol | Non-Insulated Copper Tube Ring Terminal, Wire Size 50.0, Stud Size M10 | UNINSULATED CU TUBE TERMINAL
7TCI029770R0151 | T6-5 | Active | 5414363116103 | 126.17 | 100 | 100 | stuk | Sta-Kon and Catamount Terminals | BE31450 | L3 (Terminals I) | stuk | Sta-Kon® N-geIso.Kabelsch.6Mm²M5 | STA-KON EUROPEAN | Non-Insulated Copper Tube Ring Terminal, Wire Size 6, Stud Size M5 | STA-KON EUROPEAN
7TCI029770R0153 | T6-6 | Active | 5414363116110 | 128.88 | 100 | 100 | stuk | Sta-Kon and Catamount Terminals | BE31450 | L3 (Terminals I) | stuk | Sta-Kon® N-geIso.Kabelsch.6Mm²M6 | STA-KON EUROPEAN | Non-Insulated Copper Tube Ring Terminal, Wire Size 6, Stud Size M6 | STA-KON EUROPEAN
7TCI029770R0155 | T70-10 | Active | 5414363116127 | 1139.85 | 100 | 50 | stuk | Sta-Kon and Catamount Terminals | BE31450 | L3 (Terminals I) | stuk | Sta-Kon® N-geIso.Kabelsch.70Mm²M10 | STA-KON EUROPEAN | Non-Insulated Copper Tube Ring Terminal, Wire Size 70.0, Stud Size M10 | STA-KON EUROPEAN
7TCI029770R0158 | T95-10 | Active | 5414363116134 | 1567.45 | 100 | 50 | stuk | Sta-Kon and Catamount Terminals | BE31450 | L3 (Terminals I) | stuk | Sta-Kon® N-geIso.Kabelsch.95Mm²M10 | bornes tube cu non isol | Non-Insulated Copper Tube Ring Terminal, Wire Size 95.0, Stud Size M10 | UNINSULATED CU TUBE TERMINALS
7TCI029770R0271 | Z488-3-9 | Active | 5414363116561 | 27.08 | 100 | 100 | stuk | Sta-Kon | BE31450 | L3 (Terminals I) | stuk | Sta-Kon® ongeïsoleerde Schroefbevestiging voor "Faston", haaks, 4,8-0,8mm, DIN 46244 | borne | Uninsulated Screw Mounted Male Disconnect Tab Terminal Brass Tin Plated Tab Size 4.8 x 0.8 mm, 90 Degree Bend | Uninsulated Screw Mounted Male Disconnect Tab Terminal Brass Tin Plated Tab Size 4.8 x 0.8 mm, 90 Degree Bend
7TCI029770R0272 | Z638-2 | Active | 5414363116578 | 29.82 | 100 | 100 | stuk | Sta-Kon | BE31450 | L3 (Terminals I) | stuk | Sta-Kon® ongeïsoleerde aftakking voor "Tab", 6.3x0.8mm, DIN 46244 | bornes lang sta-kon | Non-Insulated Branch Off Tab, Brass, Tin Plated, Temperature Rating 110 Degrees C Tab Size 6.3mm x 0.8mm | Non-Insulated Branch Off Tab, Brass, Tin Plated, Temperature Rating 110 Degrees C Tab Size 6.3mm x 0.8mm
7TCI029770R0273 | Z638-4 | Active | 5414363116585 | 26.5 | 100 | 100 | stuk | Sta-Kon | BE31450 | L3 (Terminals I) | stuk | Sta-Kon® ongeïsoleerde Schroefbevestiging voor "Faston", recht, 6,3-0,8mm, DIN 46244 | bornes lang sta-kon | Non-Insulated Screw Mounted Male Disconnect Tab Terminal Tab Size 6.3mm x .8mm | Non-Insulated Screw Mounted Male Disconnect Tab Terminal Tab Size 6.3mm x .8mm
7TCI029770R0274 | Z638-4-4 | Active | 5414363116592 | 25.41 | 100 | 100 | stuk | Sta-Kon | BE31450 | L3 (Terminals I) | stuk | Sta-Kon® ongeïsoleerde Schroefbevestiging voor "Faston", 45°, 6,3-0,8mm, DIN 46244 | bornes lang sta-kon | Non-Insulated Screw Mounted Male Disconnect Tab Terminal Tab Size Angle 45 Degree Tab Size 6.3mm x .8mm | Non-Insulated Screw Mounted Male Disconnect Tab Terminal Tab Size Angle 45 Degree Tab Size 6.3mm x .8mm
7TCI029770R0275 | Z638-4-9 | Active | 5414363116608 | 27.79 | 100 | 100 | stuk | Sta-Kon | BE31450 | L3 (Terminals I) | stuk | Sta-Kon® ongeïsoleerde Schroefbevestiging voor "Faston", Haaks, 6,3-0,8mm, DIN 46244 | sectionn mâle non isol 90 deg | Non-Insulated Screw Mounted Male Disconnect Tab Terminal Tab Size Angle 90 Degree Tab Size 6.3mm x .8mm | Non-Insulated Screw Mounted Male Disconnect Tab Terminal Tab Size Angle 90 Degree Tab Size 6.3mm x .8mm
7TCI029770R0276 | Z638-5 | Active | 5414363116615 | 26.5 | 100 | 100 | stuk | Sta-Kon | BE31450 | L3 (Terminals I) | stuk | Sta-Kon® ongeïsoleerde Schroefbevestiging voor "Faston", Recht, 6.3-0,8mm, DIN 46244 | sta-kon | Non-Insulated Screw Mounted Male Disconnect Tab Terminal Tab Size 6.3mm x .8mm | Non-Insulated Screw Mounted Male Disconnect Tab Terminal Tab Size 6.3mm x .8mm
7TCI029770R0277 | Z638-5-4 | Active | 5414363116622 | 26.88 | 100 | 100 | stuk | Sta-Kon | BE31450 | L3 (Terminals I) | stuk | Sta-Kon® ongeïsoleerde Schroefbevestiging voor "Faston", 45° , 6,3-0,8mm, DIN 46244 | bornes lang sta-kon | Non-Insulated Screw Mounted Male Disconnect Tab Terminal Tab Size Angle 45 Degree Tab Size 6.3mm x .8mm | Non-Insulated Screw Mounted Male Disconnect Tab Terminal Tab Size Angle 45 Degree Tab Size 6.3mm x .8mm
7TCI029770R0279 | ZG638-4W | Active | 5414363116646 | 42.03 | 100 | 100 | stuk | Sta-Kon | BE31450 | L3 (Terminals I) | stuk | Sta-Kon® ongeïsoleerde Schroefbevestiging voor "Faston", 2 x 45° , 6,3-0,8mm, DIN 46244 | bornes lang sta-kon | Non-Insulated Screw Mounted Male Disconnect Tab Terminal Tab Size Angle 2 45 Degree Tabs Size 6.3mm x .8mm | Non-Insulated Screw Mounted Male Disconnect Tab Terminal Tab Size Angle 2 45 Degree Tabs Size 6.3mm x .8mm
7TCI029980R0585 | RA29 | Active | 5414363115090 | 36.46 | 100 | 100 | stuk | Sta-Kon | BE31450 | L3 (Terminals I) | stuk | Sta-Kon® geïsoleerde schuifkabelschoen "Faston" 2,8x0,5, voor draad 0,5 - 1,5mm², DIN 46245, Rood | CO.ISOL.F.0.5-1.5MM2-2.8X0.5 | Polycarbonate Insulated Fem Disconnect Wire Range 0.5-1.5mm Squared, Tab Size 2.8mm x .8mm | Polycarbonate Insulated Fem Disconnect Wire Range 0.5-1.5mm Squared, Tab Size 2.8mm x .8mm
7TCI029980R0589 | RA35F | Active | 5414363115120 | 41.7 | 100 | 100 | stuk | Sta-Kon | BE31450 | L3 (Terminals I) | stuk | Sta-Kon® geïsoleerde vorkkabelschoen, M3,5 voor draad 0,5 - 1,5mm², Rood | polycbnat fork term 0,5-1,5mm2 rge | Polycarbonate Insulated Fork Terminal Wire Range, 0.5-1.5mm Squared, Bolt Hole M 3.5 | Polycarbonate Insulated Fork Terminal Wire Range, 0.5-1.5mm Squared, Bolt Hole M 3.5
7TCI029980R0590 | RA48 | Active | 5414363115168 | 35.71 | 100 | 100 | stuk | Sta-Kon | BE31450 | L3 (Terminals I) | stuk | Sta-Kon® geïsoleerde schuifkabelschoen "Faston" 4,8x0,8, voor draad 0,5 -1,5mm² DIN 46245, Rood | C.ISOL.F.1.5-2.5MM2-4.8X0.5 | Polycarbonate Insulated Fem Disconnect Terminal Non-Brazed with Support Sleeve Wire Range 0.5-1.5mm Squared Tab Size 4.8mm x .5mm | Polycarbonate Insulated Fem Disconnect Terminal Non-Brazed with Support Sleeve Wire Range 0.5-1.5mm Squared Tab Size 4.8mm x .5mm
7TCI029980R0596 | RA48V | Active | 5414363115175 | 51.49 | 100 | 100 | stuk | Sta-Kon and Catamount Terminals | BE31450 | L3 (Terminals I) | stuk | FULL INS FEM NYL DISC 0.5-1.5MM2 | RD FULLY INSUL NY DISCONNECT | Polycarbonate Insulated Fem Disconnect Terminal Wire Range 0.5-1.5mm Squared, Tab Size 4.8mm x 0.5mm | FULL INS FEM NYL DISC 0.5-1.5MM2
7TCI029980R0597 | RA49 | Active | 5414363115182 | 37.59 | 100 | 100 | stuk | Sta-Kon | BE31450 | L3 (Terminals I) | stuk | Sta-Kon® geïsoleerde schuifkabelschoen "Faston" 4,8x0,5, voor draad 0,5 -1,5mm² DIN 46245, Rood | disq fem isol 0,5-1,5mm2 4,8x0,5 | Polycarbonate Insulated Fem Disconnect Terminal Non-Brazed with Support Sleeve Wire Range 0.5-1.5mm Squared Tab Size 4.8mm x .5mm | Polycarbonate Insulated Fem Disconnect Terminal Non-Brazed with Support Sleeve Wire Range 0.5-1.5mm Squared Tab Size 4.8mm x .5mm
7TCI029980R0598 | RA49V | Active | 5414363077398 | 51.49 | 100 | 100 | stuk | Sta-Kon and Catamount Terminals | BE31450 | L3 (Terminals I) | stuk | POLYCRBNT INSUL FEM DISC .5-1.5MM2 | C.ISOL.F.1.5-2.5MM2-4.8X0.8 | Polycarbonate Insulated Fem Disconnect Terminal Wire Range 0.5-1.5mm Squared, Tab Size 4.8mm x 0.5mm | POLYCRBNT INSUL FEM DISC .5-1.5MM2
7TCI029980R0599 | RA63V | Active | 5414363077411 | 51.68 | 100 | 100 | stuk | Sta-Kon | BE31450 | L3 (Terminals I) | stuk | Sta-Kon volledig geïsoleerde Schuifkabelschoen 'Faston' 6,3x0,8, Voor draad 0,5 - 1,5mm², Rood | C.ISOL.F.0.5-1.5MM2-6.3X0.8 | Polycarbonate Insulated Fem Disconnect Terminal Brazed Barrel Wire Range 0.5-1.5mm Squared Tab Size 4.8mm x 0.5mm | Polycarbonate Insulated Fem Disconnect Terminal Brazed Barrel Wire Range 0.5-1.5mm Squared Tab Size 4.8mm x 0.5mm
7TCI029980R0600 | RA6F | Active | 5414363115250 | 40.48 | 100 | 100 | stuk | Sta-Kon | BE31450 | L3 (Terminals I) | stuk | Sta-Kon® geïsoleerde vorkkabelschoen, M6 voor draad 0,5 - 1,5mm², Rood | Borne fourch polycbnat boul 0,5-1,5mm2 m6 | Polycarbonate Insulated Fork Terminal Wire Range, 0.5-1.5mm Squared, Bolt Hole M 6 | Polycarbonate Insulated Fork Terminal Wire Range, 0.5-1.5mm Squared, Bolt Hole M 6
7TCI029980R0657 | RB48 | Active | 5414363115366 | 39.34 | 100 | 100 | stuk | Sta-Kon | BE31450 | L3 (Terminals I) | stuk | Sta-Kon® geïsoleerde schuifkabelschoen "Faston" 4,8x0,5, voor draad 1,5 -2,5mm² DIN 46245, Blauw | sectionn femelle pvc bleu | Polycarbonate Insulated Fem Disconnect Non-Brazed w/ Support Sleeve Wire Range 1.5-2.5mm Squared Tab Size 4.8 x 0.5mm | Polycarbonate Insulated Fem Disconnect Non-Brazed w/ Support Sleeve Wire Range 1.5-2.5mm Squared Tab Size 4.8 x 0.5mm
7TCI029980R0664 | RB48V | Active | 5414363115373 | 54.93 | 100 | 100 | stuk | Sta-Kon and Catamount Terminals | BE31450 | L3 (Terminals I) | stuk | STAKON FULL INSUL DISCONN BLUE | sectionn compl isol stakon bleu | Polycarbonate Fully Insulated Female Disconnect Terminal Wire Range 1.5-2.5mm Squared Tab Size 4.8 x .8 | STAKON FULL INSUL DISCONN BLUE
7TCI029980R0665 | RB49 | Active | 5414363115380 | 39.34 | 100 | 100 | stuk | Sta-Kon | BE31450 | L3 (Terminals I) | stuk | Sta-Kon geïsoleerde schuifkabelschoen Faston' 4,8x0,8, voor draad 1,5 -2,5 mm²DIN 46245, Blauw | sectionn femelle pvc bleu | Polycarbonate Insulated Fem Disconnect Terminal Wire Range 1.5-2.5mm Squared, Tab Size 4.8 x 0.8mm | Polycarbonate Insulated Fem Disconnect Terminal Wire Range 1.5-2.5mm Squared, Tab Size 4.8 x 0.8mm
7TCI029980R0691 | RBJ | Active | 5414363115540 | 35.66 | 100 | 100 | stuk | Sta-Kon | BE31450 | L3 (Terminals I) | stuk | Vollledig Sta-Kon® geïsoleerde Eindverbinder, voor draad 1,0 - 3,0mm, Wit | bouch isol pvc blanc | Insulated PVC Wire Joint Wire Range 1.0-3.0 millimeters squared | Insulated PVC Wire Joint Wire Range 1.0-3.0 millimeters squared
7TCI029980R0722 | RC63M | Active | 5414363115649 | 51.84 | 100 | 50 | stuk | Spec-Kon | BE31450 | L3 (Terminals I) | stuk | Sta-Kon® geïsoleerde schuifkabelschoen 6,3x0,8 voor draad 4,0 - 6,0mm², male, DIN 46245, Geel | sectionn fem polycarbonate jaune | Polycarbonate Insulated Male Disconnect Terminal Wire Range 4.0-6.0mm Squared, Tab Size 6.3 mm x .8 mm | Polycarbonate Insulated Male Disconnect Terminal Wire Range 4.0-6.0mm Squared, Tab Size 6.3 mm x .8 mm
7TCI029980R0730 | RC95 | Active | 5414363115694 | 71.01 | 100 | 50 | stuk | Spec-Kon | BE31450 | L3 (Terminals I) | stuk | Sta-Kon® geïsoleerde schuifkabelschoen "Faston" 9,5x1,2, voor draad 4,0 -6,0mm² DIN 46245, Geel | borne frch isol polycbnat 4,0-6,0mm2 | Polycarbonate Insulated Fem Disconnect Non-Brazed w/ Support Sleeve Wire Range 4-6mm Squared Tab Size 9.5mm x 1.2mm | Polycarbonate Insulated Fem Disconnect Non-Brazed w/ Support Sleeve Wire Range 4-6mm Squared Tab Size 9.5mm x 1.2mm
7TCI029980R0731 | RCJ | Active | 5414363115731 | 71.78 | 100 | 50 | stuk | Sta-Kon | BE31450 | L3 (Terminals I) | stuk | Sta-Kon® volledig geïsoleerde Eindverbinder, voor draad 2,0 - 6,0mm, Wit | oint câble isol 2,0-6,0mm2 | Insulated Wire Joint Wire Range 2.0-6.0 millimeters squared | Insulated Wire Joint Wire Range 2.0-6.0 millimeters squared
7TCI029980R0775 | RZ3F | Active | 5414363115847 | 32.47 | 100 | 100 | stuk | Sta-Kon | BE31450 | L3 (Terminals I) | stuk | Sta-Kon® geïsoleerde vorkkabelschoen, M3, voor draad 0,25 - 0,75mm², Groen | borne fourch isol polycarbonate vert m3 | Polycarbonate Insulated Fork Terminal Wire Range 0.25-0.75mm, Squared Bolt Hole M 3 | Polycarbonate Insulated Fork Terminal Wire Range 0.25-0.75mm, Squared Bolt Hole M 3
7TCI029980R0777 | RZ4F | Active | 5414363115861 | 33.57 | 100 | 100 | stuk | Sta-Kon | BE31450 | L3 (Terminals I) | stuk | Sta-Kon® geïsoleerde vorkkabelschoen, M4, voor draad 0,25 - 0,75mm², Groen | borne fourch isol polycarbonate vert m4 | Polycarbonate Insulated Fork Terminal Wire Range 0.25-0.75mm, Squared Bolt Hole M 4 | Polycarbonate Insulated Fork Terminal Wire Range 0.25-0.75mm, Squared Bolt Hole M 4
7TCI029980R0778 | RZP | Active | 5414363115908 | 29.97 | 100 | 100 | stuk | Sta-Kon | BE31450 | L3 (Terminals I) | stuk | Sta-Kon® geïsoleerde ronde Stiftkabelschoen, voor draad 0,25 - 0,75mm², DIN 46231, Groen | borne goup isol polycrbnat 0,25-0,75mm2 | Polycarbonate Insulated Pin Terminal Wire Range 0.25-0.75mm Squared | Polycarbonate Insulated Pin Terminal Wire Range 0.25-0.75mm Squared
7TCI029980R0806 | T16-6 | Active | 5414363115984 | 284.61 | 100 | 100 | stuk | Sta-Kon and Catamount Terminals | BE31450 | L3 (Terminals I) | stuk | Sta-Kon® N-geIso.Kabelsch.16Mm²M6 | borne tube cu non isol | Non-Insulated Copper Tube Ring Terminal Wire Size 16.0 Bolt Hole M6 | UNINSULATED CU TUBE TERMINAL
7TCI029980R0816 | T50-8 | Active | 5414363116097 | 853.81 | 100 | 100 | stuk | Sta-Kon and Catamount Terminals | BE31450 | L3 (Terminals I) | stuk | Sta-Kon® N-geIso.Kabelsch.50Mm²M8 | bornes tube cuivre non isol | Non-Insulated Copper Tube Ring Terminal Wire Size 50.0 Bolt Hole M8 | UNINSULATED COPPER TUBE TERMINALS
M009080000 | M009080000 | Active | 8000126009088 | 0.22 | 1 | 100 | stuk | Cable Tray | BE31450 | SF (LUCA,HAF&Striebel) | stuk | CABLE GL, TUBING D.200 | Presse-étoupe CABLE CLAMP FOR CONDUIT D.20 | Cable gland CABLE CLAMP FOR CONDUIT D.20 | CABLE GLAND FOR TUBING D.200
M009100000 | M009100000 | Active | 8000126009101 | 0.33 | 1 | 100 | stuk | Cable Tray | BE31450 | SF (LUCA,HAF&Striebel) | stuk | CABLE GL, TUBING D.25 | CABLE GLAND FOR TUBING D.25 | Cable clamp for conduit 25mm, IP55, set á 100pc | CABLE GLAND FOR TUBING D.25
M009120000 | M009120000 | Active | 8000126009125 | 0.4 | 1 | 50 | stuk | Cable Tray | BE31450 | SF (LUCA,HAF&Striebel) | stuk | CABLE GL, TUBING D.32 | Presse-étoupe Luca 32mm | Cable gland Luca 32mm | CABLE GLAND FOR TUBING D.32
M031150000 | M031150000 | Active | 8000126031157 | 13.28 | 1 | 24 | meter | Cable Tray | BE31450 | SF (LUCA,HAF&Striebel) | meter | Kabelgoot Luca 100x40mm, grijs | Goullotte de câblage 100x40mm, gris | Wiring duct 100x40mm, grey | Wiring duct 100x40mm, grey
M050190000 | M050190000 | Active | 8000126050196 | 2.35 | 1 | 46 | meter | Cable Tray | BE31450 | SF (LUCA,HAF&Striebel) | meter | Kabelgoot 8/12mm B:15mm H:17mm RAL7030 | Goulotte de câblage 8/12 mm L:15mm, H:17mm, RAL7030 | Wiring duct 8/12 mm W:15mm, H:17mm, RAL7030 | WIRING DUCT 15X17 8/12 PITCH
M050330000 | M050330000 | Active | 8000126050332 | 5.08 | 1 | 58 | meter | Cable Tray | BE31450 | SF (LUCA,HAF&Striebel) | meter | Kabelgoot 8/12mm B:25mm H:30mm RAL7030 | Goulotte de câblage 8/12 mm L:25mm, H:30mm, RAL7030 | Wiring duct 8/12 mm W:25mm, H:30mm, RAL7030 | WIRING DUCT 25X30 8/12 PITCH
M050350000 | M050350000 | Active | 8000126050356 | 5.39 | 1 | 38 | meter | Cable Tray | BE31450 | SF (LUCA,HAF&Striebel) | meter | Kabelgoot 8/12mm B:40mm H:30mm RAL7030 | Goulotte de câblage 8/12 mm L:40mm, H:30mm, RAL7030 | Wiring duct 8/12 mm W:40mm, H:30mm, RAL7030 | WIRING DUCT 40X30 8/12 PITCH
M050370000 | M050370000 | Active | 8000126050370 | 7.08 | 1 | 52 | meter | Cable Tray | BE31450 | SF (LUCA,HAF&Striebel) | meter | Kabelgoot 8/12mm B:60mm H:30mm RAL7030 | Goulotte de câblage 8/12 mm L:60mm, H:30mm, RAL7030 | Wiring duct 8/12 mm W:60mm, H:30mm, RAL7030 | WIRING DUCT 60X30 8/12 PITCH
M050430000 | M050430000 | Active | 8000126050431 | 6.03 | 1 | 48 | meter | Cable Tray | BE31450 | SF (LUCA,HAF&Striebel) | meter | Kabelgoot 8/12mm B:25mm H:40mm RAL7030 | Goulotte de câblage 8/12 mm L:25mm, H:40mm, RAL7030 | Wiring duct 8/12 mm W:25mm, H:40mm, RAL7030 | WIRING DUCT 25X40 8/12 PITCH
M050450000 | M050450000 | Active | 8000126050455 | 6.33 | 1 | 30 | meter | Cable Tray | BE31450 | SF (LUCA,HAF&Striebel) | meter | Kabelgoot 8/12mm B:40mm H:40mm RAL7030 | Goulotte de câblage 8/12 mm L:40mm, H:40mm, RAL7030 | Wiring duct 8/12 mm W:40mm, H:40mm, RAL7030 | WIRING DUCT 8/12 PITCH
M050470000 | M050470000 | Active | 8000126050479 | 8.01 | 1 | 40 | meter | Cable Tray | BE31450 | SF (LUCA,HAF&Striebel) | meter | Kabelgoot 8/12mm B:60mm H:40mm RAL7030 | Goulotte de câblage 8/12 mm L:60mm, H:40mm, RAL7030 | Wiring duct 8/12 mm W:60mm, H:40mm, RAL7030 | WIRING DUCT 60X40 8/12 PITCH
M050490000 | M050490000 | Active | 8000126050493 | 9.67 | 1 | 32 | meter | Cable Tray | BE31450 | SF (LUCA,HAF&Striebel) | meter | Kabelgoot 8/12mm B:80mm H:40mm RAL7030 | Goulotte de câblage 8/12 mm L:80mm, H:40mm, RAL7030 | Wiring duct 8/12 mm W:80mm, H:40mm, RAL7030 | WIRING DUCT 80X40 8/12 PITCH
M050510000 | M050510000 | Active | 8000126050516 | 11.59 | 1 | 24 | meter | Cable Tray | BE31450 | SF (LUCA,HAF&Striebel) | meter | Kabelgoot 8/12mm B:100mm H:40mm RAL7030 | Goulotte de câblage 8/12 mm L:100mm, H:40mm, RAL7030 | Wiring duct 8/12 mm W:100mm, H:40mm, RAL7030 | WIRING DUCT 100X40 8/12 PITCH
M050530000 | M050530000 | Active | 8000126050530 | 13.03 | 1 | 20 | meter | Cable Tray | BE31450 | SF (LUCA,HAF&Striebel) | meter | Kabelgoot 8/12mm B:120mm H:40mm RAL7030 | Goulotte de câblage 8/12 mm L:120mm, H:40mm, RAL7030 | Wiring duct 8/12 mm W:120mm, H:40mm, RAL7030 | WIRING DUCT 120X40 8/12 PITCH
M050630000 | M050630000 | Active | 8000126050639 | 7.45 | 1 | 34 | meter | Cable Tray | BE31450 | SF (LUCA,HAF&Striebel) | meter | Kabelgoot 8/12mm B:25mm H:60mm RAL7030 | Goulotte de câblage 8/12 mm L:25mm, H:60mm, RAL7030 | Wiring duct 8/12 mm W:25mm, H:60mm, RAL7030 | WIRING DUCT 25X60 8/12 PITCH
M050650000 | M050650000 | Active | 8000126050653 | 8.08 | 1 | 22 | meter | Cable Tray | BE31450 | SF (LUCA,HAF&Striebel) | meter | Kabelgoot 8/12mm B:40mm H:60mm RAL7030 | Goulotte de câblage 8/12 mm L:40mm, H:60mm, RAL7030 | Wiring duct 8/12 mm W:40mm, H:60mm, RAL7030 | WIRING DUCT 40X60 8/12 PITCH
M050670000 | M050670000 | Active | 8000126050677 | 10.74 | 1 | 32 | meter | Cable Tray | BE31450 | SF (LUCA,HAF&Striebel) | meter | Kabelgoot 8/12mm B:60mm H:60mm RAL7030 | Goulotte de câblage 8/12 mm L:60mm, H:60mm, RAL7030 | Wiring duct 8/12 mm W:60mm, H:60mm, RAL7030 | WIRING DUCT 60X60 8/12 PITCH
M050690000 | M050690000 | Active | 8000126050691 | 12.01 | 1 | 24 | meter | Cable Tray | BE31450 | SF (LUCA,HAF&Striebel) | meter | Kabelgoot 8/12mm B:80mm H:60mm RAL7030 | Goulotte de câblage 8/12 mm L:80mm, H:60mm, RAL7030 | Wiring duct 8/12 mm W:80mm, H:60mm, RAL7030 | WIRING DUCT 80X60 8/12 PITCH
M050710000 | M050710000 | Active | 8000126050714 | 14.39 | 1 | 20 | meter | Cable Tray | BE31450 | SF (LUCA,HAF&Striebel) | meter | Kabelgoot 8/12mm B:100mm H:60mm RAL7030 | Goulotte de câblage 8/12 mm L:100mm, H:60mm, RAL7030 | Wiring duct 8/12 mm W:100mm, H:60mm, RAL7030 | WIRING DUCT 100X60 8/12 PITCH
M050730000 | M050730000 | Active | 8000126050738 | 18.09 | 1 | 14 | meter | Cable Tray | BE31450 | SF (LUCA,HAF&Striebel) | meter | Kabelgoot 8/12mm B:120mm H:60mm RAL7030 | Goulotte de câblage 8/12 mm L:120mm, H:60mm, RAL7030 | Wiring duct 8/12 mm W:120mm, H:60mm, RAL7030 | WIRING DUCT 120X60 8/12 PITCH
M050830000 | M050830000 | Active | 8000126050837 | 8.55 | 1 | 28 | meter | Cable Tray | BE31450 | SF (LUCA,HAF&Striebel) | meter | Kabelgoot 8/12mm B:25mm H:80mm RAL7030 | Goulotte de câblage 8/12 mm L:25mm, H:80mm, RAL7030 | Wiring duct 8/12 mm W:25mm, H:80mm, RAL7030 | WIRING DUCT 25X80 8/12 PITCH
M050850000 | M050850000 | Active | 8000126050851 | 9.61 | 1 | 36 | meter | Cable Tray | BE31450 | SF (LUCA,HAF&Striebel) | meter | Kabelgoot 8/12mm B:40mm H:80mm RAL7030 | Goulotte de câblage 8/12 mm L:40mm, H:80mm, RAL7030 | Wiring duct 8/12 mm W:40mm, H:80mm, RAL7030 | WIRING DUCT 60X80 8/12 PITCH
M050870000 | M050870000 | Active | 8000126050875 | 12.21 | 1 | 24 | meter | Cable Tray | BE31450 | SF (LUCA,HAF&Striebel) | meter | Kabelgoot 8/12mm B:60mm H:80mm RAL7030 | Goulotte de câblage 8/12 mm L:60mm, H:80mm, RAL7030 | Wiring duct 8/12 mm W:60mm, H:80mm, RAL7030 | WIRING DUCT 60X80 8/12 PITCH
M050890000 | M050890000 | Active | 8000126050899 | 14.33 | 1 | 16 | meter | Cable Tray | BE31450 | SF (LUCA,HAF&Striebel) | meter | Kabelgoot 8/12mm B:80mm H:80mm RAL7030 | Goulotte de câblage 8/12 mm L:80mm, H:80mm, RAL7030 | Wiring duct 8/12 mm W:80mm, H:80mm, RAL7030 | WIRING DUCT 80X80 8/12 PITCH
M050910000 | M050910000 | Active | 8000126050912 | 15.93 | 1 | 16 | meter | Cable Tray | BE31450 | SF (LUCA,HAF&Striebel) | meter | Kabelgoot 8/12mm B:100mm H:80mm RAL7030 | Goulotte de câblage 8/12 mm L:100mm, H:80mm, RAL7030 | Wiring duct 8/12 mm W:100mm, H:80mm, RAL7030 | WIRING DUCT 100X80 8/12 PITCH
M050930000 | M050930000 | Active | 8000126050936 | 19.77 | 1 | 12 | meter | Cable Tray | BE31450 | SF (LUCA,HAF&Striebel) | meter | Kabelgoot 8/12mm B:120mm H:80mm RAL7030 | Goulotte de câblage 8/12 mm L:120mm, H:80mm, RAL7030 | Wiring duct 8/12 mm W:120mm, H:80mm, RAL7030 | WIRING DUCT 120X80 8/12 PITCH
M050940000 | M050940000 | Active | 8000126050943 | 10.29 | 1 | 20 | meter | Cable Tray | BE31450 | SF (LUCA,HAF&Striebel) | meter | Kabelgoot 8/12mm B:25mm H:100mm RAL7030 | Goulotte de câblage 8/12 mm L:25mm, H:100mm, RAL7030 | Wiring duct 8/12 mm W:25mm, H:100mm, RAL7030 | WIRING DUCT 25X100 8/12 PITCH
M050950000 | M050950000 | Active | 8000126050950 | 10.94 | 1 | 28 | meter | Cable Tray | BE31450 | SF (LUCA,HAF&Striebel) | meter | Kabelgoot 8/12mm B:40mm H:100mm RAL7030 | Goulotte de câblage 8/12 mm L:40mm, H:100mm, RAL7030 | Wiring duct 8/12 mm W:40mm, H:100mm, RAL7030 | WIRING DUCT 40X100 8/12 PITCH
M050960000 | M050960000 | Active | 8000126050967 | 13.75 | 1 | 20 | meter | Cable Tray | BE31450 | SF (LUCA,HAF&Striebel) | meter | Kabelgoot 8/12mm B:60mm H:100mm RAL7030 | Goulotte de câblage 8/12 mm L:60mm, H:100mm, RAL7030 | Wiring duct 8/12 mm W:60mm, H:100mm, RAL7030 | WIRING DUCT 60X100 8/12 PITCH
M050970000 | M050970000 | Active | 8000126050974 | 16.27 | 1 | 14 | meter | Cable Tray | BE31450 | SF (LUCA,HAF&Striebel) | meter | Kabelgoot 8/12mm B:80mm H:100mm RAL7030 | Goulotte de câblage 8/12 mm L:80mm, H:100mm, RAL7030 | Wiring duct 8/12 mm W:80mm, H:100mm, RAL7030 | WIRING DUCT 80X100 8/12 PITCH
M050980000 | M050980000 | Active | 8000126050981 | 19.11 | 1 | 8 | meter | Cable Tray | BE31450 | SF (LUCA,HAF&Striebel) | meter | Kabelgoot 8/12mm B:100mm H:100mm RAL7030 | Goulotte de câblage 8/12 mm L:100mm, H:100mm, RAL7030 | Wiring duct 8/12 mm W:100mm, H:100mm, RAL7030 | WIRING DUCT 100X100 8/12 PITCH
M050990000 | M050990000 | Active | 8000126050998 | 25.74 | 1 | 8 | meter | Cable Tray | BE31450 | SF (LUCA,HAF&Striebel) | meter | Kabelgoot 8/12mm B:150mm H:100mm RAL7030 | Goulotte de câblage 8/12 mm L:150mm, H:100mm, RAL7030 | Wiring duct 8/12 mm W:150mm, H:100mm, RAL7030 | WIRING DUCT 150X100 8/12 PITCH
M051190000 | M051190000 | Active | 8000126051193 | 2.35 | 1 | 46 | meter | Cable Tray | BE31450 | SF (LUCA,HAF&Striebel) | meter | Kabelgoot 4/6mm B:15mm H:17mm RAL7030 | Goulotte de câblage 4/6 mm L:15mm, H:17mm, RAL7030 | Wiring duct 4/6 mm W:15mm, H:17mm, RAL7030 | WIRING DUCT 15X17 4/6 PITCH
M051330000 | M051330000 | Active | 8000126051339 | 5.08 | 1 | 58 | meter | Cable Tray | BE31450 | SF (LUCA,HAF&Striebel) | meter | Kabelgoot 4/6mm B:25mm H:30mm RAL7030 | Goulotte de câblage 4/6 mm L:25mm, H:30mm, RAL7030 | Wiring duct 4/6 mm W:25mm, H:30mm, RAL7030 | WIRING DUCT 25X30 4/6 PITCH
M051350000 | M051350000 | Active | 8000126051353 | 5.39 | 1 | 38 | meter | Cable Tray | BE31450 | SF (LUCA,HAF&Striebel) | meter | Kabelgoot 4/6mm B:40mm H:30mm RAL7030 | Goulotte de câblage 4/6 mm L:40mm, H:30mm, RAL7030 | Wiring duct 4/6 mm W:40mm, H:30mm, RAL7030 | WIRING DUCT 40X30 4/6 PITCH
M051370000 | M051370000 | Active | 8000126051377 | 7.08 | 1 | 52 | meter | Cable Tray | BE31450 | SF (LUCA,HAF&Striebel) | meter | Kabelgoot 4/6mm B:60mm H:30mm RAL7030 | Goulotte de câblage 4/6 mm L:60mm, H:30mm, RAL7030 | Wiring duct 4/6 mm W:60mm, H:30mm, RAL7030 | WIRING DUCT 60X30 4/6 PITCH
M051430000 | M051430000 | Active | 8000126051438 | 6.03 | 1 | 48 | meter | Cable Tray | BE31450 | SF (LUCA,HAF&Striebel) | meter | Kabelgoot 4/6mm B:25mm H:40mm RAL7030 | Goulotte de câblage 4/6 mm L:25mm, H:40mm, RAL7030 | Wiring duct 4/6 mm W:25mm, H:40mm, RAL7030 | WIRING DUCT 25X40 4/6 PITCH
M051450000 | M051450000 | Active | 8000126051452 | 6.4 | 1 | 30 | meter | Cable Tray | BE31450 | SF (LUCA,HAF&Striebel) | meter | Kabelgoot 4/6 W:40mm H:40mm | Goullotte de câblage 4/6, W:40mm H:40mm | Wiring duct 4/6, W:40mm H:40mm | WIRING DUCT 40X40 4/6 PITCH
M051470000 | M051470000 | Active | 8000126051476 | 8.08 | 1 | 40 | meter | Cable Tray | BE31450 | SF (LUCA,HAF&Striebel) | meter | Kabelgoot 4/6mm B:60mm H:40mm RAL7030 | Goulotte de câblage 4/6 mm L:60mm, H:40mm, RAL7030 | Wiring duct 4/6 mm W:60mm, H:40mm, RAL7030 | WIRING DUCT 60/40 4/6 PITCH
M051490000 | M051490000 | Active | 8000126051490 | 9.84 | 1 | 32 | meter | Cable Tray | BE31450 | SF (LUCA,HAF&Striebel) | meter | Kabelgoot 4/6mm B:80mm H:40mm RAL7030 | Goulotte de câblage 4/6 mm L:80mm, H:40mm, RAL7030 | Wiring duct 4/6 mm W:80mm, H:40mm, RAL7030 | WIRING DUCT 80X40 4/6 PITCH
M051510000 | M051510000 | Active | 8000126051513 | 11.79 | 1 | 24 | meter | Cable Tray | BE31450 | SF (LUCA,HAF&Striebel) | meter | Kabelgoot 4/6mm B:100mm H:40mm RAL7030 | Goulotte de câblage 4/6 mm L:100mm, H:40mm, RAL7030 | Wiring duct 4/6 mm W:100mm, H:40mm, RAL7030 | WIRING DUCT 100X40 4/6 PITCH
M051530000 | M051530000 | Active | 8000126051537 | 13.03 | 1 | 20 | meter | Cable Tray | BE31450 | SF (LUCA,HAF&Striebel) | meter | Kabelgoot 4/6mm B:120mm H:40mm RAL7030 | Goulotte de câblage 4/6 mm L:120mm, H:40mm, RAL7030 | Wiring duct 4/6 mm W:120mm, H:40mm, RAL7030 | WIRING DUCT 120X40 4/6 PITCH
M051630000 | M051630000 | Active | 8000126051636 | 7.51 | 1 | 34 | meter | Cable Tray | BE31450 | SF (LUCA,HAF&Striebel) | meter | Kabelgoot 4/6mm B:25mm H:60mm RAL7030 | Goulotte de câblage 4/6 mm L:25mm, H:60mm, RAL7030 | Wiring duct 4/6 mm W:25mm, H:60mm, RAL7030 | WIRING DUCT 25X60 4/6 PITCH
M051650000 | M051650000 | Active | 8000126051650 | 8.15 | 1 | 22 | meter | Cable Tray | BE31450 | SF (LUCA,HAF&Striebel) | meter | Kabelgoot 4/6mm B:40mm H:60mm RAL7030 | Goulotte de câblage 4/6 mm L:40mm, H:60mm, RAL7030 | Wiring duct 4/6 mm W:40mm, H:60mm, RAL7030 | WIRING DUCT 40X60 4/6 PITCH
M051670000 | M051670000 | Active | 8000126051674 | 10.89 | 1 | 32 | meter | Cable Tray | BE31450 | SF (LUCA,HAF&Striebel) | meter | Kabelgoot 4/6mm 60x60mm | Goullotte de câblage 4/6mm, 60x60mm | Wiring duct 4/6mm, 60x60mm | WIRING DUCT 60X60 4/6 PITCH
M051690000 | M051690000 | Active | 8000126051698 | 12.13 | 1 | 24 | meter | Cable Tray | BE31450 | SF (LUCA,HAF&Striebel) | meter | Kabelgoot 4/6mm B:80mm H:60mm RAL7030 | Goulotte de câblage 4/6 mm L:80mm, H:60mm, RAL7030 | Wiring duct 4/6 mm W:80mm, H:60mm, RAL7030 | WIRING DUCT 80X60 4/6 PITCH
M051710000 | M051710000 | Active | 8000126051711 | 14.39 | 1 | 20 | meter | Cable Tray | BE31450 | SF (LUCA,HAF&Striebel) | meter | Kabelgoot 4/6mm B:100mm H:60mm RAL7030 | Goulotte de câblage 4/6 mm L:100mm, H:60mm, RAL7030 | Wiring duct 4/6 mm W:100mm, H:60mm, RAL7030 | WIRING DUCT 100X60 4/6 PITCH
M051730000 | M051730000 | Active | 8000126051735 | 18.29 | 1 | 14 | meter | Cable Tray | BE31450 | SF (LUCA,HAF&Striebel) | meter | Kabelgoot 4/6 B:120mm H:60mm | Goullotte de câblage 4/6, L:120mm H:60mm | Wiring duct 4/6, W:120mm H:60mm | WIRING DUCT 120X60 4/6 PITCH
M051830000 | M051830000 | Active | 8000126051834 | 8.62 | 1 | 28 | meter | Cable Tray | BE31450 | SF (LUCA,HAF&Striebel) | meter | Kabelgoot 4/6mm B:25mm H:80mm RAL7030 | Goulotte de câblage 4/6 mm L:25mm, H:80mm, RAL7030 | Wiring duct 4/6 mm W:25mm, H:80mm, RAL7030 | WIRING DUCT 25X80 4/6 PITCH
M051850000 | M051850000 | Active | 8000126051858 | 9.47 | 1 | 36 | meter | Cable Tray | BE31450 | SF (LUCA,HAF&Striebel) | meter | Kabelgoot 4/6mm B:40mm H:80mm RAL7030 | Goulotte de câblage 4/6 mm L:40mm, H:80mm, RAL7030 | Wiring duct 4/6 mm W:40mm, H:80mm, RAL7030 | WIRING DUCT 40X80 4/6 PITCH
M051870000 | M051870000 | Active | 8000126051872 | 12.13 | 1 | 24 | meter | Cable Tray | BE31450 | SF (LUCA,HAF&Striebel) | meter | Kabelgoot 4/6mm B:60mm H:80mm RAL7030 | Goulotte de câblage 4/6 mm L:60mm, H:80mm, RAL7030 | Wiring duct 4/6 mm W:60mm, H:80mm, RAL7030 | WIRING DUCT 60X80 4/6 PITCH
M051890000 | M051890000 | Active | 8000126051896 | 14.26 | 1 | 16 | meter | Cable Tray | BE31450 | SF (LUCA,HAF&Striebel) | meter | Kabelgoot 4/6mm B:80mm H:80mm RAL7030 | Goulotte de câblage 4/6 mm L:80mm, H:80mm, RAL7030 | Wiring duct 4/6 mm W:80mm, H:80mm, RAL7030 | WIRING DUCT 80X80 4/6 PITCH
M051910000 | M051910000 | Active | 8000126051919 | 16 | 1 | 16 | meter | Cable Tray | BE31450 | SF (LUCA,HAF&Striebel) | meter | Kabelgoot 4/6mm B:100mm H:80mm RAL7030 | Goulotte de câblage 4/6 mm L:100mm, H:80mm, RAL7030 | Wiring duct 4/6 mm W:100mm, H:80mm, RAL7030 | WIRING DUCT 100X80 4/6 PITCH
M051930000 | M051930000 | Active | 8000126051933 | 19.7 | 1 | 12 | meter | Cable Tray | BE31450 | SF (LUCA,HAF&Striebel) | meter | Kabelgoot 4/6mm B:120mm H:80mm RAL7030 | Goulotte de câblage 4/6 mm L:120mm, H:80mm, RAL7030 | Wiring duct 4/6 mm W:120mm, H:80mm, RAL7030 | WIRING DUCT 120X80 4/6 PITCH
M051940000 | M051940000 | Active | 8000126051940 | 10.29 | 1 | 20 | meter | Cable Tray | BE31450 | SF (LUCA,HAF&Striebel) | meter | Kabelgoot 4/6mm B:25mm H:100mm RAL7030 | Goulotte de câblage 4/6 mm L:25mm, H:100mm, RAL7030 | Wiring duct 4/6 mm W:25mm, H:100mm, RAL7030 | WIRING DUCT 25X100 4/6 PITCH
M051950000 | M051950000 | Active | 8000126051957 | 10.94 | 1 | 28 | meter | Cable Tray | BE31450 | SF (LUCA,HAF&Striebel) | meter | Kabelgoot 4/6mm B:40mm H:100mm RAL7030 | Goulotte de câblage 4/6 mm L:40mm, H:100mm, RAL7030 | Wiring duct 4/6 mm W:40mm, H:100mm, RAL7030 | WIRING DUCT 40X100 4/6 PITCH
M051960000 | M051960000 | Active | 8000126051964 | 13.75 | 1 | 20 | meter | Cable Tray | BE31450 | SF (LUCA,HAF&Striebel) | meter | Kabelgoot 4/6mm B:60mm H:100mm RAL7030 | Goulotte de câblage 4/6 mm L:60mm, H:100mm, RAL7030 | Wiring duct 4/6 mm W:60mm, H:100mm, RAL7030 | WIRING DUCT 60X100 4/6 PITCH
M051970000 | M051970000 | Active | 8000126051971 | 16.47 | 1 | 14 | meter | Cable Tray | BE31450 | SF (LUCA,HAF&Striebel) | meter | Kabelgoot 4/6mm B:80mm H:100mm RAL7030 | Goulotte de câblage 4/6 mm L:80mm, H:100mm, RAL7030 | Wiring duct 4/6 mm W:80mm, H:100mm, RAL7030 | WIRING DUCT 80X100 4/6 PITCH
M051980000 | M051980000 | Active | 8000126051988 | 19.11 | 1 | 8 | meter | Cable Tray | BE31450 | SF (LUCA,HAF&Striebel) | meter | Kabelgoot 4/6mm B:100mm H:100mm RAL7030 | Goulotte de câblage 4/6 mm L:100mm, H:100mm, RAL7030 | Wiring duct 4/6 mm W:100mm, H:100mm, RAL7030 | WIRING DUCT 100X100 4/6 PITCH
M051990000 | M051990000 | Active | 8000126051995 | 25.74 | 1 | 8 | meter | Cable Tray | BE31450 | SF (LUCA,HAF&Striebel) | meter | Kabelgoot 4/6mm B:150mm H:100mm RAL7030 | Goulotte de câblage 4/6 mm L:150mm, H:100mm, RAL7030 | Wiring duct 4/6 mm W:150mm, H:100mm, RAL7030 | WIRING DUCT 150X100 4/6 PITCH
M052140000 | M052140000 | Active | 8000126052145 | 0.48 | 1 | 100 | stuk | Cable Tray | BE31450 | SF (LUCA,HAF&Striebel) | stuk | Onderdeel bedradingskoker | Pièce pour le conduit de câblage | RIVET .*. 4 MM | NYLON RIVETS D.4
M052160000 | M052160000 | Active | 8000126052169 | 0.8 | 1 | 100 | stuk | Cable Tray | BE31450 | SF (LUCA,HAF&Striebel) | stuk | RIVET .*.6MM ZZZ | RIVET .*. 6 MM ZZZ | RIVET .*. 6 MM ZZZ | NYLON RIVETS D.6
M052660000 | M052660000 | Active | 8000126052664 | 211.9 | 1 | 1 | stuk | Cable Tray | BE31450 | SF (LUCA,HAF&Striebel) | stuk | Fix-O-rapid DIN-rail/bedradingsgoot | Fix-O-rapid pour DIN-rail/Goulotte de câblage | Cable Systems Plastic Trunkings Fix-O-rapid for DIN-rail/Wiring ducts RIVET FASTENER D=6 mm | RIVETS FASTENER
M053020000 | M053020000 | Active | 8000126053029 | 1.49 | 1 | 60 | meter | Cable Tray | BE31450 | SF (LUCA,HAF&Striebel) | meter | WIRE DUCT COVER 25MM R7030 | Couvercle Luca 25mm | Cover Luca Brand Wiring ducts 25mm | WIRE DUCT COVER 25MM R7030
M053040000 | M053040000 | Active | 8000126053043 | 1.98 | 1 | 40 | meter | Cable Tray | BE31450 | SF (LUCA,HAF&Striebel) | meter | WIRE DUCT COVER 40MM R7030 | Couvercle Luca 40mm | Cover Luca Brand Wiring ducts 40mm | WIRE DUCT COVER 40MM R7030
M053060000 | M053060000 | Active | 8000126053067 | 4.77 | 1 | 24 | meter | Cable Tray | BE31450 | SF (LUCA,HAF&Striebel) | meter | Deksel bedradingsgoot 60mm | Deksel bedradingsgoot 60mm | Deksel bedradingsgoot 60mm | WIRE DUCT COVER 60MM R7030
M053080000 | M053080000 | Active | 8000126053081 | 4.06 | 1 | 16 | meter | Cable Tray | BE31450 | SF (LUCA,HAF&Striebel) | meter | Deksel bedradingsgoot 80mm | Deksel bedradingsgoot 80mm | Deksel bedradingsgoot 80mm | WIRE DUCT COVER 80MM R7030
M053100000 | M053100000 | Active | 8000126053104 | 2.11 | 1 | 48 | meter | Cable Tray | BE31450 | SF (LUCA,HAF&Striebel) | meter | Deksel bedradingsgoot 100mm | Deksel bedradingsgoot 100mm | Deksel bedradingsgoot 100mm | WIRE DUCT COVER 100MM R7030
M053140000 | M053140000 | Active | 8000126053142 | 7.33 | 1 | 28 | meter | Cable Tray | BE31450 | SF (LUCA,HAF&Striebel) | meter | Deksel Luca goten 150mm breed | Couvercle Luca pour goullotte largeur 150mm | Cover Luca for ducts 150mm wide | WIRE DUCT COVER 150MM R7030
M053300000 | M053300000 | Active | 8000126053302 | 7.85 | 1 | 36 | meter | Cable Tray | BE31450 | SF (LUCA,HAF&Striebel) | meter | WIRING DUCT W/HOLES Ø 18/23MM-5 | WIRING DUCT W/ HOLES Ø 18/23 MM - 5 | WIRING DUCT W/ HOLES Ø 18/23 MM - 5 | WIRE DUCT 50X50 ROUND HOLES D.18-23
M053310000 | M053310000 | Active | 8000126053319 | 13.35 | 1 | 18 | meter | Cable Tray | BE31450 | SF (LUCA,HAF&Striebel) | meter | Kabelgoot 100x60mm gaten 18/23mm | Goullotte de câblage 100x60mm, trous 18/23mm | Wiring duct 100x60mm, holes 18/23mm | WIRE DUCT 100X60 ROUND HOLESR7030AB
M431520000 | M431520000 | Active | 8000126431520 | 1.41 | 1 | 10 | stuk | Cable Tray | BE31450 | SF (LUCA,HAF&Striebel) | stuk | FLAT 90° CORNER Luca 40X40 - WHITE RAL9016 | FLAT 90° CORNER Luca 40X40 - WHITE RAL9016 | FLAT 90° CORNER Luca 40X40 - WHITE RAL9016 | FLAT 90° CORNER Luca 40X40 - WHITE RAL9016
M432320000 | M432320000 | Active | 8000126432329 | 1.44 | 1 | 10 | stuk | Cable Tray | BE31450 | SF (LUCA,HAF&Striebel) | stuk | INTERNAL CORNER Luca 40X40 - WHITE RAL9016 | INTERNAL CORNER Luca 40X40 - WHITE RAL9016 | INTERNAL CORNER Luca 40X40 - WHITE RAL9016 | INTERNAL CORNER Luca 40X40 - WHITE RAL9016
M432330000 | M432330000 | Active | 8000126432336 | 2.21 | 1 | 10 | stuk | Cable Tray | BE31450 | SF (LUCA,HAF&Striebel) | stuk | INTERNAL CORNER Luca 60X40 - WHITE RAL9016 | INTERNAL CORNER Luca 60X40 - WHITE RAL9016 | INTERNAL CORNER Luca 60X40 - WHITE RAL9016 | INTERNAL CORNER Luca 60X40 - WHITE RAL9016
M432340000 | M432340000 | Active | 8000126432343 | 1.62 | 1 | 10 | stuk | Cable Tray | BE31450 | SF (LUCA,HAF&Striebel) | stuk | INTERNAL CORNER Luca 80X40-WHITE RAL9016 | INTERNAL CORNER Luca 80X40-WHITE RAL9016 | INTERNAL CORNER Luca 80X40-WHITE RAL9016 | INTERNAL CORNER Luca 80X40-WHITE RAL9016
M432450000 | M432450000 | Active | 8000126432459 | 2.74 | 1 | 10 | stuk | Cable Tray | BE31450 | SF (LUCA,HAF&Striebel) | stuk | Hoekstuk Luca 100x60mm, wit | Coin Luca 100x60mm, blanc | Internal corner Luca Brand 100x60mm, white | Internal corner Luca Brand 100x60mm, white
M433120000 | M433120000 | Active | 8000126433128 | 1.36 | 1 | 10 | stuk | Cable Tray | BE31450 | SF (LUCA,HAF&Striebel) | stuk | EXTERNAL CORNER Luca 40X40 - WHITE RAL9016 | EXTERNAL CORNER Luca 40X40 - WHITE RAL9016 | EXTERNAL CORNER Luca 40X40 - WHITE RAL9016 | EXTERNAL CORNER Luca 40X40 - WHITE RAL9016
M433130000 | M433130000 | Active | 8000126433135 | 2.49 | 1 | 10 | stuk | Cable Tray | BE31450 | SF (LUCA,HAF&Striebel) | stuk | EXTERNAL CORNER Luca 60X40 - WHITE RAL9016 | EXTERNAL CORNER Luca 60X40 - WHITE RAL9016 | EXTERNAL CORNER Luca 60X40 - WHITE RAL9016 | EXTERNAL CORNER Luca 60X40 - WHITE RAL9016
M433140000 | M433140000 | Active | 8000126433142 | 2.74 | 1 | 10 | stuk | Cable Tray | BE31450 | SF (LUCA,HAF&Striebel) | stuk | EXTERNAL CORNER Luca 80X40-WHITE RAL9016 | EXTERNAL CORNER Luca 80X40-WHITE RAL9016 | EXTERNAL CORNER Luca 80X40-WHITE RAL9016 | EXTERNAL CORNER Luca 80X40-WHITE RAL9016
1SFA899215R1060 | PSFA-60 | Active | 7320500465417 | 197.76 | 1 | 1 | stuk | Spare Parts Softstarters | BE41590 | SP (Control general) | stuk | FAN PSFA-60 | FAN PSFA-60 | FAN PSFA-60 | FAN PSFA-60
7TCA091010R0026 | 1000051/13 | Active | 8713812031873 | 196.16 | 1 | 1 | stuk | Emergency Lighting | BE41840 | LD (Electrical acc lumin) | stuk | VanLien Aql 08/Hf | Centrale - 1x8W - IP65 - 260lm Centrale - 1x8W - IP65 - 260lm | Emergency luminaire | AQL 08/HF |  | 5.56
7TCA091010R0045 | 1010051/13 | Active | 8713812071664 | 206.68 | 1 | 1 | stuk | Emergency Lighting | BE41840 | LD (Electrical acc lumin) | stuk | VanLien Aql 08/24 | Centrale 24V 1x8W IP65 Centrale 24V 1x8W IP65 | Emergency luminaire | AQL 08/24 |  | 5.56
7TCA091010R0047 | 1010951/13 | Active | 8713812754529 | 337.6 | 1 | 1 | stuk | Emergency Lighting | BE41840 | LD (Electrical acc lumin) | stuk | VanLien Emergency luminaire | Centrale 24V 1x8W IP65 + resistant, max -25°C | Emergency luminaire | AQL 08/24/FR |  | 5.56
7TCA091010R0279 | 1900882302/13 | Active | 8713812044477 | 169.73 | 1 | 1 | stuk | Emergency Lighting | BE41840 | LD (Electrical acc lumin) | stuk | HORI/HF | centrale - 230V AC - 220V DC encastré centrale - 230V AC - 220V DC encastré | Emergency luminaire | HORI/HF |  | 5.56
7TCA091010R0281 | 1950880024/13 | Active | 8713812044668 | 154.52 | 1 | 1 | stuk | Emergency Lighting | BE41840 | LD (Electrical acc lumin) | stuk | HOR/24 | centrale - 24V DC - IP40 centrale - 24V DC - IP40 | Emergency luminaire | HOR/24 |  | 5.56
7TCA091010R0282 | 1950881102/13 | Active | 8713812044675 | 232.93 | 1 | 1 | stuk | Emergency Lighting | BE41840 | LD (Electrical acc lumin) | stuk | VanLien Hor/Hf/110V Dc | centrale 110V DC IP40 centrale 110V DC IP40 | Emergency luminaire | HOR/HF/110V DC |  | 5.56
7TCA091010R0285 | 1950882302/13 | Active | 8713812044682 | 135.79 | 1 | 1 | stuk | Emergency Lighting | BE41840 | LD (Electrical acc lumin) | stuk | HOR/HF | centrale - 230V AC - 220V DC - IP40 centrale - 230V AC - 220V DC - IP40 | Emergency luminaire | HOR/HF |  | 5.56
7TCA091010R0299 | 2000052/13 | Active | 8713812045023 | 221.61 | 1 | 1 | stuk | Emergency Lighting | BE41840 | LD (Electrical acc lumin) | stuk | VanLien Aql 11/Hf | Centrale - 1xPL11W - IP65 Centrale - 1xPL11W - IP65 | Emergency luminaire | AQL 11/HF |  | 5.56
7TCA091010R0302 | 2000852/13 | Active | 8713812749013 | 414.24 | 1 | 1 | stuk | Emergency Lighting | BE41840 | LD (Electrical acc lumin) | stuk | VanLien Aql 11/Hf/Ls | 1x11Watt centralisé 230V IP67 Lightsensor+ resistant | Emergency luminaire | AQL 11/HF/LS |  | 5.56
7TCA091010R0304 | 2000952/13 | Active | 8713812741130 | 393.12 | 1 | 1 | stuk | Emergency Lighting | BE41840 | LD (Electrical acc lumin) | stuk | AQL 11/HF/FR | Aqualux - 1xPL11Watt - 490lm - centrale - IP65 - Chambre froide (max. - 25°C) | Slave 11 watt, 230 Volt surface mount compact fluorescent lamp luminaire including heating element, series Aqualux | AQL 11/HF/FR |  | 5.14
7TCA091010R0630 | 6010953/13 | Active | 8713812754710 | 367.4 | 1 | 1 | stuk | Emergency Lighting | BE41840 | LD (Electrical acc lumin) | stuk | VanLien Aql 02/24/Fr/Led | AQL 02/24/FR/LED | Emerge Led luminaire | AQL 02/24/FR/LED |  | 5.56
7TCA091020R0002 | 1000051/1302 | Active | 8713812755106 | 279.75 | 1 | 1 | stuk | Emergency Lighting | BE41840 | LD (Electrical acc lumin) | stuk | VanLien Aql 08/Hf/Lbs | Centrale LBS - 1x8W - IP65 Centrale LBS - 1x8W - IP65 | Emergency luminaire | AQL 08/HF/FLX |  | 5.56
7TCA091020R0073 | 1900882309/13 | Active | 8713812755113 | 246.24 | 1 | 1 | stuk | Emergency Lighting | BE41840 | LD (Electrical acc lumin) | stuk | VanLien Hori/Hf/Lbs | centrale LBS - 220V DC encastré centrale LBS - 220V DC encastré | Emergency luminaire | HORI/HF/FLX |  | 5.56
7TCA091020R0559 | 1950882309/13 | Active | 8713812757513 | 221.62 | 1 | 1 | stuk | Emergency Lighting | BE41840 | LD (Electrical acc lumin) | stuk | VanLien Hor/Hf/Lbs | centrale LBS - 220V DC - IP40 centrale LBS - 220V DC - IP40 | Emergency luminaire | HOR/HF/FLX |  | 5.56
7TCA091020R0569 | 2000052/1302 | Active | 8713812757902 | 289.95 | 1 | 1 | stuk | Emergency Lighting | BE41840 | LD (Electrical acc lumin) | stuk | VanLien Aql 11/Hf/Lbs | Centrale LBS - 1xPL11W - IP65 Centrale LBS - 1xPL11W - IP65 | Emergency luminaire | AQL 11/HF/FLX |  | 5.56
7TCA091030R0267 | 1900894111/13 | Active | 8713812044491 | 206.01 | 1 | 1 | stuk | Emergency Lighting | BE41840 | LD (Electrical acc lumin) | stuk | Horizon/TL8W/Inbouw/N-Perm./1hr/TestButton | n-permanent 1x8 W 1 h 120lm encastré n-permanent 1x8 W 1 h 120lm encastré | Emergency luminaire | HORI/B/1 | B207035150 | 5.56
7TCA091030R0270 | 1900894311/13 | Active | 8713812044521 | 262.21 | 1 | 1 | stuk | Emergency Lighting | BE41840 | LD (Electrical acc lumin) | stuk | Horizon/TL8W/Inbouw/N-Perm./3hr/TestButton | n-permanent 1x8 W 3 h 120lm encastré n-permanent 1x8 W 3 h 120lm encastré | Emergency luminaire | HORI/B/3 | B207035290 | 5.56
7TCA091030R0272 | 1900895111/13 | Active | 8713812044545 | 255.19 | 1 | 1 | stuk | Emergency Lighting | BE41840 | LD (Electrical acc lumin) | stuk | Horizon/TL8W/Inbouw/Perm./1hr/TestButton | permanent 1x8 W 1 h 120lm- encastré permanent 1x8 W 1 h 120lm- encastré | Emergency luminaire | HORI/A/1 | B207035150 | 5.56
7TCA091030R0273 | 1900895311/13 | Active | 8713812044576 | 324.24 | 1 | 1 | stuk | Emergency Lighting | BE41840 | LD (Electrical acc lumin) | stuk | Horizon/TL8W/Inbouw/Perm./3hr/TestButton | permanent 1x8 W 3 h 120lm encastré permanent 1x8 W 3 h 120lm encastré | Emergency luminaire | HORI/A/3 | B207035290 | 5.56
7TCA091030R0280 | 1950894111/13 | Active | 8713812044736 | 174.42 | 1 | 1 | stuk | Emergency Lighting | BE41840 | LD (Electrical acc lumin) | stuk | Horizon/TL8W/Opbouw/N-Perm./1hr/TestButton | n-permanent 1x8 W 1 h 120lm IP40 n-permanent 1x8 W 1 h 120lm IP40 | Emergency luminaire | HOR/B/1 | B207035150 | 5.56
7TCA091030R0283 | 1950894311/13 | Active | 8713812044774 | 230.6 | 1 | 1 | stuk | Emergency Lighting | BE41840 | LD (Electrical acc lumin) | stuk | Horizon/TL8W/Opbouw/N-Perm./3hr/TestButton | n-permanent 1x8 W 3 h 120lm IP40 n-permanent 1x8 W 3 h 120lm IP40 | Emergency luminaire | HOR/B/3 | B207035290 | 5.56
7TCA091030R0288 | 1950895111/13 | Active | 8713812044804 | 223.58 | 1 | 1 | stuk | Emergency Lighting | BE41840 | LD (Electrical acc lumin) | stuk | Horizon/TL8W/Opbouw/Perm./1hr/TestButton | permanent 1x8 W 1 h 120lm IP40 permanent 1x8 W 1 h 120lm IP40 | Emergency luminaire | HOR/A/1 | B207035150 | 5.56
7TCA091030R0290 | 1950895311/13 | Active | 8713812044835 | 293.81 | 1 | 1 | stuk | Emergency Lighting | BE41840 | LD (Electrical acc lumin) | stuk | Horizon/TL8W/Opbouw/Perm./3hr/TestButton | permanent 1x8 W 3 h 120lm IP40 permanent 1x8 W 3 h 120lm IP40 | Emergency luminaire | HOR/A/3 | B207035290 | 5.56
7TCA091030R0291 | 1950895311/1302 | Active | 8713812755380 | 269.23 | 1 | 1 | stuk | Emergency Lighting | BE41840 | LD (Electrical acc lumin) | stuk | HorizonReno/TL8W/Opb./Perm./3hr/TestButton | Module de rénovation RHOR/A/3 Module de rénovation RHOR/A/3 | Emergency luminaire | RHOR/A/3 | B207035290 | 5.56
7TCA091030R1663 | 1950894111/1303 | Active | 8713812766553 | 117.51 | 1 | 1 | stuk | Emergency Lighting | BE41840 | LA (Emergency luminaire) | stuk | HorizonReno/TL8W/Opb./N-Perm./3hr/TestBut. | RHOR/B/1 | Emergency luminaire | RHOR/B/1 | B207035150 | 5.56
7TCA091040R0214 | 1131051/13 | Active | 8713812739618 | 334.14 | 1 | 1 | stuk | Emergency Lighting | BE41840 | LD (Electrical acc lumin) | stuk | Aqualux/TL8W/Perm./0->25°C/ZelfTest | Permanent 1x8W 1h IP65 ZT Permanent 1x8W 1h IP65 ZT | Emergency luminaire | AQL 08A/1/ZT | B207035190 | 5.56
7TCA091040R0220 | 1131951/13 | Active | 8713812741147 | 462.76 | 1 | 1 | stuk | Emergency Lighting | BE41840 | LD (Electrical acc lumin) | stuk | Aqualux/TL8W/Perm./-25->25°C/ZelfTest | AQL 08A/1/ZT/FR | Emergency luminaire | AQL 08A/1/ZT/FR | B207035190 | 5.56
7TCA091040R0223 | 1132051/13 | Active | 8713812738840 | 300.85 | 1 | 1 | stuk | Emergency Lighting | BE41840 | LD (Electrical acc lumin) | stuk | Aqualux/TL8W/N-Perm./0->25°C/ZelfTest | N-Permanent 1x8W 1h IP65 ZT 160 lm N-Permanent 1x8W 1h IP65 ZT 160 lm | Emergency luminaire | AQL 08B/1/ZT | B207035190 | 5.56
7TCA091040R0227 | 1161051/13 | Active | 8713812037356 | 336.23 | 1 | 1 | stuk | Emergency Lighting | BE41840 | LF (Test device luminair) | stuk | Aqualux/TL8W/Perm./0->25°C/ZelfTest | Permanent 1x8W 1h IP65 ZT Permanent 1x8W 1h IP65 ZT | Emergency luminaire | AQL 08A/1/ZT/LB400 | B207035300 | 5.56
7TCA091040R0228 | 1161051/1301 | Active | 8713812749105 | 401.9 | 1 | 1 | stuk | Emergency Lighting | BE41840 | LD (Electrical acc lumin) | stuk | Aqualux/TL8W/Perm./0->25°C/FreeContact | aql 08a/1/etf/lb400 | Emergency luminaire | AQL 08A/1/ETF/LB400 | B207035300 | 5.56
7TCA091040R0229 | 1162051/13 | Active | 8713812037363 | 333.47 | 1 | 1 | stuk | Emergency Lighting | BE41840 | LF (Test device luminair) | stuk | Aqualux/TL8W/N-Perm./0->25°C/ZelfTest | N-Permanent 1x8W 1h IP65 ZT 340 lm N-Permanent 1x8W 1h IP65 ZT 340 lm | Emergency luminaire | AQL 08B/1/ZT/LB400 | B207035190 | 5.56
7TCA091040R0305 | 1332051/13 | Active | 8713812043616 | 393.86 | 1 | 1 | stuk | Emergency Lighting | BE41840 | LD (Electrical acc lumin) | stuk | Aqualux/TL8W/N-Perm./3hrs/0->25°C/ZelfTest | N-Permanent 1x8W 3h IP65 ZT N-Permanent 1x8W 3h IP65 ZT | Emergency luminaire | AQL 08B/3/ZT | B207035300 | 5.56
7TCA091040R0306 | 1332051/1301 | Active | 8713812735900 | 423.71 | 1 | 1 | stuk | Emergency Lighting | BE41840 | LD (Electrical acc lumin) | stuk | Aqualux/TL8W/N-Perm./3hrs/0->25°C/ZelfTest | N-Permanent 1x8W 3h IP65 ZT 110V-60Hz N-Permanent 1x8W 3h IP65 ZT 110V-60Hz | Emergency luminaire | AQL 08B/3/ZT 110V-60HZ | B207035300 | 5.56
7TCA091040R0345 | 1900894122/13 | Active | 8713812044514 | 270.4 | 1 | 1 | stuk | Emergency Lighting | BE41840 | LD (Electrical acc lumin) | stuk | Horizon/TL8W/Inbouw/N-Perm./1hr/ZelfTest | HORI/B/1/ZT | Emergency luminaire | HORI/B/1/ZT | B207035150 | 5.56
7TCA091040R0348 | 1900894322/13 | Active | 8713812044538 | 318.38 | 1 | 1 | stuk | Emergency Lighting | BE41840 | LD (Electrical acc lumin) | stuk | Horizon/TL8W/Inbouw/N-Perm./3hr/ZelfTest | HORI/B/3/ZT | Emergency luminaire | HORI/B/3/ZT | B207035290 | 5.56
7TCA091040R0351 | 1900895122/13 | Active | 8713812044569 | 335.96 | 1 | 1 | stuk | Emergency Lighting | BE41840 | LD (Electrical acc lumin) | stuk | Horizon/TL8W/Inbouw/Perm./1hr/ZelfTest | HORI/A/1/ZT | Emergency luminaire | HORI/A/1/ZT | B207035150 | 5.56
7TCA091040R0356 | 1930894122/13 | Active | 8713812044606 | 302.01 | 1 | 1 | stuk | Emergency Lighting | BE41840 | LG (Pictogram luminaire) | stuk | Horizon/TL8W/Inbouw/N-Perm./1hr/ZelfT/LB400 | HORI/B/1/ZT/LB400 | Emergency luminaire | HORI/B/1/ZT/LB400 | B207035290 | 5.56
7TCA091040R0359 | 1930894122/1303 | Active | 8713812745732 | 352.34 | 1 | 1 | stuk | Emergency Lighting | BE41840 | LD (Electrical acc lumin) | stuk | Horizon/TL8W/Inb./N-Perm./1hr/Switch/ZelfT/LB400 | HORI/B/1/ETF/LB400 | Emergency luminaire | HORI/B/1/ETF/LB400 | B207035290 | 5.56
7TCA091040R0361 | 1930895122/13 | Active | 8713812044644 | 362.87 | 1 | 1 | stuk | Emergency Lighting | BE41840 | LG (Pictogram luminaire) | stuk | Horizon/TL8W/Inbouw/Perm./1hr/ZelfT/LB400 | HORI/A/1/ZT/LB400 | Emergency luminaire | HORI/A/1/ZT/LB400 | B207035290 | 5.56
7TCA091040R0363 | 1950894122/13 | Active | 8713812044750 | 237.63 | 1 | 1 | stuk | Emergency Lighting | BE41840 | LD (Electrical acc lumin) | stuk | Horizon/TL8W/Opbouw/N-Perm./1hr/ZelfTest | HOR/B/1/ZT | Emergency luminaire | HOR/B/1/ZT | B207035150 | 5.56
7TCA091040R0370 | 1950894322/13 | Active | 8713812044798 | 286.79 | 1 | 1 | stuk | Emergency Lighting | BE41840 | LD (Electrical acc lumin) | stuk | Horizon/TL8W/Opbouw/N-Perm./3hr/ZelfTest | HOR/B/3/ZT | Emergency luminaire | HOR/B/3/ZT | B207035290 | 5.56
7TCA091040R0374 | 1950895122/13 | Active | 8713812044828 | 302.01 | 1 | 1 | stuk | Emergency Lighting | BE41840 | LD (Electrical acc lumin) | stuk | Horizon/TL8W/Opbouw/Perm./1hr/ZelfTest | permanent 1x8 W 1 h 120lm autotest IP40 permanent 1x8 W 1 h 120lm autotest IP40 | Emergency luminaire | HOR/A/1/ZT | B207035150 | 5.56
7TCA091040R0380 | 1950895322/13 | Active | 8713812044842 | 358.2 | 1 | 1 | stuk | Emergency Lighting | BE41840 | LD (Electrical acc lumin) | stuk | Horizon/TL8W/Opbouw/Perm./3hr/ZelfTest | permanent 1x8 W 3 h 120lm autotest IP40 permanent 1x8 W 3 h 120lm autotest IP40 | Emergency luminaire | HOR/A/3/ZT | B207035290 | 5.56
7TCA091040R0381 | 1980894122/13 | Active | 8713812044880 | 263.37 | 1 | 1 | stuk | Emergency Lighting | BE41840 | LG (Pictogram luminaire) | stuk | Horizon/TL8W/Opb./N-Perm./1hr/ZelfT/LB400 | HOR/B/1/ZT/LB400 | Emergency luminaire | HOR/B/1/ZT/LB400 | B207035290 | 5.56
7TCA091040R0382 | 1980894122/1301 | Active | 8713812044897 | 305.51 | 1 | 1 | stuk | Emergency Lighting | BE41840 | LD (Electrical acc lumin) | stuk | Horizon/TL8W/Opb./N-Perm./1hr/ZT/LB400/BRW | hor/b/1/zt/lb400/brw | Emergency luminaire | HOR/B/1/ZT/LB400/BRW | B207035290 | 5.56
7TCA091040R0383 | 1980894122/1303 | Active | 8713812044903 | 289.14 | 1 | 1 | stuk | Emergency Lighting | BE41840 | LD (Electrical acc lumin) | stuk | Horizon/TL8W/Opbouw Hor/B/1/Zt/Lb400/Ii | hor/b/1/zt/lb400/ii | Emergency luminaire | HOR/B/1/ZT/LB400/II | B207035290 | 5.56
7TCA091040R0384 | 1980894122/1304 | Active | 8713812044910 | 317.23 | 1 | 1 | stuk | Emergency Lighting | BE41840 | LD (Electrical acc lumin) | stuk | Horizon/TL8W/Opb./N-Perm./1hr/ZelfT/LB400 | hor/b/1/zt/lb400/etf | Emergency luminaire | HOR/B/1/ZT/LB400/ETF | B207035290 | 5.56
7TCA091040R0387 | 1980895122/13 | Active | 8713812044941 | 326.59 | 1 | 1 | stuk | Emergency Lighting | BE41840 | LG (Pictogram luminaire) | stuk | Horizon/TL8W/Opbouw/Perm./1hr/ZelfT/LB400 | permanent 1x8 W 1 h 350lm autotest IP40 permanent 1x8 W 1 h 350lm autotest IP40 | Emergency luminaire | HOR/A/1/ZT/LB400 | B207035290 | 5.56
7TCA091040R0389 | 1980895122/1303 | Active | 8713812044965 | 369.89 | 1 | 1 | stuk | Emergency Lighting | BE41840 | LD (Electrical acc lumin) | stuk | Horizon/TL8W/Opbouw Hor/B/1/Zt/Lb400/Ii | hor/a/1/zt/lb400/ii | Emergency luminaire | HOR/A/1/ZT/LB400/II | B207035290 | 5.56
7TCA091040R0390 | 1980895122/1304 | Active | 8713812740577 | 359.37 | 1 | 1 | stuk | Emergency Lighting | BE41840 | LD (Electrical acc lumin) | stuk | Horizon/TL8W/Opb./Perm./1hr/ZT/LB400/BRW | hor/a/1/zt/lb400/brw | Emergency luminaire | HOR/A/1/ZT/LB400/BRW | B207035290 | 5.56
7TCA091040R0421 | 2121852/13 | Active | 8713812741239 | 531.64 | 1 | 1 | stuk | Emergency Lighting | BE41840 | LD (Electrical acc lumin) | stuk | Aqualux/TL11W/Perm./-25->25°C/ZT/LightSensor | AQL 11A/1/ZT/LS | Emergency luminaire | AQL 11A/1/ZT/LS | B207035350 | 5.56
7TCA091040R0441 | 2131052/13 | Active | 8713812744056 | 435.21 | 1 | 1 | stuk | Emergency Lighting | BE41840 | LD (Electrical acc lumin) | stuk | Aqualux/TL11W/Perm./0->25°C/ZelfTest | Permanent 1x11W 490lm 1h IP65 ZT Permanent 1x11W 490lm 1h IP65 ZT | Emergency luminaire | AQL 11A/1/ZT | B207035350 | 5.56
7TCA091040R0448 | 2131952/13 | Active | 8713812741154 | 531.64 | 1 | 1 | stuk | Emergency Lighting | BE41840 | LD (Electrical acc lumin) | stuk | Aqualux/TL11W/Perm./-25->25°C/ZelfTest | AQL 11A/1/ZT/FR | Emergency luminaire | AQL 11A/1/ZT/FR | B207035350 | 5.56
7TCA091040R0456 | 2132052/13 | Active | 8713812742458 | 361.71 | 1 | 1 | stuk | Emergency Lighting | BE41840 | LD (Electrical acc lumin) | stuk | Aqualux/TL11W/N-Perm./0->25°C/ZelfTest | AQL 11B/1/ZT | Emergency luminaire | AQL 11B/1/ZT | B207035350 | 5.56
7TCA091040R0461 | 2132952/13 | Active | 8713812741161 | 501.81 | 1 | 1 | stuk | Emergency Lighting | BE41840 | LD (Electrical acc lumin) | stuk | Aqualux/TL11W/N-Perm./-25->25°C/ZelfTest | AQL 11B/1/ZT/FR | Emergency luminaire | AQL 11B/1/ZT/FR | B207035350 | 5.56
7TCA091040R0462 | 2132952/1301 | Active | 8713812749334 | 517.86 | 1 | 1 | stuk | Emergency Lighting | BE41840 | LD (Electrical acc lumin) | stuk | Aqualux/TL11W/N-Perm./-25->25°C/FreeContact | AQL 11B/1/FR/ETF | Emergency luminaire | AQL 11B/1/FR/ETF | B207035350 | 5.56
7TCA091040R0463 | 2161052/13 | Active | 8713812046204 | 471.95 | 1 | 1 | stuk | Emergency Lighting | BE41840 | LE (Central Battery Unit) | stuk | Aqualux/TL11W/Perm./0->25°C/ZelfTest/LB400 | Permanent PL11W 1h IP65 ZT VShi13AUT Permanent PL11W 1h IP65 ZT VShi13AUT | Emergency luminaire | AQL 11A/1/ZT/LB400 | B207035350 | 5.56
7TCA091040R0464 | 2161052/1301 | Active | 8713812740461 | 585.62 | 1 | 1 | stuk | Emergency Lighting | BE41840 | LD (Electrical acc lumin) | stuk | Aqualux/TL11W/Perm./0->25°C/FB-Switch | aql 11a/1/lb400/brw | Emergency luminaire | AQL 11A/1/LB400/BRW | B207035350 | 5.56
7TCA091040R0465 | 2161852/13 | Active | 8713812735436 | 567.24 | 1 | 1 | stuk | Emergency Lighting | BE41840 | LD (Electrical acc lumin) | stuk | Aqualux/TL11W/Perm./-25->25°C/LightSensor | AQL 11A/1/LS/LB400 | Emergency luminaire | AQL 11A/1/LS/LB400 | B207035350 | 5.56
7TCA091040R0466 | 2162052/13 | Active | 8713812046211 | 385.82 | 1 | 1 | stuk | Emergency Lighting | BE41840 | LF (Test device luminair) | stuk | Aqualux/TL11W/N-Perm./0->25°C/ZelfTest | N-Permanent PL11W 1h IP65 ZT VSh13AUT N-Permanent PL11W 1h IP65 ZT VSh13AUT | Emergency luminaire | AQL 11B/1/ZT/LB400 | B207035350 | 5.56
7TCA091040R0467 | 2162052/1301 | Active | 8713812740065 | 524.76 | 1 | 1 | stuk | Emergency Lighting | BE41840 | LD (Electrical acc lumin) | stuk | Aqualux/TL11W/N-Perm./0->25°C/FB-Switch | aql 11b/1/zt/lb400/brw | Emergency luminaire | AQL 11B/1/ZT/LB400/BRW | B207035350 | 5.56
7TCA091040R0560 | 2331052/13 | Active | 8713812048994 | 516.73 | 1 | 1 | stuk | Emergency Lighting | BE41840 | LD (Electrical acc lumin) | stuk | Aqualux/TL11W/Perm./3hrs/0->25°C/ZelfTest | Permanent PL11W 3h IP65 ZT Permanent PL11W 3h IP65 ZT | Emergency luminaire | AQL 11A/3/ZT | B207035350 | 5.56
7TCA091040R0570 | 2332052/13 | Active | 8713812071367 | 444.38 | 1 | 1 | stuk | Emergency Lighting | BE41840 | LD (Electrical acc lumin) | stuk | Aqualux/TL11W/N-Perm./3hrs/0->25°C/ZelfTest | N-Permanent PL11W 3h IP65 ZT N-Permanent PL11W 3h IP65 ZT | Emergency luminaire | AQL 11B/3/ZT | B207035350 | 5.56
7TCA091060R0074 | 1171051/13 | Active | 8713812745275 | 405.34 | 1 | 1 | stuk | Emergency Lighting | BE41840 | LF (Test device luminair) | stuk | Aqualux/TL8W/Perm./0->25°C/Naveo/LB400 | aql 08a/1/cis/lb400 | Emergency luminaire | AQL 08A/1/CIS/LB400 | B207035300 | 5.56
7TCA091060R0075 | 1172051/13 | Active | 8713812745282 | 370.89 | 1 | 1 | stuk | Emergency Lighting | BE41840 | LF (Test device luminair) | stuk | Aqualux/TL8W/N-Perm./0->25°C/Naveo/LB400 | aql 08b/1/cis/lb400 | Emergency luminaire | AQL 08B/1/CIS/LB400 | B207035190 | 5.56
7TCA091060R0098 | 1341051/13 | Active | 8713812070063 | 527.05 | 1 | 1 | stuk | Emergency Lighting | BE41840 | LD (Electrical acc lumin) | stuk | Aqualux/TL8W/Perm./3hrs/0->25°C/Naveo | AQL 08A/3/CIS | Emergency luminaire | AQL 08A/3/CIS | B207035300 | 5.56
7TCA091060R0116 | 1900894333/13 | Active | 8713812739427 | 375.74 | 1 | 1 | stuk | Emergency Lighting | BE41840 | LD (Electrical acc lumin) | stuk | Horizon/TL8W/Inbouw/N-Perm./3hr/Naveo | HORI/B/3/CIS | Emergency luminaire | HORI/B/3/CIS | B207035290 | 5.56
7TCA091060R0117 | 1900895133/13 | Active | 8713812741703 | 392.14 | 1 | 1 | stuk | Emergency Lighting | BE41840 | LD (Electrical acc lumin) | stuk | Horizon/TL8W/Inbouw/Perm./1hr/Naveo | HORI/A/1/CIS | Emergency luminaire | HORI/A/1/CIS | B207035190 | 5.56
7TCA091060R0119 | 1930894133/13 | Active | 8713812044620 | 367.56 | 1 | 1 | stuk | Emergency Lighting | BE41840 | LG (Pictogram luminaire) | stuk | Horizon/TL8W/Inb./N-Perm./1hr/Naveo/LB400 | HORI/B/1/CIS/LB400 | Emergency luminaire | HORI/B/1/CIS/LB400 | B207035290 | 5.56
7TCA091060R0120 | 1930895133/13 | Active | 8713812044651 | 429.61 | 1 | 1 | stuk | Emergency Lighting | BE41840 | LG (Pictogram luminaire) | stuk | Horizon/TL8W/Inbouw/Perm./1hr/Naveo/LB400 | HORI/A/1/CIS/LB400 | Emergency luminaire | HORI/A/1/CIS/LB400 | B207035290 | 5.56
7TCA091060R0121 | 1950894133/13 | Active | 8713812745176 | 294.98 | 1 | 1 | stuk | Emergency Lighting | BE41840 | LD (Electrical acc lumin) | stuk | Horizon/TL8W/Opbouw/N-Perm./1hr/Naveo | HOR/B/1/CIS | Emergency luminaire | HOR/B/1/CIS | B207035290 | 5.56
7TCA091060R0122 | 1950894333/13 | Active | 8713812739694 | 342.97 | 1 | 1 | stuk | Emergency Lighting | BE41840 | LD (Electrical acc lumin) | stuk | Horizon/TL8W/Opbouw/N-Perm./3hr/Naveo | HOR/B/3/CIS | Emergency luminaire | HOR/B/3/CIS | B207035290 | 5.56
7TCA091060R0124 | 1950895133/13 | Active | 8713812068619 | 359.37 | 1 | 1 | stuk | Emergency Lighting | BE41840 | LD (Electrical acc lumin) | stuk | Horizon/TL8W/Opbouw/Perm./1hr/Naveo | HOR/A/1/CIS | Emergency luminaire | HOR/A/1/CIS | B207035190 | 5.56
7TCA091060R0125 | 1950895333/13 | Active | 8713812070124 | 414.38 | 1 | 1 | stuk | Emergency Lighting | BE41840 | LD (Electrical acc lumin) | stuk | Horizon/TL8W/Opbouw/Perm./3hr/Naveo | HOR/A/3/CIS | Emergency luminaire | HOR/A/3/CIS | B207035290 | 5.56
7TCA091060R0126 | 1980894133/13 | Active | 8713812044927 | 332.44 | 1 | 1 | stuk | Emergency Lighting | BE41840 | LG (Pictogram luminaire) | stuk | Horizon/TL8W/Opb./N-Perm./1hr/Naveo/LB400 | HOR/B/1/CIS/LB400 | Emergency luminaire | HOR/B/1/CIS/LB400 | B207035290 | 5.56
7TCA091060R0127 | 1980895133/13 | Active | 8713812044989 | 394.47 | 1 | 1 | stuk | Emergency Lighting | BE41840 | LG (Pictogram luminaire) | stuk | Horizon/TL8W/Opb./Perm./1hr/Naveo/LB400 | HOR/A/1/CIS/LB400 | Emergency luminaire | HOR/A/1/CIS/LB400 | B207035290 | 5.56
7TCA091060R0136 | 2141052/13 | Active | 8713812742212 | 493.76 | 1 | 1 | stuk | Emergency Lighting | BE41840 | LD (Electrical acc lumin) | stuk | Aqualux/TL11W/Perm./0->25°C/Naveo | AQL 11A/1/CIS | Emergency luminaire | AQL 11A/1/CIS | B207035350 | 5.56
7TCA091060R0138 | 2141852/13 | Active | 8713812744179 | 590.2 | 1 | 1 | stuk | Emergency Lighting | BE41840 | LD (Electrical acc lumin) | stuk | Aqualux/TL11W/Perm./-25->25°C/Naveo/LightS | AQL 11A/1/CIS/LS | Emergency luminaire | AQL 11A/1/CIS/LS | B207035350 | 5.56
7TCA091060R0139 | 2141952/13 | Active | 8713812744780 | 590.2 | 1 | 1 | stuk | Emergency Lighting | BE41840 | LD (Electrical acc lumin) | stuk | Aqualux/TL11W/Perm./-25->25°C/Naveo | AQL 11A/1/CIS/FR | Emergency luminaire | AQL 11A/1/CIS/FR | B207035350 | 5.56
7TCA091060R0145 | 2142052/13 | Active | 8713812742229 | 420.26 | 1 | 1 | stuk | Emergency Lighting | BE41840 | LD (Electrical acc lumin) | stuk | Aqualux/TL11W/N-Perm./0->25°C/Naveo | AQL 11B/1/CIS | Emergency luminaire | AQL 11B/1/CIS | B207035350 | 5.56
7TCA091060R0146 | 2142952/13 | Active | 8713812753539 | 545.43 | 1 | 1 | stuk | Emergency Lighting | BE41840 | LD (Electrical acc lumin) | stuk | Aqualux/TL11W/N-Perm./-25->25°C/Naveo | AQL 11B/1/CIS/FR | Emergency luminaire | AQL 11B/1/CIS/FR | B207035350 | 5.56
7TCA091060R0147 | 2172052/13 | Active | 8713812749426 | 438.63 | 1 | 1 | stuk | Emergency Lighting | BE41840 | LE (Central Battery Unit) | stuk | Aqualux/TL11W/N-Perm./0->25°C/Naveo/LB400 | aql 11b/1/cis/lb400 | Emergency luminaire | AQL 11B/1/CIS/LB400 | B207035350 | 5.56
7TCA091130R0021 | 11230055/13 | Active | 8713812753331 | 294.4 | 1 | 1 | stuk | Emergency Lighting | BE41840 | LD (Electrical acc lumin) | stuk | VanLien Wer 02/Hf | WER 02/HF | Emerge Led luminaire | WER 02/HF |  | 4.56
7TCA091130R0028 | 1800282302/13 | Active | 8713812747262 | 239.97 | 1 | 1 | stuk | Emergency Lighting | BE41840 | LD (Electrical acc lumin) | stuk | VanLien Hori/Hf/Led/Dz | HORI/HF/LED/DZ | Emerge Led luminaire | HORI/HF/LED/DZ |  | 5.56
7TCA091130R0029 | 1850282302/13 | Active | 8713812747248 | 207.2 | 1 | 1 | stuk | Emergency Lighting | BE41840 | LD (Electrical acc lumin) | stuk | VanLien Hor/Hf/Led/Dz | HOR/HF/LED/DZ | Emerge Led luminaire | HOR/HF/LED/DZ |  | 5.56
7TCA091130R0030 | 1850282302/1301 | Active | 8713812750859 | 186.56 | 1 | 1 | stuk | Emergency Lighting | BE41840 | LD (Electrical acc lumin) | stuk | VanLien Rhor/Hf/Led/Dz | Module de rénovation RHOR/HF/LED/DZ Module de rénovation RHOR/HF/LED/DZ | Emerge Led luminaire | RHOR/HF/LED/DZ |  | 5.56
7TCA091130R0031 | 1900282302/13 | Active | 8713812750880 | 239.97 | 1 | 1 | stuk | Emergency Lighting | BE41840 | LD (Electrical acc lumin) | stuk | VanLien Hori/Hf/Led | HORI/HF/LED | Emerge Led luminaire | HORI/HF/LED |  | 5.56
7TCA091130R0032 | 1950282302/13 | Active | 8713812747231 | 207.2 | 1 | 1 | stuk | Emergency Lighting | BE41840 | LD (Electrical acc lumin) | stuk | VanLien Hor/Hf/Led | HOR/HF/LED | Emerge Led luminaire | HOR/HF/LED |  | 5.56
7TCA091130R0033 | 1950282302/1301 | Active | 8713812750828 | 177.93 | 1 | 1 | stuk | Emergency Lighting | BE41840 | LD (Electrical acc lumin) | stuk | VanLien Rhor/Hf/Led | Module de rénovation RHOR/HF/LED Module de rénovation RHOR/HF/LED | Emerge Led luminaire | RHOR/HF/LED |  | 5.56
7TCA091130R0055 | 32110200/13 | Active | 8713812744803 | 100.05 | 1 | 1 | stuk | Emergency Lighting | BE41840 | LA (Emergency luminaire) | stuk | SER-EC | Box électronique centralisé - IP20 Box électronique centralisé - IP20 | Emerge Led luminaire | SER-EC |  | 5.56
7TCA091130R0079 | 42070020 | Active | 8713812737331 | 104.39 | 1 | 1 | stuk | Emergency Lighting | BE41840 | LA (Emergency luminaire) | stuk | Vervangings EVSA serenga types SER-C(L/W/P)I | Module SER-C(L/W/I) SANS SPOT | Replacement EVSA serenga Typs SER-C(L/W/ P)I | SER-ECC |  | 5.14
7TCA091130R0116 | 6000053/13 | Active | 8713812747279 | 260.66 | 1 | 1 | stuk | Emergency Lighting | BE41840 | LD (Electrical acc lumin) | stuk | VanLien Aql 02/Hf/Led | Centrale 230 Volt - 2x1 W led - IP65 Centrale 230 Volt - 2x1 W led - IP65 | Emerge Led luminaire | AQL 02/HF/LED |  | 5.56
7TCA091130R0299 | 7000055/13 | Active | 8713812757186 | 293.96 | 1 | 1 | stuk | Emergency Lighting | BE41840 | LD (Electrical acc lumin) | stuk | VanLien Aql 03/Hf/Led | Centrale 230 Volt - 1x3 W led - IP65 Centrale 230 Volt - 1x3 W led - IP65 | Emerge Led luminaire | AQL 03/HF/LED |  | 5.56
7TCA091130R0306 | 14062021/13 | Active | 8713812757841 | 137.87 | 1 | 1 | stuk | Emergency Lighting | BE41840 | LA (Emergency luminaire) | stuk | VanLienPRe-Hf/Led | PRE-HF/LED | Emerge Led luminaire | PRE-HF/LED |  | 5.56
7TCA091130R0308 | 14063021/13 | Active | 8713812757827 | 151.9 | 1 | 1 | stuk | Emergency Lighting | BE41840 | LA (Emergency luminaire) | stuk | VanLienPRe-Hf/V/Led | PRE-HF/V/LED | Emerge Led luminaire | PRE-HF/V/LED |  | 5.56
7TCA091130R0310 | 24063021/13 | Active | 8713812757803 | 163.83 | 1 | 1 | stuk | Emergency Lighting | BE41840 | LA (Emergency luminaire) | stuk | VanLienPRe-Hf/R/Led | PRE-HF/R/LED | Emerge Led luminaire | PRE-HF/R/LED |  | 5.56
7TCA091130R0368 | 4510256052/13 | Active | 8713812761381 | 228.77 | 1 | 1 | stuk | Emergency Lighting | BE41840 | LA (Emergency luminaire) | stuk | VanLien Eva-Cop-22 | EVA-COP-22 | Emerge Led luminaire | EVA-COP-22 |  | 5.56
7TCA091130R0370 | 4510256053/13 | Active | 8713812761398 | 262.66 | 1 | 1 | stuk | Emergency Lighting | BE41840 | LA (Emergency luminaire) | stuk | VanLien Eva-Cop-32 | EVA-COP-32 | Emerge Led luminaire | EVA-COP-32 |  | 5.56
7TCA091130R0371 | 4510256063/13 | Active | 8713812761404 | 302.58 | 1 | 1 | stuk | Emergency Lighting | BE41840 | LA (Emergency luminaire) | stuk | VanLien Eva-Cip-32 | EVA-CIP-32 | Emerge Led luminaire | EVA-CIP-32 |  | 5.56
7TCA091130R0378 | 4513256052/13 | Active | 8713812761480 | 240.84 | 1 | 1 | stuk | Emergency Lighting | BE41840 | LA (Emergency luminaire) | stuk | VanLien Eva-Cow-22 | EVA-COW-22 | Emerge Led luminaire | EVA-COW-22 |  | 5.56
7TCA091130R0386 | 4510256062/13 | Active | 8713812762487 | 263.37 | 1 | 1 | stuk | Emergency Lighting | BE41840 | LA (Emergency luminaire) | stuk | VanLien Eva-Cip-22 | EVA-CIP-22 | Emerge Led luminaire | EVA-CIP-22 |  | 5.56
7TCA091130R0388 | 4513256053/13 | Active | 8713812762517 | 275.99 | 1 | 1 | stuk | Emergency Lighting | BE41840 | LA (Emergency luminaire) | stuk | VanLien Eva-Cow-32 | EVA-COW-32 | Emerge Led luminaire | EVA-COW-32 |  | 5.56
7TCA091130R0393 | 5520257064/13 | Active | 8713812763224 | 154.52 | 1 | 1 | stuk | Emergency Lighting | BE41840 | LA (Emergency luminaire) | stuk | VanLien Eva-R-Cwi | EVA-R-CWI | Emerge Led luminaire | EVA-R-CWI |  | 5.56
7TCA091130R0394 | 5520257074/13 | Active | 8713812763286 | 154.52 | 1 | 1 | stuk | Emergency Lighting | BE41840 | LA (Emergency luminaire) | stuk | VanLien Eva-V-Cwi | EVA-V-CWI | Emerge Led luminaire | EVA-V-CWI |  | 5.56
7TCA091130R0395 | 5520257071/13 | Active | 8713812763163 | 154.52 | 1 | 1 | stuk | Emergency Lighting | BE41840 | LA (Emergency luminaire) | stuk | VanLien Eva-V-Cli | EVA-V-CLI | Emerge Led luminaire | EVA-V-CLI |  | 5.56
7TCA091130R0396 | 5520257061/13 | Active | 8713812763118 | 154.52 | 1 | 1 | stuk | Emergency Lighting | BE41840 | LA (Emergency luminaire) | stuk | VanLien Eva-R-Cli | EVA-R-CLI | Emerge Led luminaire | EVA-R-CLI |  | 5.56
7TCA091130R0413 | 5520257059/13 | Active | 8713812763989 | 156.01 | 1 | 1 | stuk | Emergency Lighting | BE41840 | LA (Emergency luminaire) | stuk | VanLien Eva-Cwo-X | EVA-CWO-X | Emerge Led luminaire | EVA-CWO-X |  | 5.56
7TCA091130R0420 | 5520257058/13 | Active | 8713812764108 | 156.01 | 1 | 1 | stuk | Emergency Lighting | BE41840 | LA (Emergency luminaire) | stuk | VanLien Eva-Clo-X | EVA-CLO-X | Emerge Led luminaire | EVA-CLO-X |  | 5.56
7TCA091130R0422 | 5520257054/13 | Active | 8713812763897 | 154.52 | 1 | 1 | stuk | Emergency Lighting | BE41840 | LA (Emergency luminaire) | stuk | EVA-CWO | EVA-CWO | Emerge Led luminaire | EVA-CWO |  | 5.56
7TCA091130R0425 | 5520257051/13 | Active | 8713812763835 | 154.52 | 1 | 1 | stuk | Emergency Lighting | BE41840 | LA (Emergency luminaire) | stuk | EVA-CLO | EVA-CLO | Emerge Led luminaire | EVA-CLO |  | 5.56
7TCA091130R0456 | 5523257057/13 | Active | 8713812764184 | 159.01 | 1 | 1 | stuk | Emergency Lighting | BE41840 | LA (Emergency luminaire) | stuk | EVA-CSO | EVA-CSO | Emerge Led luminaire | EVA-CSO |  | 5.56
7TCA091130R0467 | 5520257069/13 | Active | 8713812764818 | 154.52 | 1 | 1 | stuk | Emergency Lighting | BE41840 | LA (Emergency luminaire) | stuk | VanLien Eva-R-Cwi-X | EVA-R-CWI-X | Emerge Led luminaire | EVA-R-CWI-X |  | 5.56
7TCA091130R0468 | 5520257068/13 | Active | 8713812764825 | 154.52 | 1 | 1 | stuk | Emergency Lighting | BE41840 | LA (Emergency luminaire) | stuk | VanLien Eva-R-Cli-X | EVA-R-CLI-X | Emerge Led luminaire | EVA-R-CLI-X |  | 5.56
7TCA091130R0469 | 5520257078/13 | Active | 8713812764832 | 154.52 | 1 | 1 | stuk | Emergency Lighting | BE41840 | LA (Emergency luminaire) | stuk | VanLien Eva-V-Cli-X | EVA-V-CLI-X | Emerge Led luminaire | EVA-V-CLI-X |  | 5.56
7TCA091130R0470 | 5520257079/13 | Active | 8713812764849 | 154.52 | 1 | 1 | stuk | Emergency Lighting | BE41840 | LA (Emergency luminaire) | stuk | VanLien Eva-V-Cwi-X | EVA-V-CWI-X | Emerge Led luminaire | EVA-V-CWI-X |  | 5.56
7TCA091130R0486 | 5510257051/13 | Active | 8713812765594 | 175.09 | 1 | 1 | stuk | Emergency Lighting | BE41840 | LA (Emergency luminaire) | stuk | VanLien Eva-Clo/Alu | EVA-CLO/ALU | Emerge Led luminaire | EVA-CLO/ALU |  | 5.56
7TCA091130R0487 | 5510257071/13 | Active | 8713812765679 | 154.52 | 1 | 1 | stuk | Emergency Lighting | BE41840 | LA (Emergency luminaire) | stuk | VanLien Eva-V-Cli/Alu | EVA-V-CLI/ALU | Emerge Led luminaire | EVA-V-CLI/ALU |  | 5.56
7TCA091130R0488 | 5510217071/13 | Active | 8713812765693 | 234.12 | 1 | 1 | stuk | Emergency Lighting | BE41840 | LA (Emergency luminaire) | stuk | VanLien Eva-V-Dli/Alu | EVA-V-DLI/ALU | Emerge Led luminaire | EVA-V-DLI/ALU | B208035210 | 5.56
7TCA091130R0489 | 5510257074/13 | Active | 8713812765686 | 154.52 | 1 | 1 | stuk | Emergency Lighting | BE41840 | LA (Emergency luminaire) | stuk | VanLien Eva-V-Cwi/Alu | EVA-V-CWI/ALU | Emerge Led luminaire | EVA-V-CWI/ALU |  | 5.56
7TCA091130R0490 | 5510257054/13 | Active | 8713812765600 | 174.98 | 1 | 1 | stuk | Emergency Lighting | BE41840 | LA (Emergency luminaire) | stuk | VanLien Eva-Cwo/Alu | EVA-CWO/ALU | Emerge Led luminaire | EVA-CWO/ALU |  | 5.56
7TCA091130R0491 | 5510257061/13 | Active | 8713812765631 | 154.52 | 1 | 1 | stuk | Emergency Lighting | BE41840 | LA (Emergency luminaire) | stuk | VanLien Eva-R-Cli/Alu | EVA-R-CLI/ALU | Emerge Led luminaire | EVA-R-CLI/ALU |  | 5.56
7TCA091130R0492 | 5510257064/13 | Active | 8713812765648 | 154.52 | 1 | 1 | stuk | Emergency Lighting | BE41840 | LA (Emergency luminaire) | stuk | VanLien Eva-R-Cwi/Alu | EVA-R-CWI/ALU | Emerge Led luminaire | EVA-R-CWI/ALU |  | 5.56
7TCA091130R0513 | 7000955/13 | Active | 8713812766898 | 328.42 | 1 | 1 | stuk | Emergency Lighting | BE41840 | LD (Electrical acc lumin) | stuk | AQL 03/HF/FR/LED | AQL 03/HF/FR/LED | Emerge Led luminaire | AQL 03/HF/FR/LED |  | 5.56
7TCA091130R0514 | 6000953/13 | Active | 8713812766881 | 331.85 | 1 | 1 | stuk | Emergency Lighting | BE41840 | LD (Electrical acc lumin) | stuk | AQL 02/HF/FR/LED | AQL 02/HF/FR/LED | Emerge Led luminaire | AQL 02/HF/FR/LED |  | 5.56
7TCA091130R0519 | 4530256062 | Active | 8713812767734 | 308.05 | 1 | 1 | stuk | Emergency Lighting | BE41840 | LA (Emergency luminaire) | stuk | EVA-CIP-22/zw | Evago 22 mètre LED centrale 230 Volt - permanent - encastré - noir | Slave 2 watt, 230 Volt black recess 22 meter led luminaire, series Evago. The luminaire is including the pictogram PP 220/51 | EVA-CIP-22/ZWART |  | 5.14
7TCA091130R0520 | 4530256063 | Active | 8713812767703 | 348.56 | 1 | 1 | stuk | Emergency Lighting | BE41840 | LA (Emergency luminaire) | stuk | EVA-CIP-32/zw | Evago 32 mètre LED centrale 230 Volt - permanent - encastré - noir | Slave 4 watt, 230 Volt black recess 32 meter led luminaire, series Evago. The luminaire is including the pictogram PP 320/51 | EVA-CIP-32/ZWART |  | 5.14
7TCA091130R0521 | 4530256052 | Active | 8713812767772 | 328.41 | 1 | 1 | stuk | Emergency Lighting | BE41840 | LA (Emergency luminaire) | stuk | EVA-COP-22/zw | Evago 22 mètre LED centrale 230 Volt - permanent - apparente - noir | Slave 2 watt, 230 Volt black surface 22 meter led luminaire, series Evago. The luminaire is including the pictogram PP 220/51 | EVA-COP-22/ZWART |  | 5.14
7TCA091130R0522 | 4530256053 | Active | 8713812767789 | 391.09 | 1 | 1 | stuk | Emergency Lighting | BE41840 | LA (Emergency luminaire) | stuk | EVA-COP-32/zw | Evago 32 mètre LED centrale 230 Volt - permanent - apparente - noir | Slave 4 watt, 230 Volt black surface 32 meter led luminaire, series Evago. The luminaire is including the pictogram PP 320/51 | EVA-COP-32/ZWART |  | 5.14
7TCA091130R0523 | 4533256053 | Active | 8713812767659 | 415.36 | 1 | 1 | stuk | Emergency Lighting | BE41840 | LA (Emergency luminaire) | stuk | EVA-COW-32/zw | Evago 32 mètre LED centrale 230 Volt - permanent - montage mural - noir | Slave 4 watt 230 Volt black surface wall mounted 32 meter led luminaire, series Evago. The luminaire is including the pictogram PP 320/51 | EVA-COW-32/ZWART |  | 5.14
7TCA091130R0524 | 4533256052 | Active | 8713812767949 | 352.72 | 1 | 1 | stuk | Emergency Lighting | BE41840 | LA (Emergency luminaire) | stuk | EVA-COW-22/zw | Evago 22 mètre LED centrale 230 Volt - permanent - montage mural - noir | Slave 2 watt 230 Volt black surface wall mounted 22 meter led luminaire, series Evago. The luminaire is including the pictogram PP 220/51 | EVA-COW-22/ZWART |  | 5.14
7TCA091130R0528 | 5530257068 | Active | 8713812769394 | 157.36 | 1 | 1 | stuk | Emergency Lighting | BE41840 | LA (Emergency luminaire) | stuk | EVA-R-CLI-X/zw | Eclairage de chemin de fuite hauteur à partir de 4m (lentille B+C) 230V fonctionnement dépendant de l'armoire d'alimentation encastré noir | Slave 2 watt, designed for mounting from 4 meter upwards, 220 Volt round black recess led luminaire, series Evago Light distribution: long (L) | EVA-R-CLI-X/ZWART |  | 5.14
7TCA091130R0537 | 5530257059 | Active | 8713812769677 | 178.94 | 1 | 1 | stuk | Emergency Lighting | BE41840 | LA (Emergency luminaire) | stuk | EVA-CWO-X/zw | Eclairage antipanique hauteur à partir de 4m (lentille E+F) centralisé, 230V AC/DC, en saillie - carré, montage plafond, noir, LED, série EVAGO | Slave 2 watt 220Volt black surface mount led luminaire, series Evago. Light distribution: wide (W), for example canteens | EVA-CWO-X/ZWART |  | 5.14
7TCA091130R0568 | 5530257074 | Active | 8713812770543 | 158.84 | 1 | 1 | stuk | Emergency Lighting | BE41840 | LA (Emergency luminaire) | stuk | EVA-V-CWI/zw | Eclairage antipanique hauteur jusqu'à 4m + lentille D centralisé, 230 V CA/CC encastré carré montage plafond noir série EVAGO | Slave 2 watt 230Volt square black recess led luminaire, series Evago. Light distribution: wide (W), for example canteens | EVA-V-CWI/ZWART |  | 5.14
7TCA091130R0569 | 5530257078 | Active | 8713812770550 | 158.84 | 1 | 1 | stuk | Emergency Lighting | BE41840 | LA (Emergency luminaire) | stuk | EVA-V-CLI-X/zw | Eclairage de chemin de fuite hauteur à partir de 4 m lentille B+C centralisé 230 V CA/CC encastré carré montage plafond noir LED série EVAGO | Slave 2 watt, designed for mounting from 4 meter upwards, 230 Volt square black recess led luminaire, series Evago Light distribution: long (L) | EVA-V-CLI-X/ZWART |  | 5.14
7TCA091130R0570 | 5530257061 | Active | 8713812770475 | 158.84 | 1 | 1 | stuk | Emergency Lighting | BE41840 | LA (Emergency luminaire) | stuk | EVA-R-CLI/zw | Eclairage de chemin de fuite hauteur jusque 4 m + lentille A centralisé 230 V CA/CC encastré rond montage plafond noir LED série EVAGO | Slave 2 watt 230 Volt round black recess led luminaire, series Evago. Light dist ribution: long (L), for example hallways | EVA-R-CLI/ZWART |  | 5.14
7TCA091130R0571 | 5530257079 | Active | 8713812770482 | 158.84 | 1 | 1 | stuk | Emergency Lighting | BE41840 | LA (Emergency luminaire) | stuk | EVA-V-CWI-X/zw | Eclairage antipanique hauteur jusqu'à 4m + lentille D centralisé 230 V CA/CC encastré carré montage plafond noir LED série EVAGO | Slave 2 watt, designed for mounting from 4 meter upwards, 230 Volt square black recess led luminaire, series Evago Light distribution: wide (W) | EVA-V-CWI-X/ZWART |  | 5.14
7TCA091130R0572 | 5530257071 | Active | 8713812770505 | 158.84 | 1 | 1 | stuk | Emergency Lighting | BE41840 | LA (Emergency luminaire) | stuk | EVA-V-CLI/zw | Eclairage de chemin de fuite hauteur jusque 4 m + lentille A centralisé 230 V CA/CC encastré carré montage plafond noir LED série EVAGO | Slave 2 watt 230Volt square black recess led luminaire, series Evago. Light distribution: long (L), for example hallways | EVA-V-CLI/ZWART |  | 5.14
7TCA091130R0573 | 5510257079 | Active | 8713812770499 | 158.84 | 1 | 1 | stuk | Emergency Lighting | BE41840 | LA (Emergency luminaire) | stuk | EVA-V-CWI-X/ALU | Eclairage antipanique hauteur jusqu'à 4m + lentille D centralisé, 230 V CA/CC encastré carré montage plafond aluminium LED série EVAGO | Slave 2 watt, designed for mounting from 4 meter upwards, 230 Volt square alu recess led luminaire, series Evago Light distribution: wide (W) | EVA-V-CWI-X/ALU |  | 5.14
7TCA091130R0574 | 5533257057 | Active | 8713812770529 | 158.84 | 1 | 1 | stuk | Emergency Lighting | BE41840 | LA (Emergency luminaire) | stuk | EVA-CSO/zw | Eclairage de chemin de fuite montage mural hauteur jusqu'à 4 m + lentille G centralisé 230 V AC/DC en saillie carré montage mural noir LED série EVAGO | Slave 2 watt, 230 Volt black wall mount led luminaire, series Evago. Light distribution: spot (S), for example staircases | EVA-CSO/ZWART |  | 5.14
7TCA091130R0575 | 5530257058 | Active | 8713812770536 | 160.31 | 1 | 1 | stuk | Emergency Lighting | BE41840 | LA (Emergency luminaire) | stuk | EVA-CLO-X/zw | Evago spot hauteur à partir de 4 m lentille B+C centralisé 230 V AC/DC en saillie carré montage plafond noir LED série EVAGO | Slave 2 watt, designed for mounting from 4 meter upwards, 230 Volt black surface mount led luminaire series Evago Light distribution: long (L) | EVA-CLO-X/ZWART |  | 5.14
7TCA091130R0577 | 5513257057 | Active | 8713812770963 | 184.12 | 1 | 1 | stuk | Emergency Lighting | BE41840 | LA (Emergency luminaire) | stuk | EVA-CSO/ALU | Eclairage de chemin de fuite montage mural hauteur jusqu'à 4 m + lentille G centralisé 230 V AC/DC en saillie carré montage mural ALU LED série EVAGO | Slave 2 watt, 230 Volt alu wall mount led luminaire, series Evago. Light distribution: spot (S), for example staircases | EVA-CSO/ALU |  | 5.14
7TCA091130R0578 | 5510257069 | Active | 8713812770956 | 158.84 | 1 | 1 | stuk | Emergency Lighting | BE41840 | LA (Emergency luminaire) | stuk | EVA-R-CWI-X/ALU | Eclairage antipanique hauteur jusqu'à 4m inclus (lentille D) 230V CA/CC encastré rond montage plafond RAL9006 alu série EVAGO | Slave 2 watt, designed for mounting from 4 meter upwards, 230 Volt round alu recess led luminaire, series Evago Light distribution: wide (W) | EVA-R-CWI-X/ALU |  | 5.14
7TCA091130R0579 | 5510257068 | Active | 8713812770949 | 158.84 | 1 | 1 | stuk | Emergency Lighting | BE41840 | LA (Emergency luminaire) | stuk | EVA-R-CLI-X/ALU | Eclairage de chemin de fuite hauteur à partir de 4m (lentille B+C) centralisé 230V CA/CC encastré rond montage plafond RAL9006 alu série EVAGO | Slave 2 watt, designed for mounting from 4 meter upwards, 230 Volt round alu recess led luminaire, series Evago Light distribution: long (L) | EVA-R-CLI-X/ALU |  | 5.14
7TCA091130R0580 | 65760250 | Active | 8713812770468 | 269.03 | 1 | 1 | stuk | Emergency Lighting | BE41840 | LA (Emergency luminaire) | stuk | LTA-CLO | LTA-CLO | LTA-CLO | LTA-CLO |  | 5.14
7TCA091140R0261 | 7000055/1301 | Active | 8713812757155 | 329.56 | 1 | 1 | stuk | Emergency Lighting | BE41840 | LD (Electrical acc lumin) | stuk | VanLien Aql 03/Hf/Led/Lbs | AQL 03/HF/LED/FLX | Emerge Led luminaire | AQL 03/HF/LED/FLX |  | 5.56
7TCA091140R0262 | 42052023/13 | Active | 8713812757421 | 215.27 | 1 | 1 | stuk | Emergency Lighting | BE41840 | LA (Emergency luminaire) | stuk | VanLien Ser-Cli/Lbs | Serenga spot 2 led 1 Watt centralisé LBS Serenga spot 2 led 1 Watt centralisé LBS | Emerge Led luminaire | SER-CLI/FLX |  | 5.56
7TCA091140R0263 | 52041023/13 | Active | 8713812757438 | 215.27 | 1 | 1 | stuk | Emergency Lighting | BE41840 | LA (Emergency luminaire) | stuk | VanLien Ser-Clo/Lbs | SER-CLO/FLX | Emerge Led luminaire | SER-CLO/FLX |  | 5.56
7TCA091140R0268 | 32110201/13 | Active | 8713812757766 | 158.49 | 1 | 1 | stuk | Emergency Lighting | BE41840 | LA (Emergency luminaire) | stuk | VanLien Ser-Ec/Lbs | Box électronique centralisé LBS - IP20 Box électronique centralisé LBS - IP20 | Emerge Led luminaire | SER-EC/FLX |  | 5.56
7TCA091140R0269 | 14062023/13 | Active | 8713812757797 | 213.8 | 1 | 1 | stuk | Emergency Lighting | BE41840 | LA (Emergency luminaire) | stuk | VanLienPRe-Hf/Dim/Led/Lbs | PRE-HF/DIM/LED/FLX | Emerge Led luminaire | PRE-HF/DIM/LED/FLX |  | 5.56
7TCA091140R0270 | 24063023/13 | Active | 8713812757780 | 235.35 | 1 | 1 | stuk | Emergency Lighting | BE41840 | LA (Emergency luminaire) | stuk | VanLienPRe-Hf/R/Dim/Led/Lbs | pre-hf/r/dim/led/lbs | Emerge Led luminaire | PRE-HF/R/DIM/LED/FLX |  | 5.56
7TCA091140R0276 | 14063023/13 | Active | 8713812758008 | 191.65 | 1 | 1 | stuk | Emergency Lighting | BE41840 | LA (Emergency luminaire) | stuk | VanLienPRe-Hf/V/Dim/Led/Lbs | pre-hf/v/dim/led/lbs | Emerge Led luminaire | PRE-HF/V/DIM/LED/FLX |  | 5.56
7TCA091140R0289 | 24063023-005 | Active | 8713812759296 | 203.21 | 1 | 1 | stuk | Emergency Lighting | BE41840 | LA (Emergency luminaire) | stuk | PRE-HF/R/LED/FLX | Eclairage encastré - blanc - centralisé 230 Volt - bloc adressable | Slave 2 watt, 230 Volt recess led luminaire, including control module, series Previx | PRE-HF/R/LED/FLX |  | 5.14
7TCA091140R0354 | 6000953/1305 | Active | 8713812762678 | 401.39 | 1 | 1 | stuk | Emergency Lighting | BE41840 | LD (Electrical acc lumin) | stuk | VanLien Aql 02/Hf/Fr/Led/Lbs | aql 02/hf/fr/led/lbs | Emerge Led luminaire | AQL 02/HF/FR/LED/FLX |  | 5.56
7TCA091140R0355 | 6000053/1305 | Active | 8713812762661 | 335.57 | 1 | 1 | stuk | Emergency Lighting | BE41840 | LD (Electrical acc lumin) | stuk | VanLien Aql 02/Hf/Led/Lbs | AQL 02/HF/LED/FLX | Emerge Led luminaire | AQL 02/HF/LED/FLX |  | 5.56
7TCA091140R0362 | 4510256352/13 | Active | 8713812762463 | 260.02 | 1 | 1 | stuk | Emergency Lighting | BE41840 | LA (Emergency luminaire) | stuk | VanLien Eva-Cop-22/Dim/Lbs | EVA-COP-22/DIM/FLX | Emerge Led luminaire | EVA-COP-22/DIM/FLX |  | 5.56
7TCA091140R0363 | 4510256353/13 | Active | 8713812762470 | 296.06 | 1 | 1 | stuk | Emergency Lighting | BE41840 | LA (Emergency luminaire) | stuk | VanLien Eva-Cop-32/Dim/Lbs | EVA-COP-32/DIM/FLX | Emerge Led luminaire | EVA-COP-32/DIM/FLX |  | 5.56
7TCA091140R0364 | 4510256362/13 | Active | 8713812762494 | 301.17 | 1 | 1 | stuk | Emergency Lighting | BE41840 | LA (Emergency luminaire) | stuk | VanLien Eva-Cip-22/Dim/Lbs | EVA-CIP-22/DIM/FLX | Emerge Led luminaire | EVA-CIP-22/DIM/FLX |  | 5.56
7TCA091140R0365 | 4510256363/13 | Active | 8713812762500 | 341.7 | 1 | 1 | stuk | Emergency Lighting | BE41840 | LA (Emergency luminaire) | stuk | VanLien Eva-Cip-32/Dim/Lbs | EVA-CIP-32/DIM/FLX | Emerge Led luminaire | EVA-CIP-32/DIM/FLX |  | 5.56
7TCA091140R0366 | 4513256352/13 | Active | 8713812762524 | 274.46 | 1 | 1 | stuk | Emergency Lighting | BE41840 | LA (Emergency luminaire) | stuk | VanLien Eva-Cow-22/Dim/Lbs | EVA-COW-22/DIM/FLX | Emerge Led luminaire | EVA-COW-22/DIM/FLX |  | 5.56
7TCA091140R0367 | 4513256353/13 | Active | 8713812762531 | 309.54 | 1 | 1 | stuk | Emergency Lighting | BE41840 | LA (Emergency luminaire) | stuk | VanLien Eva-Cow-32/Dim/Lbs | EVA-COW-32/DIM/FLX | Emerge Led luminaire | EVA-COW-32/DIM/FLX |  | 5.56
7TCA091140R0379 | 4510257352/13 | Active | 8713812763330 | 263.54 | 1 | 1 | stuk | Emergency Lighting | BE41840 | LA (Emergency luminaire) | stuk | VanLien Eva-Cop-22/Lbs | EVA-COP-22/FLX | Emerge Led luminaire | EVA-COP-22/FLX |  | 5.56
7TCA091140R0380 | 4510257353/13 | Active | 8713812763354 | 310.35 | 1 | 1 | stuk | Emergency Lighting | BE41840 | LA (Emergency luminaire) | stuk | VanLien Eva-Cop-32/Lbs | EVA-COP-32/FLX | Emerge Led luminaire | EVA-COP-32/FLX |  | 5.56
7TCA091140R0381 | 4510257363/13 | Active | 8713812763347 | 328.92 | 1 | 1 | stuk | Emergency Lighting | BE41840 | LA (Emergency luminaire) | stuk | VanLien Eva-Cip-32/Lbs | EVA-CIP-32/FLX | Emerge Led luminaire | EVA-CIP-32/FLX |  | 5.56
7TCA091140R0382 | 4510257362/13 | Active | 8713812763361 | 292.65 | 1 | 1 | stuk | Emergency Lighting | BE41840 | LA (Emergency luminaire) | stuk | VanLien Eva-Cip-22/Lbs | EVA-CIP-22/FLX | Emerge Led luminaire | EVA-CIP-22/FLX |  | 5.56
7TCA091140R0383 | 5520257371/13 | Active | 8713812763170 | 183.78 | 1 | 1 | stuk | Emergency Lighting | BE41840 | LA (Emergency luminaire) | stuk | VanLien Eva-V-Cli/Lbs | EVA-V-CLI/FLX | Emerge Led luminaire | EVA-V-CLI/FLX |  | 5.56
7TCA091140R0384 | 5520257364/13 | Active | 8713812763231 | 183.78 | 1 | 1 | stuk | Emergency Lighting | BE41840 | LA (Emergency luminaire) | stuk | VanLien Eva-R-Cwi/Lbs | EVA-R-CWI/FLX | Emerge Led luminaire | EVA-R-CWI/FLX |  | 5.56
7TCA091140R0386 | 5520257361/13 | Active | 8713812763125 | 183.78 | 1 | 1 | stuk | Emergency Lighting | BE41840 | LA (Emergency luminaire) | stuk | VanLien Eva-R-Cli/Lbs | EVA-R-CLI/FLX | Emerge Led luminaire | EVA-R-CLI/FLX |  | 5.56
7TCA091140R0387 | 5520257374/13 | Active | 8713812763293 | 183.78 | 1 | 1 | stuk | Emergency Lighting | BE41840 | LA (Emergency luminaire) | stuk | VanLien Eva-V-Cwi/Lbs | EVA-V-CWI/FLX | Emerge Led luminaire | EVA-V-CWI/FLX |  | 5.56
7TCA091140R0390 | 4513257352/13 | Active | 8713812763620 | 257.66 | 1 | 1 | stuk | Emergency Lighting | BE41840 | LA (Emergency luminaire) | stuk | VanLien Eva-Cow-22/Lbs | EVA-COW-22/FLX | Emerge Led luminaire | EVA-COW-22/FLX |  | 5.56
7TCA091140R0392 | 4513257353/13 | Active | 8713812763644 | 293.34 | 1 | 1 | stuk | Emergency Lighting | BE41840 | LA (Emergency luminaire) | stuk | VanLien Eva-Cow-32/Lbs | EVA-COW-32/FLX | Emerge Led luminaire | EVA-COW-32/FLX |  | 5.56
7TCA091140R0395 | 5520257359/13 | Active | 8713812763996 | 183.78 | 1 | 1 | stuk | Emergency Lighting | BE41840 | LA (Emergency luminaire) | stuk | VanLien Eva-Cwo-X/Lbs | EVA-CWO-X/FLX | Emerge Led luminaire | EVA-CWO-X/FLX |  | 5.56
7TCA091140R0403 | 5520257358/13 | Active | 8713812764115 | 183.78 | 1 | 1 | stuk | Emergency Lighting | BE41840 | LA (Emergency luminaire) | stuk | VanLien Eva-Clo-X/Lbs | EVA-CLO-X/FLX | Emerge Led luminaire | EVA-CLO-X/FLX |  | 5.56
7TCA091140R0408 | 5520257354/13 | Active | 8713812763903 | 183.78 | 1 | 1 | stuk | Emergency Lighting | BE41840 | LA (Emergency luminaire) | stuk | VanLien Eva-Cwo/Lbs | EVA-CWO/FLX | Emerge Led luminaire | EVA-CWO/FLX |  | 5.56
7TCA091140R0411 | 5520257351/13 | Active | 8713812763842 | 183.78 | 1 | 1 | stuk | Emergency Lighting | BE41840 | LA (Emergency luminaire) | stuk | VanLien Eva-Clo/Lbs | EVA-CLO/FLX | Emerge Led luminaire | EVA-CLO/FLX |  | 5.56
7TCA091140R0454 | 5523257357/13 | Active | 8713812764191 | 189.14 | 1 | 1 | stuk | Emergency Lighting | BE41840 | LA (Emergency luminaire) | stuk | VanLien Eva-Cso/Lbs | EVA-CSO/FLX | Emerge Led luminaire | EVA-CSO/FLX |  | 5.56
7TCA091140R0468 | 5520257379/13 | Active | 8713812764856 | 183.78 | 1 | 1 | stuk | Emergency Lighting | BE41840 | LA (Emergency luminaire) | stuk | VanLien Eva-V-Cwi-X/Lbs | EVA-V-CWI-X/FLX | Emerge Led luminaire | EVA-V-CWI-X/FLX |  | 5.56
7TCA091140R0469 | 5520257378/13 | Active | 8713812764863 | 183.78 | 1 | 1 | stuk | Emergency Lighting | BE41840 | LA (Emergency luminaire) | stuk | VanLien Eva-V-Cli-X/Lbs | EVA-V-CLI-X/FLX | Emerge Led luminaire | EVA-V-CLI-X/FLX |  | 5.56
7TCA091140R0470 | 5520257369/13 | Active | 8713812764870 | 183.78 | 1 | 1 | stuk | Emergency Lighting | BE41840 | LA (Emergency luminaire) | stuk | VanLien Eva-R-Cwi-X/Lbs | EVA-R-CWI-X/FLX | Emerge Led luminaire | EVA-R-CWI-X/FLX |  | 5.56
7TCA091140R0471 | 5520257368/13 | Active | 8713812764887 | 183.78 | 1 | 1 | stuk | Emergency Lighting | BE41840 | LA (Emergency luminaire) | stuk | VanLien Eva-R-Cli-X/Lbs | EVA-R-CLI-X/FLX | Emerge Led luminaire | EVA-R-CLI-X/FLX |  | 5.56
7TCA091140R0472 | 62052023/13 | Active | 8713812764801 | 215.27 | 1 | 1 | stuk | Emergency Lighting | BE41840 | LA (Emergency luminaire) | stuk | VanLien Ser-Cwi/Lbs | SER-CWI/FLX | Emerge Led luminaire | SER-CWI/FLX |  | 5.56
7TCA091140R0476 | 7000955-001/13 | Active | 8713812765075 | 357.11 | 1 | 1 | stuk | Emergency Lighting | BE41840 | LA (Emergency luminaire) | stuk | VanLien Aql 03/Hf/Fr/Led/Lbs | aql 03/hf/fr/led/lbs | Emerge Led luminaire | AQL 03/HF/FR/LED/FLX |  | 5.56
7TCA091140R0485 | 5510257354/13 | Active | 8713812765723 | 202.43 | 1 | 1 | stuk | Emergency Lighting | BE41840 | LA (Emergency luminaire) | stuk | VanLien Eva-Cwo/Lbs/Alu | EVA-CWO/FLX/ALU | Emerge Led luminaire | EVA-CWO/FLX/ALU |  | 5.56
7TCA091140R0486 | 5510257351/13 | Active | 8713812765716 | 202.53 | 1 | 1 | stuk | Emergency Lighting | BE41840 | LA (Emergency luminaire) | stuk | VanLien Eva-Clo/Lbs/Alu | EVA-CLO/FLX/ALU | Emerge Led luminaire | EVA-CLO/FLX/ALU |  | 5.56
7TCA091140R0487 | 5510257374/13 | Active | 8713812765778 | 183.78 | 1 | 1 | stuk | Emergency Lighting | BE41840 | LA (Emergency luminaire) | stuk | VanLien Eva-V-Cwi/Lbs/Alu | EVA-V-CWI/FLX/ALU | Emerge Led luminaire | EVA-V-CWI/FLX/ALU |  | 5.56
7TCA091140R0488 | 5510257364/13 | Active | 8713812765754 | 183.78 | 1 | 1 | stuk | Emergency Lighting | BE41840 | LA (Emergency luminaire) | stuk | VanLien Eva-R-Cwi/Lbs/Alu | EVA-R-CWI/FLX/ALU | Emerge Led luminaire | EVA-R-CWI/FLX/ALU |  | 5.56
7TCA091140R0489 | 5510257361/13 | Active | 8713812765747 | 183.78 | 1 | 1 | stuk | Emergency Lighting | BE41840 | LA (Emergency luminaire) | stuk | VanLien Eva-R-Cli/Lbs/Alu | EVA-R-CLI/FLX/ALU | Emerge Led luminaire | EVA-R-CLI/FLX/ALU |  | 5.56
7TCA091140R0490 | 5510257371/13 | Active | 8713812765761 | 183.78 | 1 | 1 | stuk | Emergency Lighting | BE41840 | LA (Emergency luminaire) | stuk | VanLien Eva-V-Cli/Lbs/Alu | EVA-V-CLI/FLX/ALU | Emerge Led luminaire | EVA-V-CLI/FLX/ALU |  | 5.56
7TCA091140R0500 | 5530257354/13 | Active | 8713812766546 | 204.3 | 1 | 1 | stuk | Emergency Lighting | BE41840 | LA (Emergency luminaire) | stuk | VanLien Eva-Cwo/Lbs/zw | EVA-CWO/FLX/ZWART | Emergency luminaire | EVA-CWO/FLX/ZWART |  | 5.56
7TCA091140R0509 | 4530256362 | Active | 8713812767680 | 338.15 | 1 | 1 | stuk | Emergency Lighting | BE41840 | LA (Emergency luminaire) | stuk | EVA-CIP-22/DIM/FLX/zw | Evago 22 mètre LED centrale 230 Volt - permanent - bloc adressable - encastré - dim - noir | Slave 2 watt, 220 Volt dimmable black recess 22 meter led luminaire, including control module, series Evago, including the pictogram PP 220/51 | EVA-CIP-22/DIM/FLX/ZWART |  | 5.14
7TCA091140R0510 | 4530256363 | Active | 8713812767697 | 382.39 | 1 | 1 | stuk | Emergency Lighting | BE41840 | LA (Emergency luminaire) | stuk | EVA-CIP-32/DIM/FLX/zw | Evago 32 mètre LED centrale 230 Volt - permanent - bloc adressable - encastré - dim - noir | Slave 4 watt, 220 Volt dimmable black recess 32 meter led luminaire, including control module, series Evago, including the pictogram PP 320/51 | EVA-CIP-32/DIM/FLX/ZWART |  | 5.14
7TCA091140R0511 | 4530257362 | Active | 8713812767796 | 338.15 | 1 | 1 | stuk | Emergency Lighting | BE41840 | LA (Emergency luminaire) | stuk | EVA-CIP-22/FLX/zw | Evago 22 mètre LED centrale 230 Volt - permanent - bloc adressable - encastré - noir | Slave 2 watt, 220 Volt black recess 22 meter led luminaire, including control module, series Evago, including the pictogram PP 220/51 | EVA-CIP-22/FLX/ZWART |  | 5.14
7TCA091140R0512 | 4530257363 | Active | 8713812767826 | 382.39 | 1 | 1 | stuk | Emergency Lighting | BE41840 | LA (Emergency luminaire) | stuk | EVA-CIP-32/FLX/zw | Evago 32 mètre LED centrale 230 Volt - permanent - bloc adressable - encastré - noir | Slave 4 watt, 220 Volt black recess 32 meter led luminaire, including control module, series Evago, including the pictogram PP 320/51 | EVA-CIP-32/FLX/ZWART |  | 5.14
7TCA091140R0513 | 4533257353 | Active | 8713812767888 | 435.34 | 1 | 1 | stuk | Emergency Lighting | BE41840 | LA (Emergency luminaire) | stuk | EVA-COW-32/FLX/zw | Evago 32 mètre LED centrale 230 Volt - permanent - bloc adressable - montage mural - noir | Slave 4 watt 220 Volt black surface wall mounted 32meter led luminaire including control module, series Evago,including the pictogram PP 320/51 | EVA-COW-32/FLX/ZWART |  | 5.14
7TCA091140R0514 | 4533257352 | Active | 8713812767871 | 372.67 | 1 | 1 | stuk | Emergency Lighting | BE41840 | LA (Emergency luminaire) | stuk | EVA-COW-22/FLX/zw | Evago 22 mètre LED centrale 230 Volt - permanent - bloc adressable - montage mural - noir | Slave 2 watt 220 Volt black surface wall mount 22 meter led luminaire, + control module, series Evago, including the pictogram PP 220/51 | EVA-COW-22/FLX/ZWART |  | 5.14
7TCA091140R0515 | 4530257353 | Active | 8713812767802 | 421.91 | 1 | 1 | stuk | Emergency Lighting | BE41840 | LA (Emergency luminaire) | stuk | EVA-COP-32/FLX/zw | Evago 32 mètre LED centrale 230 Volt - permanent - bloc adressable - apparente - noir | Slave 4 watt, 220 Volt black surface 32 meter led luminaire, including control module, series Evago, including the pictogram PP 320/51 | EVA-COP-32/FLX/ZWART |  | 5.14
7TCA091140R0516 | 4530257352 | Active | 8713812767819 | 359.27 | 1 | 1 | stuk | Emergency Lighting | BE41840 | LA (Emergency luminaire) | stuk | EVA-COP-22/FLX/zw | Evago 22 mètre LED centrale 230 Volt - permanent - bloc adressable - apparente - noir | Slave 2 watt, 220 Volt black surface 22 meter led luminaire, including control module, series Evago, including the pictogram PP 220/51 | EVA-COP-22/FLX/ZWART |  | 5.14
7TCA091140R0517 | 4533256353 | Active | 8713812767666 | 450.45 | 1 | 1 | stuk | Emergency Lighting | BE41840 | LA (Emergency luminaire) | stuk | EVA-COW-32/DIM/FLX/zw | Evago 32 mètre LED centrale 230 Volt - permanent - bloc adressable - montage mural - dim - noir | Slave 4 watt, 220 Volt dimmable black surface wall mount 32meter led luminaire , including control module series Evago including the pictogram PP 320/51 | EVA-COW-32/DIM/FLX/ZWART |  | 5.14
7TCA091140R0518 | 4533256352 | Active | 8713812767635 | 387.83 | 1 | 1 | stuk | Emergency Lighting | BE41840 | LA (Emergency luminaire) | stuk | EVA-COW-22/DIM/FLX/zw | Evago 22 mètre LED centrale 230 Volt - permanent - bloc adressable - montage mural - dim - noir | Slave 2 watt, 220 Volt dimmable black surface wall mount 22meter led luminaire , + control module, series Evago, including the pictogram PP 220/51 | EVA-COW-22/DIM/FLX/ZWART |  | 5.14
7TCA091140R0519 | 4530256353 | Active | 8713812767727 | 426.15 | 1 | 1 | stuk | Emergency Lighting | BE41840 | LA (Emergency luminaire) | stuk | EVA-COP-32/DIM/FLX/zw | Evago 32 mètre LED centrale 230 Volt - permanent - bloc adressable - apparente - dim - noir | Slave 4 watt, 220 Volt dimmable black surface 32 meter led luminaire including control module, series Evago, including the pictogram PP 320/51 | EVA-COP-32/DIM/FLX/ZWART |  | 5.14
7TCA091140R0520 | 4530256352 | Active | 8713812767741 | 363.5 | 1 | 1 | stuk | Emergency Lighting | BE41840 | LA (Emergency luminaire) | stuk | EVA-COP-22/DIM/FLX/zw | Evago 22 mètre LED centrale 230 Volt - permanent - bloc adressable - apparente - dim - noir | Slave 2 watt, 220 Volt dimmable black surface 22 meter led luminaire including control module, series Evago, including the pictogram PP 220/51 | EVA-COP-22/DIM/FLX/ZWART |  | 5.14
7TCA091140R0522 | 5530257351 | Active | 8713812768670 | 207.82 | 1 | 1 | stuk | Emergency Lighting | BE41840 | LA (Emergency luminaire) | stuk | EVA-CLO/FLX/zw | Evago spot, centralisé, 230 V DC, pour a rmoire d'alimentation centralisée Sentar a avec adressage LBS, fonctionnement dép endant de l'armoire d'alimentation, en s | Slave 2 watt 220Volt black surface mount led luminaire, including control module , series Evago. Light distribution: long (L), for example hallways | EVA-CLO/FLX/ZWART |  | 5.56
7TCA091140R0523 | 5530257361 | Active | 8713812768687 | 187.35 | 1 | 1 | stuk | Emergency Lighting | BE41840 | LA (Emergency luminaire) | stuk | EVA-R-CLI/FLX/zw | Eclairage de chemin de fuite hauteur jus que 4 m inclus (lentille A), centralisé, 230 V CC, pour armoire d'alimentation c entralisée Sentara avec adressage LBS, f | Slave 2 watt 220 Volt round black recess led luminaire, including control module , series Evago. Light distribution: long (L), for example hallways | EVA-R-CLI/FLX/ZWART |  | 5.56
7TCA091140R0535 | 5530257358 | Active | 8713812770048 | 180.18 | 1 | 1 | stuk | Emergency Lighting | BE41840 | LA (Emergency luminaire) | stuk | EVA-CLO-X/FLX/zw | Evago spot hauteur à partir de 4m len- tille B+C 230 VDC avec addressage LBS, en saillie carré montage plafond noir série EVAGO | Slave 2 watt, designed for mounting from 4 meter upwards, 230 Volt black surface mount led luminaire, including control module, series Evago | EVA-CLO-X/FLX/ZWART |  | 5.14
7TCA091140R0554 | 65760253 | Active | 8713812770451 | 301.44 | 1 | 1 | stuk | Emergency Lighting | BE41840 | LA (Emergency luminaire) | stuk | LTA-CLO/FLX | Centrale 230 Volt - 2 W led - IP65 bloc adressable | Slave 2 watt, 230 Volt surface mount led luminaire including heating element and daylight sensor including control module series Lutia | LTA-CLO/FLX |  | 5.14
7TCA091140R0557 | 5530257371 | Active | 8713812771090 | 185.43 | 1 | 1 | stuk | Emergency Lighting | BE41840 | LA (Emergency luminaire) | stuk | EVA-V-CLI/FLX/zw | EVA-V-CLI/FLX/ZWART | EVA-V-CLI/FLX/ZWART | EVA-V-CLI/FLX/ZWART |  | 5.14
7TCA091160R0020 | 11230056/13 | Active | 8713812753348 | 340.73 | 1 | 1 | stuk | Emergency Lighting | BE41840 | LD (Electrical acc lumin) | stuk | VanLien Wer 02A/Zt | WER 02A/ZT | Emerge Led luminaire | WER 02A/ZT | B207035190 | 4.56
7TCA091160R0023 | 1800295122/13 | Active | 8713812747255 | 331.26 | 1 | 1 | stuk | Emergency Lighting | BE41840 | LD (Electrical acc lumin) | stuk | Horizon/LED/Inbouw/ZelfTest/DubbelZijdig | HORI/A/1/ZT/LED/DZ | Emerge Led luminaire | HORI/A/1/ZT/LED/DZ | B207035190 | 5.56
7TCA091160R0024 | 1830295122/13 | Active | 8713812750798 | 362.87 | 1 | 1 | stuk | Emergency Lighting | BE41840 | LD (Electrical acc lumin) | stuk | Horizon/LED/Inbouw/ZelfT/DubbelZ/LB400 | hori/a/1/zt/lb400/led/dz | Emerge Led luminaire | HORI/A/1/ZT/LB400/LED/DZ | B207035190 | 5.56
7TCA091160R0025 | 1850295122/13 | Active | 8713812747224 | 299.67 | 1 | 1 | stuk | Emergency Lighting | BE41840 | LD (Electrical acc lumin) | stuk | Horizon/LED/Opbouw/ZelfTest/DubbelZijdig | Permanent 1x2 W 1 h led autotest IP40 Permanent 1x2 W 1 h led autotest IP40 | Emerge Led luminaire | HOR/A/1/ZT/LED/DZ | B207035190 | 5.56
7TCA091160R0026 | 1850295122/1301 | Active | 8713812750835 | 273.91 | 1 | 1 | stuk | Emergency Lighting | BE41840 | LD (Electrical acc lumin) | stuk | HorizonReno/LED/Opbouw/ZelfTest/DubbelZ | Module de rénovation RHOR/A/1/ZT/LED/DZ Module de rénovation RHOR/A/1/ZT/LED/DZ | Emerge Led luminaire | RHOR/A/1/ZT/LED/DZ | B207035190 | 5.56
7TCA091160R0027 | 1880295122/13 | Active | 8713812750781 | 331.26 | 1 | 1 | stuk | Emergency Lighting | BE41840 | LD (Electrical acc lumin) | stuk | Horizon/LED/Opb./ZelfT./DubbelZ/LB400 | hor/a/1/zt/lb400/led/dz | Emerge Led luminaire | HOR/A/1/ZT/LB400/LED/DZ | B207035190 | 5.56
7TCA091160R0028 | 1880295122/1301 | Active | 8713812750750 | 305.51 | 1 | 1 | stuk | Emergency Lighting | BE41840 | LD (Electrical acc lumin) | stuk | HorizonReno/LED/Opb./ZelfT./DubbelZ/LB400 | rhor/a/1/zt/lb400/led/dz | Emerge Led luminaire | RHOR/A/1/ZT/LB400/LED/DZ | B207035190 | 5.56
7TCA091160R0029 | 1900295122/13 | Active | 8713812750347 | 331.26 | 1 | 1 | stuk | Emergency Lighting | BE41840 | LD (Electrical acc lumin) | stuk | Horizon/LED/Inbouw/ZelfTest | HORI/A/1/ZT/LED | Emerge Led luminaire | HORI/A/1/ZT/LED | B207035190 | 5.56
7TCA091160R0030 | 1930295122/13 | Active | 8713812750767 | 362.87 | 1 | 1 | stuk | Emergency Lighting | BE41840 | LD (Electrical acc lumin) | stuk | Horizon/LED/Inbouw/ZelfTest/LB400 | hori/a/1/zt/lb400/led | Emerge Led luminaire | HORI/A/1/ZT/LB400/LED | B207035190 | 5.56
7TCA091160R0031 | 1950295122/13 | Active | 8713812747217 | 299.67 | 1 | 1 | stuk | Emergency Lighting | BE41840 | LD (Electrical acc lumin) | stuk | Horizon/LED/Opbouw/ZelfTest | Permanent 2x1 W 1 h led autotest IP40 Permanent 2x1 W 1 h led autotest IP40 | Emerge Led luminaire | HOR/A/1/ZT/LED | B207035190 | 5.56
7TCA091160R0032 | 1950295122/1301 | Active | 8713812750804 | 273.91 | 1 | 1 | stuk | Emergency Lighting | BE41840 | LD (Electrical acc lumin) | stuk | HorizonReno/LED/Opbouw/ZelfTest | Module de rénovation RHOR/A/1/ZT/LED Module de rénovation RHOR/A/1/ZT/LED | Emerge Led luminaire | RHOR/A/1/ZT/LED | B207035190 | 5.56
7TCA091160R0033 | 1980295122/13 | Active | 8713812750774 | 331.26 | 1 | 1 | stuk | Emergency Lighting | BE41840 | LD (Electrical acc lumin) | stuk | Horizon/LED/Opbouw/ZelfTest/LB400 | hor/a/1/zt/lb400/led | Emerge Led luminaire | HOR/A/1/ZT/LB400/LED | B207035190 | 5.56
7TCA091160R0034 | 1980295122/1301 | Active | 8713812750743 | 305.51 | 1 | 1 | stuk | Emergency Lighting | BE41840 | LD (Electrical acc lumin) | stuk | HorizonReno/LED/Opbouw/ZelfTest/LB400 | rhor/a/1/zt/lb400/led | Emerge Led luminaire | RHOR/A/1/ZT/LB400/LED | B207035190 | 5.56
7TCA091160R0067 | 32110100/13 | Active | 8713812744797 | 167.36 | 1 | 1 | stuk | Emergency Lighting | BE41840 | LA (Emergency luminaire) | stuk | Serega/Electr.Box/Opbouw/ZelfTest | Box électronique autonome - IP20 Box électronique autonome - IP20 | Emerge Led luminaire | SER-ED | B208035210 | 5.56
7TCA091160R0071 | 32110300/13 | Active | 8713812736341 | 192.64 | 1 | 1 | stuk | Emergency Lighting | BE41840 | LA (Emergency luminaire) | stuk | Serega/VanLien Ser-Ed/Lb400 | Box électronique LB400 - IP20 Box électronique LB400 - IP20 | Emerge Led luminaire | SER-ED/LB400 | B208035210 | 5.56
7TCA091160R0100 | 42070311/13 | Active | 8713812738918 | 192.64 | 1 | 1 | stuk | Emergency Lighting | BE41840 | LA (Emergency luminaire) | stuk | Serega/SER-EDC | Module SER-DL(L/W/I) SANS SPOT Module SER-DL(L/W/I) SANS SPOT | Emerge Led luminaire | SER-EDC | B208035210 | 5.56
7TCA091160R0166 | 6131053/13 | Active | 8713812747286 | 333 | 1 | 1 | stuk | Emergency Lighting | BE41840 | LD (Electrical acc lumin) | stuk | Aqualux/89lm/IP65/IK10/0->35°C/ZelfTest | Permanent 2x1 W led 1h IP65 - autotest Permanent 2x1 W led 1h IP65 - autotest | Emerge Led luminaire | AQL 02A/1/ZT/LED | B207035190 | 5.56
7TCA091160R0169 | 6131853/13 | Active | 8713812749990 | 465.81 | 1 | 1 | stuk | Emergency Lighting | BE41840 | LD (Electrical acc lumin) | stuk | Aqualux/89lm/IP65/IK10/-25->35°C/ZT/LightS | aql 02a/1/zt/ls/led | Emerge Led luminaire | AQL 02A/1/ZT/LS/LED | B207035190 | 5.56
7TCA091160R0171 | 6131953/13 | Active | 8713812747293 | 446.38 | 1 | 1 | stuk | Emergency Lighting | BE41840 | LE (Central Battery Unit) | stuk | Aqualux/89lm/IP65/IK10/-25->35°C/ZelfTest | aql 02a/1/zt/fr/led | Emerge Led luminaire | AQL 02A/1/ZT/FR/LED | B207035190 | 5.56
7TCA091160R0172 | 6161053/13 | Active | 8713812750644 | 360.56 | 1 | 1 | stuk | Emergency Lighting | BE41840 | LD (Electrical acc lumin) | stuk | Aqualux/89lm/IP65/IK10/0->35°C/ZelfTest | aql 02a/1/zt/lb400/led | Emerge Led luminaire | AQL 02A/1/ZT/LB400/LED | B207035190 | 5.56
7TCA091160R0173 | 6161853/13 | Active | 8713812751566 | 469.05 | 1 | 1 | stuk | Emergency Lighting | BE41840 | LD (Electrical acc lumin) | stuk | Aqualux/89lm/IP65/IK10/-25->35°C/ZelfT/LightS | aql 02a/1/zt/lb400/ls/led | Emerge Led luminaire | AQL 02A/1/ZT/LB400/LS/LED | B207035190 | 5.56
7TCA091160R0174 | 6161953/13 | Active | 8713812750729 | 453.79 | 1 | 1 | stuk | Emergency Lighting | BE41840 | LE (Central Battery Unit) | stuk | Aqualux/89lm/IP65/IK10/-25->35°C/ZelfTest | aql 02a/1/zt/lb400/fr/led | Emerge Led luminaire | AQL 02A/1/ZT/LB400/FR/LED | B207035190 | 5.56
7TCA091160R0243 | 7131055/13 | Active | 8713812757124 | 359.41 | 1 | 1 | stuk | Emergency Lighting | BE41840 | LD (Electrical acc lumin) | stuk | Aqualux/119lm/IP65/IK10/0->35°C/ZelfTest | Permanent 1x3 W led 1h IP65 - autotest Permanent 1x3 W led 1h IP65 - autotest | Emerge Led luminaire | AQL 03A/1/ZT/LED | B207035190 | 5.56
7TCA091160R0244 | 7161055/13 | Active | 8713812757131 | 368.59 | 1 | 1 | stuk | Emergency Lighting | BE41840 | LE (Central Battery Unit) | stuk | Aqualux/119lm/IP65/IK10/0->35°C/LB400 | aql 03a/1/zt/lb400/led | Emerge Led luminaire | AQL 03A/1/ZT/LB400/LED | B207035190 | 5.56
7TCA091160R0253 | 14063112/13 | Active | 8713812757896 | 204.71 | 1 | 1 | stuk | Emergency Lighting | BE41840 | LB (Emerge Led luminaire) | stuk | Previx/Escape/Opbouw | Eclairage apparent - blanc Eclairage apparent - blanc | Emerge Led luminaire | PRE-1/V/LED | B207035190 | 5.56
7TCA091160R0255 | 24063112/13 | Active | 8713812757872 | 226.35 | 1 | 1 | stuk | Emergency Lighting | BE41840 | LB (Emerge Led luminaire) | stuk | Previx/Escape/Inbouw | Eclairage encastré - blanc Eclairage encastré - blanc | Emerge Led luminaire | PRE-1/R/LED | B207035190 | 5.56
7TCA091160R0256 | 14062112/13 | Active | 8713812757865 | 183.78 | 1 | 1 | stuk | Emergency Lighting | BE41840 | LA (Emergency luminaire) | stuk | Previx/Sign 25m/Opbouw | Signalisation apparente - blanc Signalisation apparente - blanc | Emerge Led luminaire | PRE-1/LED | B207035190 | 5.56
7TCA091160R0264 | 14063132/13 | Active | 8713812759142 | 212.39 | 1 | 1 | stuk | Emergency Lighting | BE41840 | LA (Emergency luminaire) | stuk | Previx/Escape/Opbouw/LB400 | PRE-1/V/LB400/LED | Emerge Led luminaire | PRE-1/V/LB400/LED | B207035190 | 5.56
7TCA091160R0267 | 7131855 | Active | 8713812758343 | 423.28 | 1 | 1 | stuk | Emergency Lighting | BE41840 | LA (Emergency luminaire) | stuk | Aqualux/119lm/IP65/IK10/-25->35°C/Lig.Sen. | aql 03a/1/zt/ls/led | Self-contained 3 watt, maintained surfac heating element en daylight sensor and a Aqualux | AQL 03A/1/ZT/LS/LED | B207035190 | 5.14
7TCA091160R0269 | 24063132/13 | Active | 8713812759159 | 235.2 | 1 | 1 | stuk | Emergency Lighting | BE41840 | LA (Emergency luminaire) | stuk | Previx/Escape/Inbouw/LB400 | PRE-1/R/LB400/LED | Emerge Led luminaire | PRE-1/R/LB400/LED | B207035190 | 5.56
7TCA091160R0271 | 7161055/1301 | Active | 8713812759876 | 380.51 | 1 | 1 | stuk | Emergency Lighting | BE41840 | LD (Electrical acc lumin) | stuk | Aqualux/119lm/IP65/IK10/0->35°C/LB400 | aql 03a/1/zt/lb400/led/nimh | Emerge Led luminaire | AQL 03A/1/ZT/LB400/LED/NIMH | B208035210 | 5.56
7TCA091160R0307 | 4510226052/13 | Active | 8713812761367 | 308.41 | 1 | 1 | stuk | Emergency Lighting | BE41840 | LA (Emergency luminaire) | stuk | Evago/Sign22cm/ArrowUp/Opb.Plafond/LB400 | EVA-DOP-22/LB400 | Emerge Led luminaire | EVA-DOP-22/LB400 | B208035070 | 5.56
7TCA091160R0309 | 4510216062/13 | Active | 8713812761374 | 348.83 | 1 | 1 | stuk | Emergency Lighting | BE41840 | LA (Emergency luminaire) | stuk | Evago/Sign22cm/ArrowUp/Inb.Plafond | EVA-DIP-22 | Emerge Led luminaire | EVA-DIP-22 | B208035070 | 5.56
7TCA091160R0326 | 4513216053/13 | Active | 8713812761473 | 381.65 | 1 | 1 | stuk | Emergency Lighting | BE41840 | LA (Emergency luminaire) | stuk | Evago/Sign32cm/ArrowUp/Inb.Plafond/LB400 | EVA-DOW-32 | Emerge Led luminaire | EVA-DOW-32 | B208035070 | 5.56
7TCA091160R0327 | 4510216052/13 | Active | 8713812762388 | 299.67 | 1 | 1 | stuk | Emergency Lighting | BE41840 | LA (Emergency luminaire) | stuk | Evago/Sign22cm/ArrowUp/OpbouwPlafond | EVA-DOP-22 | Emerge Led luminaire | EVA-DOP-22 | B208035070 | 5.56
7TCA091160R0328 | 4510216053/13 | Active | 8713812762395 | 368.11 | 1 | 1 | stuk | Emergency Lighting | BE41840 | LA (Emergency luminaire) | stuk | Evago/Sign32cm/ArrowUp/OpbouwPlafond | EVA-DOP-32 | Emerge Led luminaire | EVA-DOP-32 | B208035070 | 5.56
7TCA091160R0329 | 4510216063/13 | Active | 8713812762425 | 385.11 | 1 | 1 | stuk | Emergency Lighting | BE41840 | LA (Emergency luminaire) | stuk | Evago/Sign32cm/ArrowUp/Inb.Plafond | EVA-DIP-32 | Emerge Led luminaire | EVA-DIP-32 | B208035070 | 5.56
7TCA091160R0330 | 4513216052/13 | Active | 8713812762456 | 299.67 | 1 | 1 | stuk | Emergency Lighting | BE41840 | LA (Emergency luminaire) | stuk | Evago/Sign22cm/ArrowUp/OpbouwWand | EVA-DOW-22 | Emerge Led luminaire | EVA-DOW-22 | B208035070 | 5.56
7TCA091160R0332 | 4513226052/13 | Active | 8713812762562 | 334.71 | 1 | 1 | stuk | Emergency Lighting | BE41840 | LA (Emergency luminaire) | stuk | Evago/Sign22cm/ArrowUp/OpbouwWand/LB400 | EVA-DOW-22/LB400 | Emerge Led luminaire | EVA-DOW-22/LB400 | B208035070 | 5.56
7TCA091160R0333 | 4513226053/13 | Active | 8713812762579 | 358.79 | 1 | 1 | stuk | Emergency Lighting | BE41840 | LA (Emergency luminaire) | stuk | Evago/Sign32cm/ArrowUp/OpbouwWand/LB400 | EVA-DOW-32/LB400 | Emerge Led luminaire | EVA-DOW-32/LB400 | B208035070 | 5.56
7TCA091160R0334 | 4510226062/13 | Active | 8713812762586 | 348.83 | 1 | 1 | stuk | Emergency Lighting | BE41840 | LA (Emergency luminaire) | stuk | Evago/Sign22cm/ArrowUp/Inb.Plafond/LB400 | EVA-DIP-22/LB400 | Emerge Led luminaire | EVA-DIP-22/LB400 | B208035070 | 5.56
7TCA091160R0335 | 4510226063/13 | Active | 8713812762593 | 385.11 | 1 | 1 | stuk | Emergency Lighting | BE41840 | LA (Emergency luminaire) | stuk | Evago/Sign32cm/ArrowUp/Inb.Plafond/LB400 | EVA-DIP-32/LB400 | Emerge Led luminaire | EVA-DIP-32/LB400 | B208035070 | 5.56
7TCA091160R0336 | 4510226053/13 | Active | 8713812762609 | 373.38 | 1 | 1 | stuk | Emergency Lighting | BE41840 | LA (Emergency luminaire) | stuk | Evago/Sign32cm/ArrowUp/Opb.Plafond/LB400 | EVA-DOP-32/LB400 | Emerge Led luminaire | EVA-DOP-32/LB400 | B208035070 | 5.56
7TCA091160R0339 | 5520217061/13 | Active | 8713812762135 | 229.43 | 1 | 1 | stuk | Emergency Lighting | BE41840 | LB (Emerge Led luminaire) | stuk | Evago/Escape h<=4m/Inbouw/Rond | EVA-R-DLI | Emerge Led luminaire | EVA-R-DLI | B208035210 | 5.56
7TCA091160R0340 | 5520217071/13 | Active | 8713812761992 | 234.12 | 1 | 1 | stuk | Emergency Lighting | BE41840 | LA (Emergency luminaire) | stuk | Evago/Escape h<=4m/Inbouw/Vierkant | EVA-V-DLI | Emerge Led luminaire | EVA-V-DLI | B208035210 | 5.56
7TCA091160R0343 | 6331031 | Active | 8713812762340 | 143.2 | 1 | 1 | stuk | Emergency Lighting | BE41840 | LA (Emergency luminaire) | stuk | Solo/Sign/Opbouw/Picto TS 250/51-52,53 Included | Autonome 3 heures 2 watt, Luminaire 22 mètres led luminaire | Self-contained 3 hours 2 watt, maintained surface mount led luminaire, incl. automatic self test, series Solo incl. pictogram TS 250/51 - 52 and 53 | SOLO-P/ZT | B207035190 | 5.14
7TCA091160R0350 | 5520217064/13 | Active | 8713812763187 | 229.43 | 1 | 1 | stuk | Emergency Lighting | BE41840 | LB (Emerge Led luminaire) | stuk | Evago/Area h<=4m/Inbouw/Rond | EVA-R-DWI | Emerge Led luminaire | EVA-R-DWI | B208035210 | 5.56
7TCA091160R0351 | 5520227064/13 | Active | 8713812763194 | 234.12 | 1 | 1 | stuk | Emergency Lighting | BE41840 | LB (Emerge Led luminaire) | stuk | Evago/Area h<=4m/Inbouw/Rond/LB400 | EVA-R-DWI/LB400 | Emerge Led luminaire | EVA-R-DWI/LB400 | B208035210 | 5.56
7TCA091160R0352 | 5520227071/13 | Active | 8713812763132 | 234.12 | 1 | 1 | stuk | Emergency Lighting | BE41840 | LA (Emergency luminaire) | stuk | Evago/Escape h<=4m/Inbouw/Vierkant/LB400 | EVA-V-DLI/LB400 | Emerge Led luminaire | EVA-V-DLI/LB400 | B208035210 | 5.56
7TCA091160R0353 | 5520227061/13 | Active | 8713812763088 | 234.12 | 1 | 1 | stuk | Emergency Lighting | BE41840 | LB (Emerge Led luminaire) | stuk | Evago/Escape h<=4m/Inbouw/Rond/LB400 | EVA-R-DLI/LB400 | Emerge Led luminaire | EVA-R-DLI/LB400 | B208035210 | 5.56
7TCA091160R0354 | 5520217074/13 | Active | 8713812763248 | 234.12 | 1 | 1 | stuk | Emergency Lighting | BE41840 | LA (Emergency luminaire) | stuk | Evago/Area h<=4m/Inbouw/Vierkant | EVA-V-DWI | Emerge Led luminaire | EVA-V-DWI | B208035210 | 5.56
7TCA091160R0355 | 5520227074/13 | Active | 8713812763255 | 234.12 | 1 | 1 | stuk | Emergency Lighting | BE41840 | LA (Emergency luminaire) | stuk | Evago/Area h<=4m/Inbouw/Vierkant/LB400 | EVA-V-DWI/LB400 | Emerge Led luminaire | EVA-V-DWI/LB400 | B208035210 | 5.56
7TCA091160R0366 | 5520217059/13 | Active | 8713812763958 | 248.09 | 1 | 1 | stuk | Emergency Lighting | BE41840 | LC (Conversion kit lumin) | stuk | Evago/Area h>4m/Opbouw | EVA-DWO-X | Emerge Led luminaire | EVA-DWO-X | B208035210 | 5.56
7TCA091160R0367 | 5520227059/13 | Active | 8713812763965 | 240.05 | 1 | 1 | stuk | Emergency Lighting | BE41840 | LC (Conversion kit lumin) | stuk | Evago/Area h>4m/Opbouw/LB400 | EVA-DWO-X/LB400 | Emerge Led luminaire | EVA-DWO-X/LB400 | B208035210 | 5.56
7TCA091160R0372 | 5520217058/13 | Active | 8713812764061 | 248.09 | 1 | 1 | stuk | Emergency Lighting | BE41840 | LC (Conversion kit lumin) | stuk | Evago/Escape h>4m/Opbouw | EVA-DLO-X | Emerge Led luminaire | EVA-DLO-X | B208035210 | 5.56
7TCA091160R0373 | 5520227058/13 | Active | 8713812764078 | 240.02 | 1 | 1 | stuk | Emergency Lighting | BE41840 | LC (Conversion kit lumin) | stuk | Evago/Escape h>4m/Opbouw/LB400 | EVA-DLO-X/LB400 | Emerge Led luminaire | EVA-DLO-X/LB400 | B208035210 | 5.56
7TCA091160R0376 | 5520217054/13 | Active | 8713812763859 | 226.7 | 1 | 1 | stuk | Emergency Lighting | BE41840 | LC (Conversion kit lumin) | stuk | Evago/Area h<=4m/Opbouw | EVA-DWO | Emerge Led luminaire | EVA-DWO | B208035210 | 5.56
7TCA091160R0377 | 5520227054/13 | Active | 8713812763866 | 238.63 | 1 | 1 | stuk | Emergency Lighting | BE41840 | LC (Conversion kit lumin) | stuk | Evago/Area h<=4m/Opbouw/LB400 | EVA-DWO/LB400 | Emerge Led luminaire | EVA-DWO/LB400 | B208035210 | 5.56
7TCA091160R0380 | 5520217051/13 | Active | 8713812763798 | 226.7 | 1 | 1 | stuk | Emergency Lighting | BE41840 | LC (Conversion kit lumin) | stuk | Evago/Escape h<=4m/Opbouw | EVA-DLO | Emerge Led luminaire | EVA-DLO | B208035210 | 5.56
7TCA091160R0381 | 5520227051/13 | Active | 8713812763804 | 238.71 | 1 | 1 | stuk | Emergency Lighting | BE41840 | LC (Conversion kit lumin) | stuk | Evago/Escape h<=4m/Opbouw/LB400 | EVA-DLO/LB400 | Emerge Led luminaire | EVA-DLO/LB400 | B208035210 | 5.56
7TCA091160R0417 | 5523217057/13 | Active | 8713812764160 | 222.41 | 1 | 1 | stuk | Emergency Lighting | BE41840 | LA (Emergency luminaire) | stuk | Evago/Spot h<=4m/Opbouw | EVA-DSO | Emerge Led luminaire | EVA-DSO | B208035210 | 5.56
7TCA091160R0418 | 5523227057/13 | Active | 8713812764214 | 222.41 | 1 | 1 | stuk | Emergency Lighting | BE41840 | LA (Emergency luminaire) | stuk | Evago/Spot h<=4m/Opbouw/LB400 | EVA-DSO/LB400 | Emerge Led luminaire | EVA-DSO/LB400 | B208035210 | 5.56
7TCA091160R0436 | 5520217069/13 | Active | 8713812764771 | 234.12 | 1 | 1 | stuk | Emergency Lighting | BE41840 | LB (Emerge Led luminaire) | stuk | Evago/Area h>4m/Inbouw/Rond | EVA-R-DWI-X | Emerge Led luminaire | EVA-R-DWI-X | B208035210 | 5.56
7TCA091160R0437 | 5520217078/13 | Active | 8713812764788 | 234.12 | 1 | 1 | stuk | Emergency Lighting | BE41840 | LA (Emergency luminaire) | stuk | Evago/Escape h>4m/Inbouw/Vierkant | EVA-V-DLI-X | Emerge Led luminaire | EVA-V-DLI-X | B208035210 | 5.56
7TCA091160R0438 | 5520217079/13 | Active | 8713812764795 | 234.12 | 1 | 1 | stuk | Emergency Lighting | BE41840 | LA (Emergency luminaire) | stuk | Evago/Area h>4m/Inbouw/Vierkant | EVA-V-DWI-X | Emerge Led luminaire | EVA-V-DWI-X | B208035210 | 5.56
7TCA091160R0439 | 5520217068/13 | Active | 8713812764764 | 234.12 | 1 | 1 | stuk | Emergency Lighting | BE41840 | LB (Emerge Led luminaire) | stuk | Evago/Escape h>4m/Inbouw/Rond | EVA-R-DLI-X | Emerge Led luminaire | EVA-R-DLI-X | B208035210 | 5.56
7TCA091160R0446 | 7131955/13 | Active | 8713812765082 | 430.6 | 1 | 1 | stuk | Emergency Lighting | BE41840 | LA (Emergency luminaire) | stuk | Aqualux/119lm/IP65/IK10/-25->35°C/ZelfTest | aql 03a/1/zt/fr/led | Emerge Led luminaire | AQL 03A/1/ZT/FR/LED | B207035190 | 5.56
7TCA091160R0456 | 5530217051/13 | Active | 8713812765853 | 245.55 | 1 | 1 | stuk | Emergency Lighting | BE41840 | LA (Emergency luminaire) | stuk | Evago/Escape h<=4m/Opbouw/Zwart | EVA-DLO/ZWART | Emerge Led luminaire | EVA-DLO/ZWART | B208035210 | 5.56
7TCA091160R0457 | 5530217054/13 | Active | 8713812765877 | 245.46 | 1 | 1 | stuk | Emergency Lighting | BE41840 | LA (Emergency luminaire) | stuk | Evago/Area h<=4m/Opbouw/Zwart | EVA-DWO/ZWART | Emerge Led luminaire | EVA-DWO/ZWART | B208035210 | 5.56
7TCA091160R0458 | 5530217061/13 | Active | 8713812765914 | 234.12 | 1 | 1 | stuk | Emergency Lighting | BE41840 | LA (Emergency luminaire) | stuk | Evago/Escape h<=4m/Inbouw/Rond/Zwart | EVA-R-DLI/ZWART | Emerge Led luminaire | EVA-R-DLI/ZWART | B208035210 | 5.56
7TCA091160R0460 | 5530217064/13 | Active | 8713812765891 | 234.12 | 1 | 1 | stuk | Emergency Lighting | BE41840 | LA (Emergency luminaire) | stuk | Evago/Area h<=4m/Inbouw/Rond/Zwart | EVA-R-DWI/ZWART | Emerge Led luminaire | EVA-R-DWI/ZWART | B208035210 | 5.56
7TCA091160R0467 | 5510217074/13 | Active | 8713812765709 | 234.12 | 1 | 1 | stuk | Emergency Lighting | BE41840 | LA (Emergency luminaire) | stuk | Evago/Area h<=4m/Inbouw/Vierkant/Alu | EVA-V-DWI/ALU | Emerge Led luminaire | EVA-V-DWI/ALU | B208035210 | 5.56
7TCA091160R0468 | 5510217064/13 | Active | 8713812765662 | 234.12 | 1 | 1 | stuk | Emergency Lighting | BE41840 | LA (Emergency luminaire) | stuk | Evago/Area h<=4m/Inbouw/Rond/Alu | EVA-R-DWI/ALU | Emerge Led luminaire | EVA-R-DWI/ALU | B208035210 | 5.56
7TCA091160R0469 | 5510217054/13 | Active | 8713812765624 | 247.23 | 1 | 1 | stuk | Emergency Lighting | BE41840 | LA (Emergency luminaire) | stuk | Evago/Area h<=4m/Opbouw/Alu | EVA-DWO/ALU | Emerge Led luminaire | EVA-DWO/ALU | B208035210 | 5.56
7TCA091160R0470 | 5510217051/13 | Active | 8713812765617 | 247.33 | 1 | 1 | stuk | Emergency Lighting | BE41840 | LA (Emergency luminaire) | stuk | Evago/Escape h<=4m/Opbouw/Alu | EVA-DLO/ALU | Emerge Led luminaire | EVA-DLO/ALU | B208035210 | 5.56
7TCA091160R0471 | 5510217061/13 | Active | 8713812765655 | 234.12 | 1 | 1 | stuk | Emergency Lighting | BE41840 | LA (Emergency luminaire) | stuk | Evago/Escape h<=4m/Inbouw/Rond/Alu | EVA-R-DLI/ALU | Emerge Led luminaire | EVA-R-DLI/ALU | B208035210 | 5.56
7TCA091160R0473 | 5510217059/13 | Active | 8713812766454 | 251.07 | 1 | 1 | stuk | Emergency Lighting | BE41840 | LA (Emergency luminaire) | stuk | Evago/Area h>4m/Opbouw/Alu | EVA-DWO-X/ALU | Emergency luminaire | EVA-DWO-X/ALU | B208035210 | 5.56
7TCA091160R0477 | 5533217057 | Active | 8713812766683 | 242.32 | 1 | 1 | stuk | Emergency Lighting | BE41840 | LA (Emergency luminaire) | stuk | Evago/Spot h<=4m/Opbouw/Zwart | Eclairage de chemin de fuite montage mural hauteur jusqu'à 4 m inclus 1h 230VAC-50 Hz, permanent autotest en saillie carré RAL9011 noir série EVAGO | Self-contained 2 watt, black maintained wall mount led luminaire, + automatic self test series Evago lightdistribution spot (S) | EVA-DSO/ZWART | B208035210 | 5.56
7TCA091160R0481 | 5530217058 | Active | 8713812766904 | 270.99 | 1 | 1 | stuk | Emergency Lighting | BE41840 | LA (Emergency luminaire) | stuk | Evago/Escape h>4m/Opbouw/Zwart | Evago spot hauteur à partir de 4m, décentralisé 1h 230 VAC-50 Hz permanent (commutable) autotest en saillie - carrémontage plafond, noir, LED, série EVAGO | Self-contained 2 watt, for mounting from 4 meter upwards, black maintained surface mount led luminaire, incl. automatic self test, series Evago | EVA-DLO-X/ZWART | B208035210 | 5.56
7TCA091160R0483 | 5510217058/13 | Active | 8713812766973 | 225.54 | 1 | 1 | stuk | Emergency Lighting | BE41840 | LA (Emergency luminaire) | stuk | Evago/Escape h>4m/Opbouw/Alu | EVA-DLO-X/ALU | Emerge Led luminaire | EVA-DLO-X/ALU | B208035210 | 5.56
7TCA091160R0486 | 5530217069/13 | Active | 8713812767253 | 234.12 | 1 | 1 | stuk | Emergency Lighting | BE41840 | LA (Emergency luminaire) | stuk | Evago/Area h>4m/Inbouw/Rond/Zwart | EVA-R-DWI-X/ZWART | Emerge Led luminaire | EVA-R-DWI-X/ZWART | B208035210 | 5.56
7TCA091160R0487 | 5530217074/13 | Active | 8713812767307 | 243.21 | 1 | 1 | stuk | Emergency Lighting | BE41840 | LA (Emergency luminaire) | stuk | Evago/Area h<=4m/Inbouw/Vierkant/Zwart | EVA-V-DWI/ZWART | Emerge Led luminaire | EVA-V-DWI/ZWART | B208035210 | 5.56
7TCA091160R0488 | 5530217071/13 | Active | 8713812767468 | 243.21 | 1 | 1 | stuk | Emergency Lighting | BE41840 | LA (Emergency luminaire) | stuk | Evago/Escape h<=4m/Inbouw/Vierkant/Zwart | LED lumiere de secours EVA-V-DLI/ZWART | Emerge Led luminaire EVA-V-DLI/ZWART | EVA-V-DLI/ZWART | B208035210 | 5.56
7TCA091160R0502 | 6331031-010 | Active | 8713812767437 | 76.81 | 1 | 1 | stuk | Emergency Lighting | BE41840 | LA (Emergency luminaire) | stuk | SoloAcc./Geartray | Interieur complet SOLO-P/ZT | Self-contained 3 hours 2 watt maintained surface mount led geartray, including automatic self test, series Solo | GEARTRAY SOLO-P/ZT | B207035190 | 5.14
7TCA091160R0504 | 5530217068/13 | Active | 8713812768045 | 236.21 | 1 | 1 | stuk | Emergency Lighting | BE41840 | LA (Emergency luminaire) | stuk | Evago/Escape h>4m/Inbouw/Rond/Zwart | Eclairage de chemin de fuite hauteur à p artir de 4 m (lentille B + lentille C), décentralisé - 1 h d'autonomie, 230 V CA -50 Hz, permanent (commutable), autotest | Self-contained 2 watt, designed for moun ting from 4 meter upwards,round black ma intained recess led luminaire, including automatic self test, series Evago. Ligh | EVA-R-DLI-X/ZWART | B208035210 | 5.14
7TCA091160R0506 | 5530217078/13 | Active | 8713812768229 | 236.21 | 1 | 1 | stuk | Emergency Lighting | BE41840 | LA (Emergency luminaire) | stuk | Evago/Escape h>4m/Inbouw/Vierkant/Zwart | Eclairage de chemin de fuite hauteur à p artir de 4 m (lentille B + lentille C), décentralisé - 1 h d'autonomie, 230 V CA -50 Hz, permanent (commutable), autotest | Self-contained 2 watt, designed for moun ting from 4 meter upwards,square black m aintained recess led luminaire, includin g automatic self test, series Evago. Lig | EVA-V-DLI-X/ZWART | B208035210 | 5.14
7TCA091160R0507 | 4530216062 | Active | 8713812767574 | 395.9 | 1 | 1 | stuk | Emergency Lighting | BE41840 | LA (Emergency luminaire) | stuk | Evago/Sign22cm/ArrowUp/Inb.Plafond/Zwart | Evago 22 mètre LED 1h - permanent - auto test - encastré - noir | Self-contained 2 watt, black maintained recess 22 meter led luminaire, including automatic self test, series Evago, including the pictogram PP 220/51 | EVA-DIP-22/ZWART | B208035210 | 5.14
7TCA091160R0508 | 4530216063 | Active | 8713812767611 | 433.2 | 1 | 1 | stuk | Emergency Lighting | BE41840 | LA (Emergency luminaire) | stuk | Evago/Sign32cm/ArrowUp/Inb.Plafond/Zwart | Evago 32 mètre LED 1h - permanent - auto test - encastré - noir | Self-contained 4 watt, black maintained recess 32 meter led luminaire, including automatic self test, series Evago, including the pictogram PP 320/51 | EVA-DIP-32/ZWART | B208035210 | 5.14
7TCA091160R0509 | 4530216052 | Active | 8713812767581 | 413.34 | 1 | 1 | stuk | Emergency Lighting | BE41840 | LA (Emergency luminaire) | stuk | Evago/Sign22cm/ArrowUp/Opb.Plafond/Zwart | Evago 22 mètre LED 1h - permanent - auto test - apparente - noir | Self-contained 2 watt, black maintained surface 22 meter led luminaire including automatic self test, series Evago, including the pictogram PP 220/51 | EVA-DOP-22/ZWART | B208035210 | 5.14
7TCA091160R0510 | 4530216053 | Active | 8713812767628 | 475.95 | 1 | 1 | stuk | Emergency Lighting | BE41840 | LA (Emergency luminaire) | stuk | Evago/Sign32cm/ArrowUp/Opb.Plafond/Zwart | Evago 32 mètre LED 1h - permanent - bloc adressable - apparente - noir | Self-contained 4 watt, black maintained surface 32 meter led luminaire including automatic self test, series Evago, including the pictogram PP 320/51 | EVA-DOP-32/ZWART | B208035210 | 5.14
7TCA091160R0511 | 4533216052 | Active | 8713812767550 | 394.31 | 1 | 1 | stuk | Emergency Lighting | BE41840 | LA (Emergency luminaire) | stuk | Evago/Sign22cm/ArrowUp/Opb.Wand/Zwart | Evago 22 mètre LED 1h - permanent - auto test - montage mural - noir | Self-contained 2 watt, black maintained surface wall mounted 22 m led luminaire, including automatic self test series Evago,including the pictogram PP 220/51 | EVA-DOW-22/ZWART | B208035210 | 5.14
7TCA091160R0512 | 4533216053 | Active | 8713812767598 | 500.33 | 1 | 1 | stuk | Emergency Lighting | BE41840 | LA (Emergency luminaire) | stuk | Evago/Sign32cm/ArrowUp/Opb.Wand/Zwart | Evago 32 mètre LED 1h - permanent - auto test - montage mural - noir | Self-contained 4 watt, black maintained surface wall mounted 32 m led luminaire, including automatic self test series Evago including the pictogram PP 320/51 | EVA-DOW-32/ZWART | B208035210 | 5.14
7TCA091160R0538 | 1950295322/13 | Active | 8713812769080 | 346.49 | 1 | 1 | stuk | Emergency Lighting | BE41840 | LD (Electrical acc lumin) | stuk | Horizon/LED/Opbouw/ZelfTest/3hrs | Permanent 2x1 W 3 h led autotest IP40 | Self-contained 1 watt, 3 h maintained surface mount led luminaire, including automatic self test, series Horizon | HOR/A/3/ZT/LED | B207035190 | 5.56
7TCA091160R0539 | 1850295322/13 | Active | 8713812769097 | 346.49 | 1 | 1 | stuk | Emergency Lighting | BE41840 | LD (Electrical acc lumin) | stuk | Horizon/LED/Opbouw/ZelfTest/DubbelZ/3hrs | Permanent 1x2 W 3 h led autotest - encastré | Self-contained 2 watt, 3 h maintained recess led luminaire, including automatic self test, series Horizon | HOR/A/3/ZT/LED/DZ | B207035190 | 5.56
7TCA091160R0540 | 1800295322/13 | Active | 8713812769110 | 376.93 | 1 | 1 | stuk | Emergency Lighting | BE41840 | LD (Electrical acc lumin) | stuk | Horizon/LED/Inbouw/ZelfTest/DubbelZ/3hrs | Permanent 1x2 W 3 h led autotest - encastré | Self-contained 2 watt, 3 h maintained recess led luminaire, including automatic self test, series Horizon | HORI/A/3/ZT/LED/DZ | B207035190 | 5.56
7TCA091160R0542 | 5510217069 | Active | 8713812769202 | 236.4 | 1 | 1 | stuk | Emergency Lighting | BE41840 | LA (Emergency luminaire) | stuk | Evago/Area h>4m/Inbouw/Rond/Alu | EVA-R-DWI-X/ALU | Self-contained 2 watt, designed for mounting from 4 meter upwards, round alu maintained recess led luminaire, + automatic self test, series Evago | EVA-R-DWI-X/ALU | B208035210 | 5.56
7TCA091160R0543 | 5510217068 | Active | 8713812769240 | 236.4 | 1 | 1 | stuk | Emergency Lighting | BE41840 | LA (Emergency luminaire) | stuk | Evago/Escape h>4m/Inbouw/Rond/Alu | EVA-R-DLI-X/ALU | Self-contained 2 watt, designed for mounting from 4 meter upwards, round alu maintained recess led luminaire, + automatic self test, series Evago | EVA-R-DLI-X/ALU | B208035210 | 5.56
7TCA091160R0544 | 5530217079 | Active | 8713812769196 | 236.4 | 1 | 1 | stuk | Emergency Lighting | BE41840 | LA (Emergency luminaire) | stuk | Evago/Area h>4m/Inbouw/Vierkant/Zwart | EVA-V-DWI-X/ZWART | Self-contained 2 watt, designed for mounting from 4 meter upwards, square black maintained recess led luminaire, + automatic self test, series Evago | EVA-V-DWI-X/ZWART | B208035210 | 5.56
7TCA091160R0546 | 5510217079 | Active | 8713812769233 | 236.4 | 1 | 1 | stuk | Emergency Lighting | BE41840 | LA (Emergency luminaire) | stuk | Evago/Area h>4m/Inbouw/Vierkant/Alu | EVA-V-DWI-X/ALU | Self-contained 2 watt, designed for mounting from 4 meter upwards square alu maintained recess led luminaire, + automatic self test, series Evago | EVA-V-DWI-X/ALU | B208035210 | 5.56
7TCA091160R0550 | 5513217057/13 | Active | 8713812769301 | 246.19 | 1 | 1 | stuk | Emergency Lighting | BE41840 | LA (Emergency luminaire) | stuk | Evago/Spot h<=4m/Opbouw/Alu | EVA-DSO/ALU | EVA-DSO/ALU | EVA-DSO/ALU | B208035210 | 5.14
7TCA091160R0583 | XT100ST | Active | 05415022474145 | 80 | 1 | 1 | stuk | Emergency Lighting | BE41840 | LA (Emergency luminaire) | stuk | PRIMEVO/Escape+Sign/Opb/ZT/IP65 | PRIMEVO/Evac+Sign/Surface/AT/IP65 | PrimEVO XT100 ST für Wand- und Deckenaufbaumontage | PRIMEVO/Escape +Sign/Surface/AT/IP65 | B208035100 | 5.56
7TCA091160R0590 | 4510236052 | Active | 8713812770703 | 344.15 | 1 | 1 | stuk | Emergency Lighting | BE41840 | LA (Emergency luminaire) | stuk | Evago/Sign22cm/ArrowUp/OpbouwPlafond/3hrs | Evago 22 mètre LED 3h - permanent - autotest - apparente | Self-contained 2 watt 3 hours aluminium maintained surface 22meter led luminaire , including automatic self test, series Evago, including the pictogram PP 220/51 | EVA-DOP-22/3 | B208035210 | 5.14
7TCA091160R0591 | 5530237064 | Active | 8713812770697 | 276.76 | 1 | 1 | stuk | Emergency Lighting | BE41840 | LA (Emergency luminaire) | stuk | Evago/Area h<=4m/Inbouw/Rond/3hrs/Zwart | Eclairage antipanique hauteur jusqu'à 4m + lentille D décentralisé 3h d'autonomie 230 V CA permanent autotest encastré noir montage plafond LED série EVAGO | Self-contained 2 W 3 hours, round black maintained recess led luminaire incl. automatic self test, series Evago. Light distribution: wide (W) | EVA-R-DWI/3/ZWART | B208035210 | 5.14
7TCA091160R0592 | 5530237054 | Active | 8713812770680 | 263.53 | 1 | 1 | stuk | Emergency Lighting | BE41840 | LA (Emergency luminaire) | stuk | Evago/Area h<=4m/Opbouw/3hrs/Zwart | Eclairage antipanique, décentralisé 3 h 230 V AC-50 Hz permanent autotest en saillie carré montage plafond noir LED série EVAGO | Self-contained 2 watt 3 hours, black maintained surface mount led luminaire, including automatic self test, series Evago. Light distribution: wide (W) | EVA-DWO/3/ZWART | B208035210 | 5.14
7TCA091160R0595 | 65760230 | Active | 8713812770444 | 343.14 | 1 | 1 | stuk | Emergency Lighting | BE41840 | LA (Emergency luminaire) | stuk | Lutia/LED/IP65/IK10/-20->40°C/ZelfT./LightS | Permanent 2W led 1h IP65 - autotest crépusculaire + resistant | Self-contained 2 watt maintained surface mount led luminaire including heating element en daylight sensor and automatic self test, series Lutia | LTA-DLO/3 | B208035210 | 5.14
7TCA091160R0599 | 5520237061 | Active | 8713812771106 | 269.07 | 1 | 1 | stuk | Emergency Lighting | BE41840 | LA (Emergency luminaire) | stuk | Evago/Escape h<=4m/Inbouw/Rond/3hrs | EVA-R-DLI/3 | EVA-R-DLI/3 | EVA-R-DLI/3 | B208035210 | 5.14
7TCA091180R0016 | 1800295133/13 | Active | 8713812750866 | 386.28 | 1 | 1 | stuk | Emergency Lighting | BE41840 | LD (Electrical acc lumin) | stuk | Horizon/LED/Inbouw/Naveo/DubbelZ/1hr | hori/a/1/cis/led/dz | Emerge Led luminaire | HORI/A/1/CIS/LED/DZ | B207035190 | 5.56
7TCA091180R0017 | 1850295133/13 | Active | 8713812750873 | 355.85 | 1 | 1 | stuk | Emergency Lighting | BE41840 | LD (Electrical acc lumin) | stuk | Horizon/LED/Opbouw/Naveo/DubbelZ/1hr | HOR/A/1/CIS/LED/DZ | Emerge Led luminaire | HOR/A/1/CIS/LED/DZ | B207035190 | 5.56
7TCA091180R0018 | 1850295133/1301 | Active | 8713812750842 | 330.1 | 1 | 1 | stuk | Emergency Lighting | BE41840 | LD (Electrical acc lumin) | stuk | HorizonReno/LED/Opbouw/Naveo/DubbelZ/1hr | Module de rénovation RHOR/A/1/CIS/LED/DZ Module de rénovation RHOR/A/1/CIS/LED/DZ | Emerge Led luminaire | RHOR/A/1/CIS/LED/DZ | B207035190 | 5.56
7TCA091180R0019 | 1900295133/13 | Active | 8713812750736 | 386.28 | 1 | 1 | stuk | Emergency Lighting | BE41840 | LD (Electrical acc lumin) | stuk | Horizon/LED/Inbouw/Naveo/1hr | HORI/A/1/CIS/LED | Emerge Led luminaire | HORI/A/1/CIS/LED | B207035190 | 5.56
7TCA091180R0020 | 1950295133/13 | Active | 8713812750897 | 355.85 | 1 | 1 | stuk | Emergency Lighting | BE41840 | LD (Electrical acc lumin) | stuk | Horizon/LED/Opbouw/Naveo/1hr | HOR/A/1/CIS/LED | Emerge Led luminaire | HOR/A/1/CIS/LED | B207035190 | 5.56
7TCA091180R0021 | 1950295133/1301 | Active | 8713812750811 | 330.1 | 1 | 1 | stuk | Emergency Lighting | BE41840 | LD (Electrical acc lumin) | stuk | HorizonReno/LED/Opbouw/Naveo/1hr | Module de rénovation RHOR/A/1/CIS/LED Module de rénovation RHOR/A/1/CIS/LED | Emerge Led luminaire | RHOR/A/1/CIS/LED | B207035190 | 5.56
7TCA091180R0046 | 32146104/1304 | Active | 8713812751344 | 443.07 | 1 | 1 | stuk | Emergency Lighting | BE41840 | LA (Emergency luminaire) | stuk | Serega/VanLien Ser-Ed/Mfd Incl.Ser-Fcx | ser-ed/mfd incl. ser-fcx | Emerge Led luminaire | SER-ED/MFD INCL. SER-FCX | B208035210 | 5.56
7TCA091180R0047 | 32147104/1304 | Active | 8713812751351 | 443.07 | 1 | 1 | stuk | Emergency Lighting | BE41840 | LA (Emergency luminaire) | stuk | Serega/VanLien Ser-Ed/Mfd Incl.Ser-Fox | ser-ed/mfd incl. ser-fox | Emerge Led luminaire | SER-ED/MFD INCL. SER-FOX | B208035210 | 5.56
7TCA091180R0048 | 32148104/1304 | Active | 8713812751368 | 443.07 | 1 | 1 | stuk | Emergency Lighting | BE41840 | LA (Emergency luminaire) | stuk | Serega/VanLien Ser-Ed/Mfd Incl.Ser-Fix | ser-ed/mfd incl. ser-fix | Emerge Led luminaire | SER-ED/MFD INCL. SER-FIX | B208035210 | 5.56
7TCA091180R0101 | 6141053/13 | Active | 8713812750712 | 400.74 | 1 | 1 | stuk | Emergency Lighting | BE41840 | LD (Electrical acc lumin) | stuk | Aqualux/89lm/IP65/IK10/0->35°C/Naveo | AQL 02A/1/CIS/LED | Emerge Led luminaire | AQL 02A/1/CIS/LED | B207035190 | 5.56
7TCA091180R0102 | 6141853/13 | Active | 8713812753416 | 517.5 | 1 | 1 | stuk | Emergency Lighting | BE41840 | LD (Electrical acc lumin) | stuk | Aqualux/89lm/IP65/IK10/-25-35°C/Naveo/LightS | aql 02a/1/cis/ls/led | Emerge Led luminaire | AQL 02A/1/CIS/LS/LED | B207035190 | 5.56
7TCA091180R0104 | 6141953/13 | Active | 8713812750705 | 470.79 | 1 | 1 | stuk | Emergency Lighting | BE41840 | LE (Central Battery Unit) | stuk | Aqualux/89lm/IP65/IK10/-25->35°C/Naveo | aql 02a/1/cis/fr/led | Emerge Led luminaire | AQL 02A/1/CIS/FR/LED | B207035190 | 5.56
7TCA091180R0140 | 7141055/13 | Active | 8713812757148 | 416.82 | 1 | 1 | stuk | Emergency Lighting | BE41840 | LE (Central Battery Unit) | stuk | Aqualux/119lm/IP65/IK10/0->35°C/Naveo | AQL 03A/1/CIS/LED | Emerge Led luminaire | AQL 03A/1/CIS/LED | B207035190 | 5.56
7TCA091180R0143 | 32110104/13 | Active | 8713812758541 | 213.12 | 1 | 1 | stuk | Emergency Lighting | BE41840 | LA (Emergency luminaire) | stuk | Serega/Electr.Box/Opbouw/Naveo???? | SER-ED/MD | Emerge Led luminaire | SER-ED/MD | B208035210 | 5.56
7TCA091180R0165 | 14062134/13 | Active | 8713812760933 | 251.67 | 1 | 1 | stuk | Emergency Lighting | BE41840 | LA (Emergency luminaire) | stuk | Previx/Sign 25m/Opbouw/Naveo/LB400 | pre-1/cis/lb400/led | Emerge Led luminaire | PRE-1/CIS/LB400/LED | B207035190 | 5.56
7TCA091180R0166 | 14063134/13 | Active | 8713812760940 | 250.5 | 1 | 1 | stuk | Emergency Lighting | BE41840 | LC (Conversion kit lumin) | stuk | Previx/Escape/Opbouw/Naveo/LB400 | pre-1/v/cis/lb400/led | Emerge Led luminaire | PRE-1/V/CIS/LB400/LED | B207035190 | 5.56
7TCA091180R0167 | 24063134/13 | Active | 8713812760957 | 275.09 | 1 | 1 | stuk | Emergency Lighting | BE41840 | LC (Conversion kit lumin) | stuk | Previx/Escape/Inbouw/Naveo/LB400 | pre-1/r/cis/lb400/led | Emerge Led luminaire | PRE-1/R/CIS/LB400/LED | B207035190 | 5.56
7TCA091180R0176 | 4510216152/13 | Active | 8713812762401 | 344.16 | 1 | 1 | stuk | Emergency Lighting | BE41840 | LA (Emergency luminaire) | stuk | Evago/Sign22cm/ArrowUp/Opb.Plafond/Naveo | EVA-DOP-22/CIS | Emerge Led luminaire | EVA-DOP-22/CIS | B208035070 | 5.56
7TCA091180R0177 | 4510216153/13 | Active | 8713812762418 | 380.44 | 1 | 1 | stuk | Emergency Lighting | BE41840 | LA (Emergency luminaire) | stuk | Evago/Sign32cm/ArrowUp/Opb.Plafond/Naveo | EVA-DOP-32/CIS | Emerge Led luminaire | EVA-DOP-32/CIS | B208035070 | 5.56
7TCA091180R0178 | 4510216162/13 | Active | 8713812762432 | 393.31 | 1 | 1 | stuk | Emergency Lighting | BE41840 | LA (Emergency luminaire) | stuk | Evago/Sign22cm/ArrowUp/Inb.Plafond/Naveo | EVA-DIP-22/CIS | Emerge Led luminaire | EVA-DIP-22/CIS | B208035070 | 5.56
7TCA091180R0179 | 4510216163/13 | Active | 8713812762449 | 429.61 | 1 | 1 | stuk | Emergency Lighting | BE41840 | LA (Emergency luminaire) | stuk | Evago/Sign32cm/ArrowUp/Inb.Plafond/Naveo | EVA-DIP-32/CIS | Emerge Led luminaire | EVA-DIP-32/CIS | B208035070 | 5.56
7TCA091180R0180 | 4513216152/13 | Active | 8713812762548 | 367.54 | 1 | 1 | stuk | Emergency Lighting | BE41840 | LA (Emergency luminaire) | stuk | Evago/Sign22cm/ArrowUp/Opb.Wand/Naveo | EVA-DOW-22/CIS | Emerge Led luminaire | EVA-DOW-22/CIS | B208035070 | 5.56
7TCA091180R0181 | 4513216153/13 | Active | 8713812762555 | 380.44 | 1 | 1 | stuk | Emergency Lighting | BE41840 | LA (Emergency luminaire) | stuk | Evago/Sign32cm/ArrowUp/Opb.Wand/Naveo | EVA-DOW-32/CIS | Emerge Led luminaire | EVA-DOW-32/CIS | B208035070 | 5.56
7TCA091180R0192 | 5520227164/13 | Active | 8713812763217 | 279.76 | 1 | 1 | stuk | Emergency Lighting | BE41840 | LA (Emergency luminaire) | stuk | Evago/Area h<=4m/Inbouw/Rond/Naveo/LB400 | eva-r-dwi/cis/lb400 | Emerge Led luminaire | EVA-R-DWI/CIS/LB400 | B208035210 | 5.56
7TCA091180R0193 | 5520217164/13 | Active | 8713812763200 | 265.72 | 1 | 1 | stuk | Emergency Lighting | BE41840 | LA (Emergency luminaire) | stuk | Evago/Area h<=4m/Inbouw/Rond/Naveo | EVA-R-DWI/CIS | Emerge Led luminaire | EVA-R-DWI/CIS | B208035210 | 5.56
7TCA091180R0194 | 5520217171/13 | Active | 8713812763149 | 279.76 | 1 | 1 | stuk | Emergency Lighting | BE41840 | LA (Emergency luminaire) | stuk | Evago/Escape h<=4m/Inbouw/Vierkant/Naveo | EVA-V-DLI/CIS | Emerge Led luminaire | EVA-V-DLI/CIS | B208035210 | 5.56
7TCA091180R0195 | 5520227161/13 | Active | 8713812763101 | 279.76 | 1 | 1 | stuk | Emergency Lighting | BE41840 | LA (Emergency luminaire) | stuk | Evago/Escape h<=4m/Inbouw/Rond/Naveo/LB400 | eva-r-dli/cis/lb400 | Emerge Led luminaire | EVA-R-DLI/CIS/LB400 | B208035210 | 5.56
7TCA091180R0196 | 5520217161/13 | Active | 8713812763095 | 265.72 | 1 | 1 | stuk | Emergency Lighting | BE41840 | LA (Emergency luminaire) | stuk | Evago/Escape h<=4m/Inbouw/Rond/Naveo | EVA-R-DLI/CIS | Emerge Led luminaire | EVA-R-DLI/CIS | B208035210 | 5.56
7TCA091180R0197 | 5520217174/13 | Active | 8713812763262 | 279.76 | 1 | 1 | stuk | Emergency Lighting | BE41840 | LA (Emergency luminaire) | stuk | Evago/Area h<=4m/Inbouw/Vierkant/Naveo | EVA-V-DWI/CIS | Emerge Led luminaire | EVA-V-DWI/CIS | B208035210 | 5.56
7TCA091180R0198 | 5520227174/13 | Active | 8713812763279 | 279.76 | 1 | 1 | stuk | Emergency Lighting | BE41840 | LA (Emergency luminaire) | stuk | Evago/Area h<=4m/Inb./Vierk./Naveo/LB400 | eva-v-dwi/cis/lb400 | Emerge Led luminaire | EVA-V-DWI/CIS/LB400 | B208035210 | 5.56
7TCA091180R0199 | 5520227171/13 | Active | 8713812763156 | 279.76 | 1 | 1 | stuk | Emergency Lighting | BE41840 | LA (Emergency luminaire) | stuk | Evago/Escape h<=4m/Inb./Vierk./Naveo/LB400 | eva-v-dli/cis/lb400 | Emerge Led luminaire | EVA-V-DLI/CIS/LB400 | B208035210 | 5.56
7TCA091180R0204 | 5520217159/13 | Active | 8713812763972 | 266.89 | 1 | 1 | stuk | Emergency Lighting | BE41840 | LA (Emergency luminaire) | stuk | Evago/Area h>4m/Opbouw/Naveo | EVA-DWO-X/CIS | Emerge Led luminaire | EVA-DWO-X/CIS | B208035210 | 5.56
7TCA091180R0205 | 5520227159/13 | Active | 8713812764009 | 266.89 | 1 | 1 | stuk | Emergency Lighting | BE41840 | LA (Emergency luminaire) | stuk | Evago/Area h>4m/Opbouw/Naveo/LB400 | eva-dwo-x/cis/lb400 | Emerge Led luminaire | EVA-DWO-X/CIS/LB400 | B208035210 | 5.56
7TCA091180R0211 | 5520227158/13 | Active | 8713812764092 | 266.89 | 1 | 1 | stuk | Emergency Lighting | BE41840 | LA (Emergency luminaire) | stuk | Evago/Escape h>4m/Opbouw/Naveo/LB400 | eva-dlo-x/cis/lb400 | Emerge Led luminaire | EVA-DLO-X/CIS/LB400 | B208035210 | 5.56
7TCA091180R0212 | 5520217158/13 | Active | 8713812764085 | 261.03 | 1 | 1 | stuk | Emergency Lighting | BE41840 | LA (Emergency luminaire) | stuk | Evago/Escape h>4m/Opbouw/Naveo | EVA-DLO-X/CIS | Emerge Led luminaire | EVA-DLO-X/CIS | B208035210 | 5.56
7TCA091180R0218 | 5520217154/13 | Active | 8713812763873 | 266.89 | 1 | 1 | stuk | Emergency Lighting | BE41840 | LA (Emergency luminaire) | stuk | Evago/Area h<=4m/Opbouw/Naveo | EVA-DWO/CIS | Emerge Led luminaire | EVA-DWO/CIS | B208035210 | 5.56
7TCA091180R0219 | 5520227154/13 | Active | 8713812763880 | 266.89 | 1 | 1 | stuk | Emergency Lighting | BE41840 | LA (Emergency luminaire) | stuk | Evago/Area h<=4m/Opbouw/Naveo/LB400 | EVA-DWO/CIS/LB400 | Emerge Led luminaire | EVA-DWO/CIS/LB400 | B208035210 | 5.56
7TCA091180R0222 | 5520217151/13 | Active | 8713812763811 | 254.02 | 1 | 1 | stuk | Emergency Lighting | BE41840 | LA (Emergency luminaire) | stuk | Evago/Escape h<=4m/Opbouw/Naveo | EVA-DLO/CIS | Emerge Led luminaire | EVA-DLO/CIS | B208035210 | 5.56
7TCA091180R0223 | 5520227151/13 | Active | 8713812763828 | 266.89 | 1 | 1 | stuk | Emergency Lighting | BE41840 | LA (Emergency luminaire) | stuk | Evago/Escape h<=4m/Opbouw/Naveo/LB400 | EVA-DLO/CIS/LB400 | Emerge Led luminaire | EVA-DLO/CIS/LB400 | B208035210 | 5.56
7TCA091180R0232 | 5523227157/13 | Active | 8713812764207 | 272.08 | 1 | 1 | stuk | Emergency Lighting | BE41840 | LA (Emergency luminaire) | stuk | Evago/Spot h<=4m/Opbouw/Naveo/LB400 | EVA-DSO/CIS/LB400 | Emerge Led luminaire | EVA-DSO/CIS/LB400 | B208035210 | 5.56
7TCA091180R0233 | 5523217157/13 | Active | 8713812764177 | 266.89 | 1 | 1 | stuk | Emergency Lighting | BE41840 | LA (Emergency luminaire) | stuk | Evago/Spot h<=4m/Opbouw/Naveo | EVA-DSO/CIS | Emerge Led luminaire | EVA-DSO/CIS | B208035210 | 5.56
7TCA091180R0247 | 5520217169/13 | Active | 8713812764979 | 279.76 | 1 | 1 | stuk | Emergency Lighting | BE41840 | LA (Emergency luminaire) | stuk | Evago/Area h>4m/Inbouw/Rond/Naveo | EVA-R-DWI-X/CIS | Emerge Led luminaire | EVA-R-DWI-X/CIS | B208035210 | 5.56
7TCA091180R0248 | 5520217168/13 | Active | 8713812764962 | 279.76 | 1 | 1 | stuk | Emergency Lighting | BE41840 | LA (Emergency luminaire) | stuk | Evago/Escape h>4m/Inbouw/Rond/Naveo | EVA-R-DLI-X-CIS | Emerge Led luminaire | EVA-R-DLI-X-CIS | B208035210 | 5.56
7TCA091180R0249 | 5520217178/13 | Active | 8713812764955 | 279.76 | 1 | 1 | stuk | Emergency Lighting | BE41840 | LA (Emergency luminaire) | stuk | Evago/Escape h>4m/Inbouw/vierkant/Naveo | EVA-V-DLI-X-CIS | Emerge Led luminaire | EVA-V-DLI-X-CIS | B208035210 | 5.56
7TCA091180R0250 | 5520217179/13 | Active | 8713812764948 | 279.76 | 1 | 1 | stuk | Emergency Lighting | BE41840 | LA (Emergency luminaire) | stuk | Evago/Area h>4m/Inbouw/vierkant/Naveo | EVA-V-DWI-X/CIS | Emerge Led luminaire | EVA-V-DWI-X/CIS | B208035210 | 5.56
7TCA091180R0263 | 5510217154/13 | Active | 8713812765730 | 266.89 | 1 | 1 | stuk | Emergency Lighting | BE41840 | LA (Emergency luminaire) | stuk | Evago/Area h<=4m/Opbouw/Naveo/Alu | EVA-DWO/CIS/ALU | Emerge Led luminaire | EVA-DWO/CIS/ALU | B208035210 | 5.56
7TCA091180R0265 | 5510217151/13 | Active | 8713812765969 | 266.89 | 1 | 1 | stuk | Emergency Lighting | BE41840 | LA (Emergency luminaire) | stuk | Evago/Escape h<=4m/Opbouw/Naveo/Alu | EVA-DLO/CIS/ALU | Emerge Led luminaire | EVA-DLO/CIS/ALU | B208035210 | 5.56
7TCA091180R0268 | 5530217154/13 | Active | 8713812766034 | 300.63 | 1 | 1 | stuk | Emergency Lighting | BE41840 | LA (Emergency luminaire) | stuk | Evago/Area h<=4m/Opbouw/Naveo/Zwart | EVA-DWO/CIS/ZWART | Emergency Led luminaire | EVA-DWO/CIS/ZWART | B208035210 | 5.56
7TCA091180R0271 | 5533217157/13 | Active | 8713812768069 | 266.74 | 1 | 1 | stuk | Emergency Lighting | BE41840 | LA (Emergency luminaire) | stuk | Evago/Spot h<=4m/Opbouw/Naveo/Zwart | Eclairage de chemin de fuite montage mur al hauteur jusqu'à 4 m inclus (lentille G), décentralisé - 1 h d'autonomie, 230 V AC-50 Hz, permanent (commutable), blo | Self-contained 2 watt, black maintained wall mount led luminaire, including cont rol module, series Evago. Light distribu tion: spot (S), for example staircases, | EVA-DSO/CIS/ZWART | B208035210 | 5.14
7TCA091180R0272 | 5530217151/13 | Active | 8713812768052 | 271.82 | 1 | 1 | stuk | Emergency Lighting | BE41840 | LA (Emergency luminaire) | stuk | Evago/Escape h<=4m/Opbouw/Naveo/Zwart | Eclairage chemin de fuite, décentralisé - 1 h d'autonomie, 230 V AC-50 Hz, perma nent (commutable), bloc adressable, en s aillie - carré, montage plafond, noir RA | Self-contained 2 watt, black maintained surface mount led luminaire, including c ontrol module, series Evago. Light distr ibution: long (L), for example hallways, | EVA-DLO/CIS/ZWART | B208035210 | 5.14
7TCA091180R0275 | 4533216153 | Active | 8713812767673 | 436.96 | 1 | 1 | stuk | Emergency Lighting | BE41840 | LA (Emergency luminaire) | stuk | Evago/Sign32cm/ArrowUp/Opb.Wand/Naveo/Zwart | Evago 32 mètre LED 1h, noir - permanent - bloc adressable - montage mural | Self-contained 4 watt, black maintained surface wall mounted 32 m led luminaire, including control module series Evago including the pictogram PP 320/51 | EVA-DOW-32/CIS/ZWART | B208035210 | 5.56
7TCA091180R0276 | 4533216152 | Active | 8713812767642 | 433.22 | 1 | 1 | stuk | Emergency Lighting | BE41840 | LA (Emergency luminaire) | stuk | Evago/Sign22cm/ArrowUp/Opb.Wand/Naveo/Zwart | Evago 22 mètre LED 1h, noir - permanent - bloc adressable - montage mural | Self-contained 2 watt, black maintained surface wall mounted 22 m led luminaire, including control module series Evago, including the pictogram PP 220/51 | EVA-DOW-22/CIS/ZWART | B208035210 | 5.56
7TCA091180R0277 | 5530217164/13 | Active | 8713812768366 | 285.19 | 1 | 1 | stuk | Emergency Lighting | BE41840 | LA (Emergency luminaire) | stuk | Evago/Area h<=4m/Inbouw/Rond/Naveo/Zwart | Eclairage antipanique hauteur jusqu'à 4m + (lentille D), décentralisé - 1 h d' autonomie 230V permanent bloc adressable , encastré, LED, série EVAGO | Self-contained 2 watt, round black maintained recess led luminaire +control module, series Evago Light distribution : wide (W), for example canteens | EVA-R-DWI/CIS/ZWART | B208035210 | 5.56
7TCA091180R0278 | 5530217161/13 | Active | 8713812768373 | 285.19 | 1 | 1 | stuk | Emergency Lighting | BE41840 | LA (Emergency luminaire) | stuk | Evago/Escape h<=4m/Inbouw/Rond/Naveo/Zwart | Eclairage de chemin de fuite hauteur jusque 4m + (lentille A), décentralisé - 1 h d'autonomie 230V, permanent, bloc adressable, encastré, LED, série EVAGO | Self-contained 2 watt, round black maintained recess led luminaire +control module, series Evago Light distribution : long (L), for example hallways | EVA-R-DLI/CIS/ZWART | B208035210 | 5.56
7TCA091180R0279 | 4530216163 | Active | 8713812767710 | 479.46 | 1 | 1 | stuk | Emergency Lighting | BE41840 | LA (Emergency luminaire) | stuk | Evago/Sign32cm/ArrowUp/Inb.Plaf./Naveo/Zwart | Evago 32 mètre LED 1h, noir - permanent - bloc adressable - encastré | Self-contained 4 watt, black maintained recess 32 meter led luminaire, including control module, series Evago,including the pictogram PP 320/51 | EVA-DIP-32/CIS/ZWART | B208035210 | 5.56
7TCA091180R0280 | 4530216152 | Active | 8713812767833 | 391.52 | 1 | 1 | stuk | Emergency Lighting | BE41840 | LA (Emergency luminaire) | stuk | Evago/Sign22cm/ArrowUp/Opb.Plaf./Naveo/Zwart | Evago 22 mètre LED 1h, noir - permanent - bloc adressable - apparente | Self-contained 2 watt, black maintained surface 22 meter led luminaire including control module, series Evago, including the pictogram PP 220/51 | EVA-DOP-22/CIS/ZWART | B208035210 | 5.56
7TCA091180R0281 | 4530216162 | Active | 8713812767758 | 440.91 | 1 | 1 | stuk | Emergency Lighting | BE41840 | LA (Emergency luminaire) | stuk | Evago/Sign22cm/ArrowUp/Inb.Plaf./Naveo/Zwart | Evago 22 mètre LED 1h, noir - permanent - bloc adressable - encastré | Self-contained 2 watt, black maintained recess 22 meter led luminaire, including control module, series Evago,including the pictogram PP 220/51 | EVA-DIP-22/CIS/ZWART | B208035210 | 5.56
7TCA091180R0282 | 4530216153 | Active | 8713812767864 | 428.86 | 1 | 1 | stuk | Emergency Lighting | BE41840 | LA (Emergency luminaire) | stuk | Evago/Sign32cm/ArrowUp/Opb.Plaf./Naveo/Zwart | Evago 32 mètre LED 1h, noir - permanent - bloc adressable - apparente | Self-contained 4 watt, black maintained surface 32 meter led luminaire including control module, series Evago, including the pictogram PP 320/51 | EVA-DOP-32/CIS/ZWART | B208035210 | 5.56
7TCA091180R0293 | 1850295333/13 | Active | 8713812769073 | 401.51 | 1 | 1 | stuk | Emergency Lighting | BE41840 | LD (Electrical acc lumin) | stuk | Horizon/LED/Opbouw/Naveo/DubbelZ/3hrs | Permanent 1x2 W 3 h led bloc adressable - encastré | Self-contained 2 watt, 3 h maintained recess led luminaire, including control module, series Horizon | HOR/A/3/CIS/LED/DZ | B207035190 | 5.56
7TCA091180R0294 | 1950295333/13 | Active | 8713812769103 | 401.51 | 1 | 1 | stuk | Emergency Lighting | BE41840 | LD (Electrical acc lumin) | stuk | Horizon/LED/Opbouw/Naveo/3hrs | Permanent 2x1 W 3 h led bloc adressable IP40 | Self-contained 1 watt, 3 h maintained surface mount led luminaire, including control module, series Horizon | HOR/A/3/CIS/LED | B207035190 | 5.56
7TCA091180R0295 | 1800295333/13 | Active | 8713812769127 | 433.1 | 1 | 1 | stuk | Emergency Lighting | BE41840 | LD (Electrical acc lumin) | stuk | HorizonReno/LED/Inbouw/Naveo/DubbelZ/1hr | Permanent 1x2 W 3 h led bloc adressable - encastré | Self-contained 2 watt, 3 h maintained recess led luminaire, including control module, series Horizon | HORI/A/3/CIS/LED/DZ | B207035190 | 5.56
7TCA091180R0299 | 4510216962 | Active | 8713812769370 | 383.94 | 1 | 1 | stuk | Emergency Lighting | BE41840 | LA (Emergency luminaire) | stuk | Evago/Sign22cm/ArrowUp/Inb.Plafond/DALI | Autonome 2 watt,Alum entretenu surface wall mount 22meter led | Self-contained 2 watt, alum maintained recess 22 meter led luminaire, including DALI control module, series Evago, including the pictogram PP 230/51 | EVA-DIP-22/DALI | B208035210 | 5.56
7TCA091180R0300 | 4510216952 | Active | 8713812769479 | 334.79 | 1 | 1 | stuk | Emergency Lighting | BE41840 | LA (Emergency luminaire) | stuk | Evago/Sign22cm/ArrowUp/Opb.Plafond/DALI | Autonome 2 watt,alu maintenu surface encastrer rond blanc | Self-contained 2 watt, alu maintained surface 22 meter led luminaire including DALI control module, series Evago, including the pictogram PP 230/51 | EVA-DOP-22/DALI | B208035210 | 5.56
7TCA091180R0301 | 4513216952 | Active | 8713812769486 | 334.79 | 1 | 1 | stuk | Emergency Lighting | BE41840 | LA (Emergency luminaire) | stuk | Evago/Sign22cm/ArrowUp/Opb.Wand/DALI | Autonome 2 watt, alu maintained encastrer rond blanc luminaire | Self-contained 2 watt, alu maintained surface wall mount 22meter led luminaire including DALI control module, series Evago,including the pictogram PP 230/51 | EVA-DOW-22/DALI | B208035210 | 5.56
7TCA091180R0302 | 5520217964 | Active | 8713812769400 | 269.23 | 1 | 1 | stuk | Emergency Lighting | BE41840 | LA (Emergency luminaire) | stuk | Evago/Area h<=4m/Inbouw/Rond/DALI | Autonome 2 watt, Luminaire rond à montage en surface blanc | Self-contained 2 watt, round white main- tained recess led luminaire, including DALI control module, series Evago. Light distribution: wide (W), RAL9003 | EVA-R-DWI/DALI | B208035210 | 5.56
7TCA091180R0303 | 5520217961 | Active | 8713812769516 | 269.23 | 1 | 1 | stuk | Emergency Lighting | BE41840 | LA (Emergency luminaire) | stuk | Evago/Escape h<=4m/Inbouw/Rond/DALI | Autonome 2 watt, Luminaire rond à montage en surface blanc | Self-contained 2 watt, round white main- tained recess led luminaire, including DALI control module, series Evago. Light distribution: long (L), RAL9003 | EVA-R-DLI/DALI | B208035210 | 5.56
7TCA091180R0304 | 5520217951 | Active | 8713812769417 | 273.77 | 1 | 1 | stuk | Emergency Lighting | BE41840 | LA (Emergency luminaire) | stuk | Evago/Escape h<=4m/Opbouw/DALI | Autonome 2 watt, Luminaire à LED à mètres de surface en aluminium | Self-contained 2 watt, white maintained surface mount led luminaire, including DALI control module, series Evago. Light distribution: long (L), RAL9003 | EVA-DLO/DALI | B208035210 | 5.56
7TCA091180R0305 | 5520217954 | Active | 8713812769615 | 296.52 | 1 | 1 | stuk | Emergency Lighting | BE41840 | LA (Emergency luminaire) | stuk | Evago/Area h<=4m/Opbouw/DALI | Autonome 2 watt, Luminaire à LED à 32 mètres à montage mural en aluminium | Self-contained 2 watt, white maintained surface mount led luminaire, including DALI control module, series Evago. Light distribution: wide (W), RAL9003 | EVA-DWO/DALI | B208035210 | 5.56
7TCA091180R0306 | 4510216953 | Active | 8713812769387 | 371.06 | 1 | 1 | stuk | Emergency Lighting | BE41840 | LA (Emergency luminaire) | stuk | Evago/Sign32cm/ArrowUp/Opb.Plafond/DALI | Autonome 4 watt,luminaire à LED de 32 carré blanc | Self-contained 4 watt, aluminium surface 32 meter led luminaire, including DALI control module, series Evago, including the pictogram PP 320/51 | EVA-DOP-32/DALI | B208035210 | 5.56
7TCA091180R0307 | 4513216953 | Active | 8713812769493 | 371.06 | 1 | 1 | stuk | Emergency Lighting | BE41840 | LA (Emergency luminaire) | stuk | Evago/Sign32cm/ArrowUp/Opb.Wand/DALI | Autonome 4 watt, luminaire à LED de carré blanc | Self-contained 4 watt, aluminium surface wall mounted 32 meter led luminaire, including DALI control module, series Evago, including the pictogram PP 320/51 | EVA-DOW-32/DALI | B208035210 | 5.56
7TCA091180R0308 | 5520217971 | Active | 8713812769523 | 269.23 | 1 | 1 | stuk | Emergency Lighting | BE41840 | LA (Emergency luminaire) | stuk | Evago/Escape h<=4m/Inbouw/Vierkant/DALI | Autonome 2 watt Luminaire à encastrer de 4 mètres vers le haut | Self-contained 2 watt square white main- tained recess led luminaire, including DALI control module, series Evago. Light distribution: long (L), RAL9003 | EVA-V-DLI/DALI | B208035210 | 5.56
7TCA091180R0309 | 5520217974 | Active | 8713812769530 | 269.23 | 1 | 1 | stuk | Emergency Lighting | BE41840 | LA (Emergency luminaire) | stuk | Evago/Area h<=4m/Inbouw/Vierkant/DALI | Autonome 2 watt Luminaire à encastrer de 4 mètres vers le haut | Self-contained 2 watt square white main- tained recess led luminaire, including DALI control module, series Evago. Light distribution: wide (W), RAL9003 | EVA-V-DWI/DALI | B208035210 | 5.56
7TCA091180R0310 | 5520217969 | Active | 8713812769547 | 284.91 | 1 | 1 | stuk | Emergency Lighting | BE41840 | LA (Emergency luminaire) | stuk | Evago/Area h>4m/Inbouw/Rond/DALI | Autonome 2 watt pour montage à partir de 4 mètres, luminaire à encastrer | Self-contained 2 watt for mounting from 4 meter upwards round white maintained recess led luminaire, including DALI control module, series Evago | EVA-R-DWI-X/DALI | B208035210 | 5.56
7TCA091180R0311 | 5520217968 | Active | 8713812769554 | 284.91 | 1 | 1 | stuk | Emergency Lighting | BE41840 | LA (Emergency luminaire) | stuk | Evago/Escape h>4m/Inbouw/Rond/DALI | Autonome 2 watt pour montage à partir de 4 mètres, luminaire à encastrer | Self-contained 2 watt for mounting from 4 meter upwards round white maintained recess led luminaire, including DALI control module, series Evago | EVA-R-DLI-X/DALI | B208035210 | 5.56
7TCA091180R0312 | 5520217978 | Active | 8713812769585 | 284.91 | 1 | 1 | stuk | Emergency Lighting | BE41840 | LA (Emergency luminaire) | stuk | Evago/Escape h>4m/Inbouw/Vierkant/DALI | Autonome 2 watt pour montage à partir de 4 mètres vers le haut carré blanc à encastrer | Self-contained 2 watt for mounting from 4 meter upwards,square white maintained recess led luminaire, including DALI control module, series Evago | EVA-V-DLI-X/DALI | B208035210 | 5.56
7TCA091180R0313 | 5520217979 | Active | 8713812769592 | 284.91 | 1 | 1 | stuk | Emergency Lighting | BE41840 | LA (Emergency luminaire) | stuk | Evago/Area h>4m/Inbouw/Vierkant/DALI | Autonome 2 watt pour montage à partir de 4 mètres vers le haut carré blanc à encastrer | Self-contained 2 watt for mounting from 4 meter upwards,square white maintained recess led luminaire, including DALI control module, series Evago | EVA-V-DWI-X-DALI | B208035210 | 5.56
7TCA091180R0314 | 5520217959 | Active | 8713812769622 | 319.79 | 1 | 1 | stuk | Emergency Lighting | BE41840 | LA (Emergency luminaire) | stuk | Evago/Area h>4m/Opbouw/DALI | Autonome 2 watt pour montage à partir montage mural blanc avec module de | Self-contained 2 watt for mounting from 4 meter upwards white maintained surface mount led luminaire, including DALI control module, series Evago | EVA-DWO-X/DALI | B208035210 | 5.56
7TCA091180R0315 | 5520217958 | Active | 8713812769639 | 319.79 | 1 | 1 | stuk | Emergency Lighting | BE41840 | LA (Emergency luminaire) | stuk | Evago/Escape h>4m/Opbouw/DALI | Autonome 2 watt pour montage à partir aluminium de 32 mètres à LED, y compris | Self-contained 2 watt for mounting from 4 meter upwards white maintained surface mount led luminaire, including DALI control module, series Evago | EVA-DLO-X/DALI | B208035210 | 5.56
7TCA091180R0316 | 5523217957 | Active | 8713812769646 | 292.13 | 1 | 1 | stuk | Emergency Lighting | BE41840 | LA (Emergency luminaire) | stuk | Evago/Spot h<=4m/Opbouw/DALI | Autonome 2 watt, Luminaire à LED à montage en saillie avec module de commande DALI, série Evago. | Self-contained 2 watt, white maintained wall mount led luminaire including DALI control module, series Evago. Light distribution: spot (S), RAL9003 | EVA-DSO/DALI | B208035210 | 5.56
7TCA091180R0317 | 4510216963 | Active | 8713812769462 | 420.24 | 1 | 1 | stuk | Emergency Lighting | BE41840 | LA (Emergency luminaire) | stuk | Evago/Sign32cm/ArrowUp/Inb.Plafond/DALI | Autonome 4 watt, luminaire en montage en saillie avec élément le module de contrôle DALI, série Evago | Self-contained 4 watt, aluminium recess 32 meter led luminaire, including DALI control module, series Evago, including the pictogram PP 320/51 | EVA-DIP-32/DALI | B208035210 | 5.56
7TCA091180R0318 | 32110190 | Active | 8713812769660 | 205.46 | 1 | 1 | stuk | Emergency Lighting | BE41840 | LA (Emergency luminaire) | stuk | Serega/Electr.Box/Opbouw/DALI | Autonome, module d'éclairage à en saillie, + module de contrôle DALI, commande DALI, série Serenga | Self-contained, maintained surface mount luminaire module including DALI control module, series Serenga | SER-ED/DALI | B208035210 | 5.56
7TCA091180R0319 | 7139855 | Active | 8713812769738 | 477.67 | 1 | 1 | stuk | Emergency Lighting | BE41840 | LA (Emergency luminaire) | stuk | Aqualux/119lm/IP65/IK10/-25-35°C/DALI/LightS | Autonome 3 watt Luminaire à LED à en saillie, + module de contrôle DALI, chauffant et capteur de lumière du jour | Self-contained 3 watt maintained surface mount led luminaire including heating element en daylight sensor, including DALI control module, series Aqualux | AQL 03A/1/DALI/LS/LED | B207035190 | 5.56
7TCA091180R0320 | 6139053 | Active | 8713812769745 | 381.23 | 1 | 1 | stuk | Emergency Lighting | BE41840 | LA (Emergency luminaire) | stuk | Aqualux/89lm/IP65/IK10/0->35°C/DALI | Autonome 1 watt Luminaire à LED monté en saillie + élément chauffant, y série Aqualux | Self-contained 1 watt maintained surface mount led luminaire, + DALI control module, series Aqualux | AQL 02A/1/DALI/LED | B207035190 | 5.56
7TCA091180R0321 | 7139055 | Active | 8713812769769 | 392.7 | 1 | 1 | stuk | Emergency Lighting | BE41840 | LA (Emergency luminaire) | stuk | Aqualux/119lm/IP65/IK10/0->35°C/DALI | Autonome 3 watt Luminaire à LED monté série Aqualux | Self-contained 3 watt maintained surface mount led luminaire, + DALI control module, series Aqualux | AQL 03A/1/DALI/LED | B207035190 | 5.56
7TCA091180R0322 | 6139953 | Active | 8713812769776 | 451.26 | 1 | 1 | stuk | Emergency Lighting | BE41840 | LA (Emergency luminaire) | stuk | Aqualux/89lm/IP65/IK10/-25->35°C/DALI | Autonome 1 watt Luminaire à LED monté EVA-(R/V)-D(L/W)I compris module de commande DALI, série Aqualux | Self-contained 1 watt maintained surface mount led luminaire + heating element, including DALI control module, series Aqualux | AQL 02A/1/DALI/FR/LED | B207035190 | 5.56
7TCA091180R0357 | 5530217169 | Active | 8713812770239 | 287.61 | 1 | 1 | stuk | Emergency Lighting | BE41840 | LA (Emergency luminaire) | stuk | Evago/Area h>4m/Inbouw/Rond/Naveo/Zwart | Eclairage antipanique hauteur jusqu'à 4m inclus (lentille D), décentralisé - 1 h 230 V CA-50 Hz bloc adressable encastré - rond montage plafond RAL9011 noir | Self-contained 2 watt, designed for moun ting from 4 meter upwards, round black maintained recess led luminaire+ control module, series Evago | EVA-R-DWI-X/CIS/ZWART | B208035210 | 5.14
7TCA091180R0359 | 4530216962 | Active | 8713812770352 | 430.78 | 1 | 1 | stuk | Emergency Lighting | BE41840 | LA (Emergency luminaire) | stuk | Evago/Sign22cm/ArrowUp/Inb.Plaf./DALI/Zwart | Evago 22 mètre LED 1h - permanent - bloc DALI - encastré - RAL9011 noir | Self-contained 2 watt black maintained recess 22 meter led luminaire, including DALI control module, series Evago, including the pictogram PP 220/51 | EVA-DIP-22/DALI/ZWART | B208035210 | 5.14
7TCA091180R0360 | 4533216952 | Active | 8713812770369 | 381.47 | 1 | 1 | stuk | Emergency Lighting | BE41840 | LA (Emergency luminaire) | stuk | Evago/Sign22cm/ArrowUp/Opb.Wand/DALI/Zwart | Evago 22 mètre LED 1h - permanent - bloc DALI - montage mural - RAL9011 noir | Self-contained 2 watt black maintained surface wall mount 22meter led luminaire including DALI control module, series Evago,including the pictogram PP 220/51 | EVA-DOW-22/DALI/ZWART | B208035210 | 5.14
7TCA091180R0362 | 5530217159 | Active | 8713812770277 | 274.37 | 1 | 1 | stuk | Emergency Lighting | BE41840 | LA (Emergency luminaire) | stuk | Evago/Area h>4m/Opbouw/Naveo/Zwart | Eclairage antipanique hauteur à partir de 4m (lentille E+F) décentralisé - 1 h 230V AC-50 Hz bloc adressable en saillie carré montage plafond RAL9011 noir | Self-contained 2 watt, designed for moun ting from 4 meter upwards, black main tained surface mount led luminaire incl control module, series Evago | EVA-DWO-X/CIS/ZWART | B208035210 | 5.14
7TCA091180R0363 | 5530217158 | Active | 8713812770260 | 274.37 | 1 | 1 | stuk | Emergency Lighting | BE41840 | LA (Emergency luminaire) | stuk | Evago/Escape h>4m/Opbouw/Naveo/Zwart | Evago spot hauteur à partir de 4 m (lentille B+C) décentralisé - 1 h 230 V AC-50 Hz bloc adressable, en saillie - carré, montage plafond, RAL9011 noir | Self-contained 2 watt, designed for moun ting from 4 meter upwards, black main tained surface mount led luminaire incl control module, series Evago | EVA-DLO-X/CIS/ZWART | B208035210 | 5.14
7TCA091180R0369 | 4530216952 | Active | 8713812770857 | 381.47 | 1 | 1 | stuk | Emergency Lighting | BE41840 | LA (Emergency luminaire) | stuk | Evago/Sign22cm/ArrowUp/Opb.Plaf./DALI/Zwart | EVA-DOP-22/DALI/ZWART | Self-contained 2 watt black maintained surface 22 meter LED luminair DALI control module, series Evago including the pictogram PP 220/51 | EVA-DOP-22/DALI/ZWART | B208035210 | 5.14
7TCA091180R0372 | 5530217168 | Active | 8713812770925 | 287.61 | 1 | 1 | stuk | Emergency Lighting | BE41840 | LA (Emergency luminaire) | stuk | Evago/Escape h>4m/Inbouw/Rond/Naveo/Zwart | Eclairage de chemin de fuite hauteur à partir de 4m (lentille B+C) décentralisé 1h 230VCA-50Hz permanent bloc adressable encastré rond, montage plafond, noir | Self-contained 2 watt, designed for mounting from 4 meter upwards, round black maintained recess led luminaire, including control module, series Evago | EVA-R-DLI-X/CIS/ZWART | B208035210 | 5.14
7TCA091180R0373 | 5530217954 | Active | 8713812770987 | 263.53 | 1 | 1 | stuk | Emergency Lighting | BE41840 | LA (Emergency luminaire) | stuk | Evago/Area h<=4m/Opbouw/DALI/Zwart | Eclairage antipanique 1h 230 V AC-50 Hz permanent (commutable), bloc DALI en saillie carré montage plafond RAL9011 série EVAGO, noir | Self-contained 2 watt, black maintained surface mount led luminaire, including DALI control module, series Evago. Light distribution: wide (W), RAL9011 | EVA-DWO/DALI/ZWART | B208035210 | 5.14
7TCA091180R0374 | 5530217951 | Active | 8713812770970 | 263.53 | 1 | 1 | stuk | Emergency Lighting | BE41840 | LA (Emergency luminaire) | stuk | Evago/Escape h<=4m/Opbouw/DALI/Zwart | Evago spot décentralisé 1 h d'autonomie 230 V AC-50 Hz, permanent (commutable), bloc DALI, en saillie - carré, montage plafond, RAL9011, LED, série EVAGO, noir | Self-contained 2 watt, black maintained surface mount led luminaire, including DALI control module, series Evago. Light distribution: long (L), RAL9011 | EVA-DLO/DALI/ZWART | B208035210 | 5.14
7TCA091180R0377 | 4530216953 | Active | 8713812771045 | 472.57 | 1 | 1 | stuk | Emergency Lighting | BE41840 | LA (Emergency luminaire) | stuk | Evago/Sign32cm/ArrowUp/Opb.Plaf./DALI/Zwart | EVA-DOP-32/DALI/ZWART | EVA-DOP-32/DALI/ZWART | EVA-DOP-32/DALI/ZWART | B208035210 | 5.14
7TCA091210R0006 | 11170012 | Active | 8713812031354 | 716.37 | 1 | 1 | stuk | Emergency Lighting | BE41840 | LA (Emergency luminaire) | stuk | VanLien lite Hl551E3 Ip65 | Projecteur halogène 2x55 Watt NP IP65 Projecteur halogène 2x55 Watt NP IP65 | Hand floodlight | RANGELITE HL551E3 IP65 | B111011040 | 5.5.1
7TCA091210R0036 | 6405094111/13 | Active | 8713812060989 | 1137.54 | 1 | 1 | stuk | Emergency Lighting | BE41840 | LA (Emergency luminaire) | stuk | VanLien Cykloolux-Hal 55.2/12 | 2X55W halogène IP65 1,5h 1900lm 2X55W halogène IP65 1,5h 1900lm | Hand floodlight | CYKLOOLUX-HAL 55.2/12 | B111011280 | 4.56
7TCA091250R0001 | 16510V | Active | 5414363518881 | 15.1 | 1 | 1 | stuk | Emergency Lighting | BE41840 | LA (Emergency luminaire) | stuk | VanLien Vervangings VSA 4/6/8W 230V/50HZ | VSA 4/6/8W 230V/50Hz VSA 4/6/8W 230V/50Hz | Replacement VSA 4/6/8W 230V/50HZ | VSA 4/6/8W 230V/50HZ
7TCA091250R0003 | 16845V | Active | 8713812044040 | 25.16 | 1 | 1 | stuk | Emergency Lighting | BE41840 | LA (Emergency luminaire) | stuk | VanLien EVSA 4W 230V-AC/DC | EVSA 4W COMPL 230V-AC/DC | Replacement EVSA 4W | EVSA 4W 230V-AC/DC
7TCA091250R0004 | 16850V | Active | 8713812044057 | 24.94 | 1 | 1 | stuk | Emergency Lighting | BE41840 | LA (Emergency luminaire) | stuk | VanLien Vervangings EVSA 8W | EVSA 8W COMPL 230V-AC/DC - avec des fils EVSA 8W COMPL 230V-AC/DC - avec des fils | Replacement EVSA 8W | EVSA 8W COMPL 230V AC/DC
7TCA091250R0005 | 16851V | Active | 8713812044064 | 40.03 | 1 | 1 | stuk | Emergency Lighting | BE41840 | LA (Emergency luminaire) | stuk | VanLien Vervangings EVSA 6-11W | EVSA 8-13 Watt - avec des bornes rapide EVSA 8-13 Watt - avec des bornes rapide | Replacement EVSA 6-11W | EVSA 6/8/11W 230V-AC/DC
7TCA091250R0012 | 32130107 | Active | 8713812736495 | 45.18 | 1 | 1 | stuk | Emergency Lighting | BE41840 | LA (Emergency luminaire) | stuk | SeregaAcc./Dimming 0-10V Module | Module Dimming 0-10V Serenga Module Dimming 0-10V Serenga | Dimming module for Serenga luminaires. For maximum dimming, place a connection on the dimming terminal on the PCB | COM-DIM
7TCA091250R0178 | SI230DIM | Active | 5414363093459 | 84.3 | 1 | 1 | stuk | Emergency Lighting | BE41840 | LA (Emergency luminaire) | stuk | VanLien SI.230/DIMMODULE | SI.230/DIM MODULE SI.230/DIM MODULE | SI.230/DIM MODULE | SI.230/DIM MODULE |  | 5.14
7TCA091250R0235 | 16856V | Active | 8713812758510 | 40.03 | 1 | 1 | stuk | Emergency Lighting | BE41840 | LA (Emergency luminaire) | stuk | VanLien Vervangings EVSA 6-13W | EVSA 6/8/13W | Replacement EVSA 6-13W | EVSA 6/8/13W
7TCA091250R0261 | 351650V | Active | 8713812767406 | 147.49 | 1 | 1 | stuk | Emergency Lighting | BE41840 | LA (Emergency luminaire) | stuk | PRINT EVA-ED 22M CIS | impr eva-ed 22m cis | Electrical acc lumin | PRINT EVA-ED 22M CIS
7TCA091250R0262 | 351815V | Active | 8713812769424 | 73.45 | 1 | 1 | stuk | Emergency Lighting | BE41840 | LA (Emergency luminaire) | stuk | Previx/For Central Battery System | Circuit imprimée Previx HF LED | Slave PCB Previx LED | PRINT PREVIX LED 230V
7TCA091260R0012 | 310210V | Active | 8713812752174 | 135.35 | 1 | 1 | stuk | Emergency Lighting | BE41840 | LA (Emergency luminaire) | stuk | VanLien FLX 3-150W TREKONTL. | VIAFLEX FLX 3...150W TREKONTLASTING | Sentara module FLX 3-150W strainrelief | VIAFLEX FLX 3...150W TREKONTLASTING
7TCA091260R0013 | 310211INB | Active | 8713812755007 | 334.86 | 1 | 1 | stuk | Emergency Lighting | BE41840 | LA (Emergency luminaire) | stuk | VanLien FLX 3-150W | VIAFLEX FLX 3...150W INBOUW | Sentara module FLX 3-150W | VIAFLEX FLX 3...150W INBOUW
7TCA091260R0014 | 310211V | Active | 8713812754376 | 49.01 | 1 | 1 | stuk | Emergency Lighting | BE41840 | LA (Emergency luminaire) | stuk | VanLien FLX 3-150W | VIAFLEX FLX 3...150W | Sentara module FLX 3-150W | VIAFLEX FLX 3...150W
7TCA091260R0015 | 310215V | Active | 8713812754383 | 59.04 | 1 | 1 | stuk | Emergency Lighting | BE41840 | LA (Emergency luminaire) | stuk | VanLien FLX-LSK 3-100W | VIAFLEX FLX 3...100W LSK | Sentara DALI - DIM module FLX-LSK 3-100W | VIAFLEX FLX 3...100W LSK
7TCA091260R0017 | 32130101 | Active | 8713812736501 | 60.66 | 1 | 1 | stuk | Emergency Lighting | BE41840 | LA (Emergency luminaire) | stuk | SeregaAcc./Communication Module Naveo | Module de communication Serenga Module de communication Serenga | Communication module for self-contained Serenga luminaires. Enables communication with the DCP, also | COM-MD
7TCA091260R0066 | 310191V | Active | 8713812769721 | 49.01 | 1 | 1 | stuk | Emergency Lighting | BE41840 | LA (Emergency luminaire) | stuk | VanLien FLX 1-18W | viaFlex module FLX 1-18W | viaFlex module FLX 1-18W | VIA FLEX FLX 1....18W
7TCA091270R0081 | 21100133 | Active | 8713812015446 | 853.32 | 1 | 1 | stuk | Emergency Lighting | BE41840 | LA (Emergency luminaire) | stuk | VanLien IDU HAL 50 | IDU HAL 50 | Self-contained surface mount conversion module suitable for 50 watt halogen luminaires, series conversion | IDU HAL 50 | SA11101035 | 5.14
7TCA091280R0020 | 11100451/13 | Active | 8713812072364 | 275.94 | 1 | 1 | stuk | Emergency Lighting | BE41840 | LA (Emergency luminaire) | stuk | LNR 1 | LNR 1 | Conversion kit lumin | LNR 1 | B207035190 | 5.14
7TCA091280R0024 | 11100452/13 | Active | 8713812072371 | 277.03 | 1 | 1 | stuk | Emergency Lighting | BE41840 | LA (Emergency luminaire) | stuk | LNR 2 | LNR 2 | Conversion kit lumin | LNR 2 | B207035190 | 5.14
7TCA091280R0028 | 11100453/13 | Active | 8713812072388 | 277.46 | 1 | 1 | stuk | Emergency Lighting | BE41840 | LA (Emergency luminaire) | stuk | LNR 3 | LNR 3 | Conversion kit lumin | LNR 3 | B207035190 | 5.14
7TCA091280R0029 | 11100453B | Active | 8713812735559 | 355.1 | 1 | 1 | stuk | Emergency Lighting | BE41840 | LA (Emergency luminaire) | stuk | LNR 3B | LNR 3B | Self-contained 3 hours conversion module for mounting external to third party luminaires, including automatic | LNR 3B | B207035350
7TCA091280R0032 | 11100454B | Active | 8713812735566 | 370.38 | 1 | 1 | stuk | Emergency Lighting | BE41840 | LA (Emergency luminaire) | stuk | LNR 4B | LNR 4B | Self-contained 3 hours conversion module for mounting external to third party luminaires, including automatic | LNR 4B | B207035350
7TCA091280R0034 | 11100455/13 | Active | 8713812072401 | 278.6 | 1 | 1 | stuk | Emergency Lighting | BE41840 | LA (Emergency luminaire) | stuk | LNR 5 | LNR 5 | Conversion kit lumin | LNR 5 | B207035190 | 5.14
7TCA091280R0038 | 11100456/13 | Active | 8713812072418 | 290.43 | 1 | 1 | stuk | Emergency Lighting | BE41840 | LA (Emergency luminaire) | stuk | LNR 6 | kit de conversion FL39, 54W kit de conversion FL39, 54W | Conversion kit lumin | LNR 6 | B207035190 | 5.14
7TCA091280R0041 | 11100457/13 | Active | 8713812072425 | 307.96 | 1 | 1 | stuk | Emergency Lighting | BE41840 | LA (Emergency luminaire) | stuk | LNR 7 | LNR 7 | Conversion kit lumin | LNR 7 | B207035190 | 5.14
7TCA091280R0045 | 11100458/13 | Active | 8713812072432 | 290.79 | 1 | 1 | stuk | Emergency Lighting | BE41840 | LA (Emergency luminaire) | stuk | LNR 8 | LNR 8 | Conversion kit lumin | LNR 8 | B207035190 | 5.14
7TCA091280R0046 | 11100458B | Active | 8713812735603 | 391.06 | 1 | 1 | stuk | Emergency Lighting | BE41840 | LA (Emergency luminaire) | stuk | LNR 8B | LNR 8B | Self-contained 3 hours conversion module for mounting external to third party luminaires, including automatic | LNR 8B | B207035190
7TCA091280R0048 | 11100459/13 | Active | 8713812072449 | 308.32 | 1 | 1 | stuk | Emergency Lighting | BE41840 | LA (Emergency luminaire) | stuk | LNR 9 | LNR 9 | Conversion kit lumin | LNR 9 | B207035190 | 5.14
7TCA091280R0049 | 11100459B | Active | 8713812735610 | 384.34 | 1 | 1 | stuk | Emergency Lighting | BE41840 | LA (Emergency luminaire) | stuk | LNR 9B | LNR 9B | Self-contained 3 hours conversion module for mounting external to third party luminaires, including automatic | LNR 9B | B207035190
7TCA091280R0051 | 11100461 | Active | 8713812735917 | 208.3 | 1 | 1 | stuk | Emergency Lighting | BE41840 | LA (Emergency luminaire) | stuk | LNX 1 | LNX 1 | Self-contained 1 hour high BLF conversion module for recess in third party luminaires, including automatic | LNX 1 | B207035190 | 5.14
7TCA091280R0052 | 11100461B | Active | 8713812736006 | 356.62 | 1 | 1 | stuk | Emergency Lighting | BE41840 | LA (Emergency luminaire) | stuk | LNX 1B | LNX 1B | Self-contained 1 hour high BLF conversion module for mounting external to third party luminaires, including | LNX 1B | B207035190
7TCA091280R0055 | 11100462 | Active | 8713812735924 | 218.41 | 1 | 1 | stuk | Emergency Lighting | BE41840 | LA (Emergency luminaire) | stuk | LNX 2 | LNX 2 | Self-contained 1 hour high BLF conversion module for recess in third party luminaires, including automatic | LNX 2 | B207035190 | 5.14
7TCA091280R0056 | 11100462/13 | Active | 8713812745213 | 218.41 | 1 | 1 | stuk | Emergency Lighting | BE41840 | LA (Emergency luminaire) | stuk | LNX 2 | LNX 2 | Conversion kit lumin | LNX 2 | B207035190 | 5.14
7TCA091280R0057 | 11100462B | Active | 8713812736013 | 297.45 | 1 | 1 | stuk | Emergency Lighting | BE41840 | LA (Emergency luminaire) | stuk | LNX 2B | LNX 2B | Self-contained 1 hour high BLF conversion module for mounting external to third party luminaires, including | LNX 2B | B207035190
7TCA091280R0060 | 11100463 | Active | 8713812735931 | 222.46 | 1 | 1 | stuk | Emergency Lighting | BE41840 | LA (Emergency luminaire) | stuk | LNX 3 | LNX 3 | Self-contained 1 hour high BLF conversion module for recess in third party luminaires, including automatic | LNX 3 | B207035190 | 5.14
7TCA091280R0061 | 11100463B | Active | 8713812736020 | 298.64 | 1 | 1 | stuk | Emergency Lighting | BE41840 | LA (Emergency luminaire) | stuk | LNX 3B | LNX 3B | Self-contained 1 hour high BLF conversion module for mounting external to third party luminaires, including | LNX 3B | B207035190
7TCA091280R0064 | 11100464 | Active | 8713812735948 | 222.46 | 1 | 1 | stuk | Emergency Lighting | BE41840 | LA (Emergency luminaire) | stuk | LNX 4 | LNX 4 | Self-contained 1 hour high BLF conversion module for recess in third party luminaires, including automatic | LNX 4 | B207035190 | 5.14
7TCA091280R0065 | 11100464B | Active | 8713812736037 | 356.62 | 1 | 1 | stuk | Emergency Lighting | BE41840 | LA (Emergency luminaire) | stuk | LNX 4B | LNX 4B | Self-contained 1 hour high BLF conversion module for mounting external to third party luminaires, including | LNX 4B | B207035190
7TCA091280R0068 | 11100465 | Active | 8713812735955 | 228.77 | 1 | 1 | stuk | Emergency Lighting | BE41840 | LA (Emergency luminaire) | stuk | LNX 5 | LNX 5 | Self-contained 1 hour high BLF conversion module for recess in third party luminaires, including automatic | LNX 5 | B207035190 | 5.14
7TCA091280R0069 | 11100465B | Active | 8713812736044 | 307.96 | 1 | 1 | stuk | Emergency Lighting | BE41840 | LA (Emergency luminaire) | stuk | LNX 5B | LNX 5B | Self-contained 1 hour high BLF conversion module for mounting external to third party luminaires, including | LNX 5B | B207035190
7TCA091280R0072 | 11100466 | Active | 8713812735962 | 228.77 | 1 | 1 | stuk | Emergency Lighting | BE41840 | LA (Emergency luminaire) | stuk | LNX 6 | kit de conversion FL39, 54W kit de conversion FL39, 54W | Self-contained 1 hour high BLF conversion module for recess in third party luminaires, including automatic | LNX 6 | B207035190 | 5.14
7TCA091280R0073 | 11100466B | Active | 8713812736051 | 356.62 | 1 | 1 | stuk | Emergency Lighting | BE41840 | LA (Emergency luminaire) | stuk | LNX 6B | kit de conversion FL39, 54W kit de conversion FL39, 54W | Self-contained 1 hour high BLF conversion module for mounting external to third party luminaires, including | LNX 6B | B207035190
7TCA091280R0076 | 11100467 | Active | 8713812735979 | 233.95 | 1 | 1 | stuk | Emergency Lighting | BE41840 | LA (Emergency luminaire) | stuk | LNX 7 | LNX 7 | Self-contained 1 hour high BLF conversion module for recess in third party luminaires, including automatic | LNX 7 | B207035190 | 5.14
7TCA091280R0077 | 11100467B | Active | 8713812736068 | 356.62 | 1 | 1 | stuk | Emergency Lighting | BE41840 | LA (Emergency luminaire) | stuk | LNX 7B | LNX 7B | Self-contained 1 hour high BLF conversion module for mounting external to third party luminaires, including | LNX 7B | B207035190
7TCA091280R0080 | 11100468 | Active | 8713812735986 | 247.59 | 1 | 1 | stuk | Emergency Lighting | BE41840 | LA (Emergency luminaire) | stuk | LNX 8 | LNX 8 | Self-contained 1 hour high BLF conversion module for recess in third party luminaires, including automatic | LNX 8 | B207035190 | 5.14
7TCA091280R0081 | 11100468B | Active | 8713812736075 | 356.62 | 1 | 1 | stuk | Emergency Lighting | BE41840 | LA (Emergency luminaire) | stuk | LNX 8B | LNX 8B | Self-contained 1 hour high BLF conversion module for mounting external to third party luminaires, including | LNX 8B | B207035190
7TCA091280R0084 | 11100469 | Active | 8713812735993 | 235.36 | 1 | 1 | stuk | Emergency Lighting | BE41840 | LA (Emergency luminaire) | stuk | LNX 9 | LNX 9 | Self-contained 1 hour high BLF conversion module for recess in third party luminaires, including automatic | LNX 9 | B207035190 | 5.14
7TCA091280R0085 | 11100469B | Active | 8713812736082 | 356.62 | 1 | 1 | stuk | Emergency Lighting | BE41840 | LA (Emergency luminaire) | stuk | LNX 9B | LNX 9B | Self-contained 1 hour high BLF conversion module for mounting external to third party luminaires, including | LNX 9B | B207035190
7TCA091300R0317 | REPA-AM | Active | 8713812770734 | 132.47 | 1 | 1 | stuk | Emergency Lighting | BE41840 | LA (Emergency luminaire) | stuk | REPLACEMENT KIT REPA-AM | Module sans batterie du kit de REPA 1 - REPA 5, REPA 8, REPA 14, REPA 15 | Module conversionkit for REPA 1 -REPA 5, REPA 8, REPA 14, REPA 15 | REPLACEMENT KIT REPA-AM
7TCA091300R0318 | REPA-BM | Active | 8713812770741 | 143.87 | 1 | 1 | stuk | Emergency Lighting | BE41840 | LA (Emergency luminaire) | stuk | LosseMvan noodunit REPA 6,REPA 7 | Module sans batterie du kit de REPA 6, REPA 7 | Module conversionkit for REPA 6 and REPA 7 | REPLACEMENT KIT REPA-BM
7TCA091300R0319 | REPA-CM | Active | 8713812770758 | 131.19 | 1 | 1 | stuk | Emergency Lighting | BE41840 | LA (Emergency luminaire) | stuk | LosseMvan noodunit REPA 9 | Module sans batterie du kit de REPA 9 | Module conversionkit for REPA 9 | REPLACEMENT KIT REPA-CM
7TCA091300R0320 | REPA-DM | Active | 8713812770765 | 143.87 | 1 | 1 | stuk | Emergency Lighting | BE41840 | LA (Emergency luminaire) | stuk | LosseMvan noodunit REPA 10 REPA 11 REPA 12 | Module sans batterie du kit de REPA 10, REPA 11, REPA 12 | Module conversionkit for REPA 10, REPA 11, REPA 12 | REPLACEMENT KIT REPA-DM
7TCA091310R0000 | 11111000 | Active | 8713812748658 | 857.75 | 1 | 1 | stuk | Emergency Lighting | BE41840 | LA (Emergency luminaire) | stuk | OMBOUW KIT LVK-SVK | ombouw kit lvk - svk | Kit for converting an old LVK series to a SVK series | OMBOUW KIT LVK - SVK | B106020960
7TCA091310R0012 | 11111051 | Active | 8713812746043 | 5081.64 | 1 | 1 | stuk | Emergency Lighting | BE41840 | LA (Emergency luminaire) | stuk | 24 SVK 1 INCL.BATT.PACK 2X15AH | 24 SVK 1 INCL.BATT.PACK 2X15Ah | 24 SVK 1 INCL.BATT.PACK 2X15Ah | 24 SVK 1 INCL.BATT.PACK 2X15AH | SB11101040
7TCA091310R0013 | 11111052 | Active | 8713812746050 | 5766.09 | 1 | 1 | stuk | Emergency Lighting | BE41840 | LA (Emergency luminaire) | stuk | 24 SVK 2 INCL.BATT.PACK 2X33AH | 24 SVK 2 INCL.BATT.PACK 2X33Ah | 24 SVK 2 INCL.BATT.PACK 2X33Ah | 24 SVK 2 INCL.BATT.PACK 2X33AH | SB11101060
7TCA091310R0014 | 11111053 | Active | 8713812746067 | 6947.94 | 1 | 1 | stuk | Emergency Lighting | BE41840 | LA (Emergency luminaire) | stuk | 24 SVK 3 INCL.BATT.PACK 4X22AH | 24 SVK 3 INCL.BATT.PACK 4X22Ah | 24 SVK 3 INCL.BATT.PACK 4X22Ah | 24 SVK 3 INCL.BATT.PACK 4X22AH | SB11101060
7TCA091310R0015 | 11111054 | Active | 8713812746074 | 7038.42 | 1 | 1 | stuk | Emergency Lighting | BE41840 | LA (Emergency luminaire) | stuk | 24 SVK 4 INCL.BATT.PACK 2X58AH | 24 SVK 4 INCL.BATT.PACK 2X58Ah | 24 SVK 4 INCL.BATT.PACK 2X58Ah | 24 SVK 4 INCL.BATT.PACK 2X58AH | SB11101070
7TCA091310R0016 | 11111055 | Active | 8713812746081 | 8288.48 | 1 | 1 | stuk | Emergency Lighting | BE41840 | LA (Emergency luminaire) | stuk | 24 SVK 5 INCL.BATT.PACK 2X84AH | 24 SVK 5 INCL.BATT.PACK 2X84Ah | 24 SVK 5 INCL.BATT.PACK 2X84Ah | 24 SVK 5 INCL.BATT.PACK 2X84AH | SB11101090
7TCA091310R0017 | 11111056 | Active | 8713812746098 | 8940.47 | 1 | 1 | stuk | Emergency Lighting | BE41840 | LA (Emergency luminaire) | stuk | 24 SVK 6 INCL.BATT.PACK 2X95AH | 24 SVK 6 INCL.BATT.PACK 2X95Ah | 24 SVK 6 INCL.BATT.PACK 2X95Ah | 24 SVK 6 INCL.BATT.PACK 2X95AH | SB11101090
7TCA091310R0019 | 11111058 | Active | 8713812746111 | 11910.7 | 1 | 1 | stuk | Emergency Lighting | BE41840 | LA (Emergency luminaire) | stuk | 24 SVK 8 INCL.BAT.PACK 4X84AH | 24 SVK 8 INCL.BATT.PACK 4X84Ah 24 SVK 8 INCL.BATT.PACK 4X84Ah | Central 24 volt AC/DC emergency power supply for a connected load of 2150 watt for 1 hour duration, 8 circuits non-maintained + 8 circuits maintained | 24 SVK 8 INCL.BAT.PACK 4X84AH | SB11101100
7TCA091310R2459 | 6006022 | Active | 5414363564416 | 1045.16 | 1 | 1 | stuk | Emergency Lighting | BE41840 | LA (Emergency luminaire) | stuk | SENTARA BUSINTERFACE ECHELON U10 | SENTARA BUSINTERFACE ECHELON U10 | SENTARA BUSINTERFACE ECHELON U10 | SENTARA BUSINTERFACE ECHELON U10
7TCA091310R2483 | 6006139 | Active | 5414363564959 | 121.81 | 1 | 1 | stuk | Emergency Lighting | BE41840 | LA (Emergency luminaire) | stuk | SENTARA 2NUE NETWACHTER | SENTARA 2NUE NETZUEBERWACHUNG | SENTARA 2NUE FASE MONITORINGS MODUL | SENTARA 2NUE NETZUEBERWACHUNG
7TCA091310R2534 | 6007085 | Active | 5415022026849 | 1315.2 | 1 | 1 | stuk | Emergency Lighting | BE41840 | LA (Emergency luminaire) | stuk | SENTARA HIGHPOWER US-MODUL HPUS | SENTARA HIGHPOWER US-MODUL HPUS | SENTARA HIGHPOWER US-MODUL HPUS | SENTARA HIGHPOWER US-MODUL HPUS
7TCA091310R2535 | 6007107 | Active | 5415022046700 | 1326.37 | 1 | 1 | stuk | Emergency Lighting | BE41840 | LA (Emergency luminaire) | stuk | SENTARA SENSO USB-SERVER | SENTARA SENSO USB-SERVER | SENTARA SENSO USB-SERVER | SENTARA SENSO USB-SERVER
7TCA091310R2597 | 921520V | Active | 8713812748306 | 87.43 | 1 | 1 | stuk | Emergency Lighting | BE41840 | LA (Emergency luminaire) | stuk | VervangingsPRint cykloolux | PRINT LADER 1A | Replacement PCB cykloolux series | PRINT LADER 1A
7TCA091310R4822 | 6007735 | Active | 5415022263022 | 7067.89 | 1 | 1 | stuk | Emergency Lighting | BE41840 | LA (Emergency luminaire) | stuk | SENTARAMOBILE 2 ENGELS 4GB | SENTARA MOBILE 2 ENGLISH 4GB | SENTARA MOBILE 2 ENGLISH 4GB | SENTARA MOBILE 2 ENGLISH 4GB | B210035220 | 6.51
7TCA091310R5111 | 6007980 | Active | 5415022295498 | 789.51 | 1 | 1 | stuk | Emergency Lighting | BE41840 | LA (Emergency luminaire) | stuk | SENTARA OS ONDERSTATIONSMODULE | VIAFLEX US MODUL | SENTARA SUBSTATION MODULE | VIAFLEX US MODUL
7TCA091310R5414 | 6008181 | Active | 5415022337884 | 775.98 | 1 | 1 | stuk | Emergency Lighting | BE41840 | LA (Emergency luminaire) | stuk | SENTARA OS ONDERSTATIONSMODULEMET Zek.EN | VIAFLEX US MODUL MIT SICHERUNGEN | SENTARA SUBSTATION MODULE WITH FUSES | VIAFLEX US MODUL MIT SICHERUNGEN
7TCA091310R5595 | 6008190 | Active | 5415022361681 | 1888.8 | 1 | 1 | stuk | Emergency Lighting | BE41840 | LA (Emergency luminaire) | stuk | RA1 IP651 OS8 groepen | RA1 IP65 avec 1x OS 8 avec circuits | RA1 IP65 with 1 US with 8 circuits | VIAFLEX US RA1-65-2 1US 8KREISE
7TCA091310R5626 | 6008194 | Active | 5415022362961 | 3183.6 | 1 | 1 | stuk | Emergency Lighting | BE41840 | LA (Emergency luminaire) | stuk | RA2 IP652 OSieder 8 groepen | RA1 IP65 avec 2x OS avec 8 circuits | RA2 IP65 with 2 US with each 8 circuits | VIAFLEX US RA2-65-2V+2V_2US+2X8KR.
7TCA091310R5707 | 11111113 | Active | 8713812767154 | 1231.47 | 1 | 1 | stuk | Emergency Lighting | BE41840 | LJ (CBS + special picto) | stuk | SENTARA RA1-V (1xOS+1x4 GROEPEN) | SENTARA RA1-V | SENTARA RA1-V (1 x OS + 1 x 4 CIRCUIT) | SENTARA RA1-V | B106020960
7TCA091310R5746 | 310129 | Active | 8713812768649 | 6268.95 | 1 | 1 | stuk | Emergency Lighting | BE41840 | LA (Emergency luminaire) | stuk | LADER 7.5A | MODULE CHARGEUR 7,5A | CHARGER 7,5A | LADER 7.5A
7TCA091310R5783 | 6008918 | Active | 5415022484519 | 54.5 | 1 | 1 | stuk | Emergency Lighting | BE41840 | LA (Emergency luminaire) | stuk | VIAFLEX klem+Zek.2 GROEPEN | VIAFLEX KLEMMEN+ZEKERING 2 GROEPEN | VIAFLEX TERMINALS+FUSES 2 CIRCUITS | VIAFLEX KLEMMEN+ZEKERING 2 GROEPEN
7TCA091320R0128 | ELD8000.015NL | Active | 5415022112658 | 8886.87 | 1 | 1 | stuk | Emergency Lighting | BE41840 | LA (Emergency luminaire) | stuk | EMEXMINI | Alimentation de secours centrale de base 230 V CA avec une puissance jusqu'à 1,25 kVA | Basic central 230 volt AC emergency power supply for a connected load of maximum 1,25 kVA | EMEX MINI
7TCA091320R0445 | ELD9600.021 | Active | 5415022013399 | 1052.32 | 1 | 1 | stuk | Emergency Lighting | BE41840 | LA (Emergency luminaire) | stuk | TYPE D disp.ctrl 100A TPN 1 5KVA TO 10 5KVA | TYPE D DISPLAY CONTROL 100A TPN 1,5KVA TO 10,5KVA | TYPE D DISPLAY CONTROL 100A TPN 1,5KVA TO 10,5KVA | ELD1020.001 TYPE B
7TCA091320R0447 | ELD9600.023 | Active | 5415022013412 | 1259.21 | 1 | 1 | stuk | Emergency Lighting | BE41840 | LA (Emergency luminaire) | stuk | TYPE D disp.ctrl 250A TPN | TYPE D DISPLAY CONTROL 250A TPN | TYPE D DISPLAY CONTROL 250A TPN | ELD1020.001 TYPE D
7TCA091320R0932 | ELD1300.001R | Active | 5415022452129 | 2858.9 | 1 | 1 | stuk | Emergency Lighting | BE41840 | LA (Emergency luminaire) | stuk | CHARGERMCOMPLETE SALE ASSY | CHARGER MODULE COMPLETE SALE ASSY | 110V 10A CHARGER | CHARGER MODULE COMPLETE SALE ASSY |  | 5.14
7TCA091320R0933 | ELD1350.002R | Active | 5415022452136 | 3507.62 | 1 | 1 | stuk | Emergency Lighting | BE41840 | LA (Emergency luminaire) | stuk | 3KVA SLAVE INVERTER | 3KVA SLAVE INVERTER | 3KVA SLAVE INVERTER | SLAVE MODULE COMPLETE SALE ASSY |  | 5.14
7TCA091320R0934 | ELD1350.010R | Active | 5415022452143 | 4274.98 | 1 | 1 | stuk | Emergency Lighting | BE41840 | LA (Emergency luminaire) | stuk | 3KVAMASTER INVERTER | 3KVA MASTER INVERTER | 3KVA MASTER INVERTER | FULL MASTR MODULE COMPLETE SALE ASY |  | 5.14
7TCA091320R0935 | ELD1350.111R | Active | 5415022452150 | 3145.4 | 1 | 1 | stuk | Emergency Lighting | BE41840 | LA (Emergency luminaire) | stuk | 1.5KVAMASTER INVERTER | 1.5KVA MASTER INVERTER | 1.5KVA MASTER INVERTER | HALF MASTR MODULE COMPLETE SALE ASY |  | 5.14
7TCA091340R0014 | 51000030/13 | Active | 8713812751689 | 1582.47 | 1 | 1 | stuk | Emergency Lighting | BE41840 | LA (Emergency luminaire) | stuk | DCP | DCP | Test device luminair | DCP | B207035190 | 5.14
7TCA091340R0098 | ELD9500.925 | Active | 5415022094510 | 5658.09 | 1 | 1 | stuk | Emergency Lighting | BE41840 | LA (Emergency luminaire) | stuk | EMEX TEST W, TOUCHSCREEN PC | EMEX TEST WAND TOUCHSCREEN PC | EMEX WALL MOUNTED TOUCHSCREEN | EMEX WALL MOUNTED TOUCHSCREEN |  | 5.14
7TCA091350R0008 | 11240301 | Active | 8713812068848 | 58.24 | 1 | 1 | stuk | Emergency Lighting | BE41840 | LA (Emergency luminaire) | stuk | PPL 315/1/DZ | PPL 315/1/DZ | Double-sided Signplate for the series Optilux, alternative sign for an exit that can also be used as a escape route | PPL 315/1/DZ
7TCA091350R0009 | 11240302 | Active | 8713812742199 | 78.86 | 1 | 1 | stuk | Emergency Lighting | BE41840 | LA (Emergency luminaire) | stuk | PPL 315/2-3/DZ | PPL 315/2-3/DZ | Pictogram luminaire | PPL 315/2-3/DZ
7TCA091350R0010 | 11240304 | Active | 8713812068855 | 54.54 | 1 | 1 | stuk | Emergency Lighting | BE41840 | LA (Emergency luminaire) | stuk | PPL 315/4/DZ | PPL 315/4/DZ | Double-sided Signplate for the series Optilux, sign escape route up or down, the luminaire can also be used for | PPL 315/4/DZ
7TCA091350R0011 | 11240305 | Active | 8713812068862 | 54.54 | 1 | 1 | stuk | Emergency Lighting | BE41840 | LA (Emergency luminaire) | stuk | PPL 315/5-6/DZ | PPL 315/5-6/DZ | Double-sided Signplate for the series Optilux, sign direction change escape route (left/right), the luminaire can | PPL 315/5-6/DZ
7TCA091350R0012 | 11240310 | Active | 8713812744322 | 64.74 | 1 | 1 | stuk | Emergency Lighting | BE41840 | LA (Emergency luminaire) | stuk | PPL 315/10/DZ | PPL 315/10/DZ | Double-sided Signplate for the series Optilux, sign for firefighting equipment (extinguisher). Luminaire can | PPL 315/10/DZ
7TCA091350R0013 | 11240311 | Active | 8713812740997 | 54.5 | 1 | 1 | stuk | Emergency Lighting | BE41840 | LA (Emergency luminaire) | stuk | PPL 315/11/DZ | PPL 315/11/DZ | Double-sided Signplate for the series Optilux, sign for firefighting equipment (fire hose), the luminaire can | PPL 315/11/DZ
7TCA091350R0015 | 11240313 | Active | 8713812743240 | 63.18 | 1 | 1 | stuk | Emergency Lighting | BE41840 | LA (Emergency luminaire) | stuk | PPL 315/13/DZ | PPL 315/13/DZ | Double-sided Signplate for the series Optilux, sign for a first aid posts, the luminaire can also be used for | PPL 315/13/DZ
7TCA091350R0016 | 11240314 | Active | 8713812068893 | 54.54 | 1 | 1 | stuk | Emergency Lighting | BE41840 | LA (Emergency luminaire) | stuk | PPL 315/14/DZ | PPL 315/14/DZ | Double-sided Signplate for the series Optilux, sign escape route up, the luminaire can also be used for escape | PPL 315/14/DZ
7TCA091350R0017 | 11240351 | Active | 8713812741000 | 54.54 | 1 | 1 | stuk | Emergency Lighting | BE41840 | LA (Emergency luminaire) | stuk | PPL 315/51/DZ | PPL 315/51/DZ | Double-sided Signplate for the series Optilux, sign escape route up or down, the luminaire can also be used for | PPL 315/51/DZ
7TCA091350R0018 | 11240351/1330 | Active | 8713812749792 | 56.66 | 1 | 1 | stuk | Emergency Lighting | BE41840 | LA (Emergency luminaire) | stuk | Ppl 315/51/Dz-30M | PPL 315/51/DZ-30M | Pictogram luminaire | PPL 315/51/DZ-30M
7TCA091350R0019 | 11240352 | Active | 8713812741017 | 54.54 | 1 | 1 | stuk | Emergency Lighting | BE41840 | LA (Emergency luminaire) | stuk | PPL 315/52-53/DZ | PPL 315/52-53/DZ | Double-sided Signplate for the series Optilux, sign direction change escape route (right/left), the luminaire can | PPL 315/52-53/DZ
7TCA091350R0020 | 11240352/1330 | Active | 8713812749815 | 54.54 | 1 | 1 | stuk | Emergency Lighting | BE41840 | LA (Emergency luminaire) | stuk | Ppl 315/52-53/Dz-30M | ppl 315/52-53/dz-30m | Pictogram luminaire | PPL 315/52-53/DZ-30M
7TCA091350R0022 | 11240401 | Active | 8713812068800 | 54.54 | 1 | 1 | stuk | Emergency Lighting | BE41840 | LA (Emergency luminaire) | stuk | PPL 315/1/BL | PPL 315/1/BL | Signplate for the series Optilux, alternative sign for an exit that can also be used as a escape route exit to | PPL 315/1/BL
7TCA091350R0023 | 11240402 | Active | 8713812741550 | 86.24 | 1 | 1 | stuk | Emergency Lighting | BE41840 | LA (Emergency luminaire) | stuk | PPL 315/2/BL | PPL 315/2/BL | Pictogram luminaire | PPL 315/2/BL
7TCA091350R0024 | 11240403 | Active | 8713812749129 | 54.54 | 1 | 1 | stuk | Emergency Lighting | BE41840 | LA (Emergency luminaire) | stuk | PPL 315/3/BL | PPL 315/3/BL | Pictogram luminaire | PPL 315/3/BL
7TCA091350R0025 | 11240404 | Active | 8713812068817 | 54.54 | 1 | 1 | stuk | Emergency Lighting | BE41840 | LA (Emergency luminaire) | stuk | PPL 315/4/BL | PPL 315/4/BL | Signplate for the series Optilux, sign escape route up or down, the luminaire can also be used for escape route | PPL 315/4/BL
7TCA091350R0026 | 11240405 | Active | 8713812068824 | 54.54 | 1 | 1 | stuk | Emergency Lighting | BE41840 | LA (Emergency luminaire) | stuk | PPL 315/5/BL | PPL 315/5/BL | Signplate for the series Optilux, sign direction change escape route (to the right), the luminaire can also be used | PPL 315/5/BL
7TCA091350R0027 | 11240406 | Active | 8713812068831 | 54.54 | 1 | 1 | stuk | Emergency Lighting | BE41840 | LA (Emergency luminaire) | stuk | PPL 315/6/BL | PPL 315/6/BL | Signplate for the series Optilux, sign direction change escape route (to the left), the luminaire can also be used | PPL 315/6/BL
7TCA091350R0028 | 11240410 | Active | 8713812744308 | 54.54 | 1 | 1 | stuk | Emergency Lighting | BE41840 | LA (Emergency luminaire) | stuk | PPL 315/10/BL | PPL 315/10/BL | Signplate for the series Optilux, sign for firefighting equipment (extinguisher), the luminaire can also | PPL 315/10/BL
7TCA091350R0029 | 11240411 | Active | 8713812072098 | 54.54 | 1 | 1 | stuk | Emergency Lighting | BE41840 | LA (Emergency luminaire) | stuk | PPL 315/11/BL | PPL 315/11/BL | Signplate for the series Optilux, sign for firefighting equipment (fire hose), the luminaire can also be used for | PPL 315/11/BL
7TCA091350R0031 | 11240414 | Active | 8713812068886 | 54.54 | 1 | 1 | stuk | Emergency Lighting | BE41840 | LA (Emergency luminaire) | stuk | PPL 315/14/BL | PPL 315/14/BL | Signplate for the series Optilux, sign escape route up, the luminaire can also be used for escape route lighting | PPL 315/14/BL
7TCA091350R0032 | 11240451 | Active | 8713812740980 | 54.54 | 1 | 1 | stuk | Emergency Lighting | BE41840 | LA (Emergency luminaire) | stuk | PPL 315/51/BL | PPL 315/51/BL | Signplate for the series Optilux, sign escape route up or down, the luminaire can also be used for escape route | PPL 315/51/BL
7TCA091350R0033 | 11240451/1330 | Active | 8713812749785 | 54.54 | 1 | 1 | stuk | Emergency Lighting | BE41840 | LA (Emergency luminaire) | stuk | Ppl 315/51/Bl-30M | PPL 315/51/BL-30M | Pictogram luminaire | PPL 315/51/BL-30M
7TCA091350R0034 | 11240452 | Active | 8713812749969 | 54.54 | 1 | 1 | stuk | Emergency Lighting | BE41840 | LA (Emergency luminaire) | stuk | PPL 315/52/BL | PPL 315/52/BL | Signplate for the series Optilux, sign escape route to the right, the luminaire can also be used for escape | PPL 315/52/BL
7TCA091350R0035 | 11240452/1330 | Active | 8713812749808 | 56.66 | 1 | 1 | stuk | Emergency Lighting | BE41840 | LA (Emergency luminaire) | stuk | Ppl 315/52/Bl-30M | PPL 315/52/BL-30M | Pictogram luminaire | PPL 315/52/BL-30M
7TCA091350R0036 | 11240453/1330 | Active | 8713812749822 | 66.45 | 1 | 1 | stuk | Emergency Lighting | BE41840 | LA (Emergency luminaire) | stuk | Ppl 315/53/Bl-30M | PPL 315/53/BL-30M | Pictogram luminaire | PPL 315/53/BL-30M
7TCA091350R0423 | 12230002 | Active | 8713812008554 | 16.49 | 1 | 1 | stuk | Emergency Lighting | BE41840 | LA (Emergency luminaire) | stuk | PP 300/2 | PP 300/2 | Signplate for the TA 330 series, sign direction change escape route (to the right) | PP 300/2
7TCA091350R0425 | 12230003 | Active | 8713812008561 | 13.09 | 1 | 1 | stuk | Emergency Lighting | BE41840 | LA (Emergency luminaire) | stuk | PP 300/3 | PP 300/3 | Signplate for the TA 330 series, sign escape route up or down | PP 300/3
7TCA091350R0433 | 12232599 | Active | 8713812746241 | 40.12 | 1 | 1 | stuk | Emergency Lighting | BE41840 | LA (Emergency luminaire) | stuk | P OPAAL | Pictogramme Horizon mural - OPALE Pictogramme Horizon mural - OPALE | Using this foil you make the light output of a luminaire Optilux diffuse so you can apply them as mood lighting | P OPAAL
7TCA091350R0461 | 12232601 | Active | 8713812008615 | 19.95 | 1 | 1 | stuk | Emergency Lighting | BE41840 | LA (Emergency luminaire) | stuk | P 1 | Pictogramme sortie Horizon mural Pictogramme sortie Horizon mural | Pictogramfoil for the series Optilux, alternative sign for an exit that can also be used as a escape route exit to | P 1
7TCA091350R0463 | 12232602 | Active | 8713812008622 | 19.95 | 1 | 1 | stuk | Emergency Lighting | BE41840 | LA (Emergency luminaire) | stuk | P 2 | Pictogramme sortie Horizon mural Pictogramme sortie Horizon mural | Pictogram luminaire | P 2
7TCA091350R0464 | 12232603 | Active | 8713812008639 | 19.95 | 1 | 1 | stuk | Emergency Lighting | BE41840 | LA (Emergency luminaire) | stuk | P 3 | Pictogramme sortie Horizon mural Pictogramme sortie Horizon mural | Pictogram luminaire | P 3
7TCA091350R0465 | 12232604 | Active | 8713812008646 | 19.95 | 1 | 1 | stuk | Emergency Lighting | BE41840 | LA (Emergency luminaire) | stuk | P 4 | P 4 | Pictogramfoil for the series Optilux, sign escape route up or down | P 4
7TCA091350R0468 | 12232605 | Active | 8713812008653 | 19.95 | 1 | 1 | stuk | Emergency Lighting | BE41840 | LA (Emergency luminaire) | stuk | P 5 | P 5 | Pictogramfoil for the series Optilux, sign direction change escape route (to the right) | P 5
7TCA091350R0469 | 12232606 | Active | 8713812008660 | 19.95 | 1 | 1 | stuk | Emergency Lighting | BE41840 | LA (Emergency luminaire) | stuk | P 6 | P 6 | Pictogramfoil for the series Optilux, sign direction change escape route (to the left) | P 6
7TCA091350R0475 | 12232610 | Active | 8713812027203 | 22.76 | 1 | 1 | stuk | Emergency Lighting | BE41840 | LA (Emergency luminaire) | stuk | HorizonAcc./Foil/Red Extinguisher | Pictogramme Horizon mural - extincteur Pictogramme Horizon mural - extincteur | Pictogramfoil for the series Optilux, sign for firefighting equipment (extinguisher) | P 10
7TCA091350R0476 | 12232611 | Active | 8713812027227 | 19.95 | 1 | 1 | stuk | Emergency Lighting | BE41840 | LA (Emergency luminaire) | stuk | HorizonAcc./Foil/Red FireHose | Pictogramme Horizon mural - hydrant Pictogramme Horizon mural - hydrant | Pictogramfoil for the series Optilux, sign for firefighting equipment (fire hose) | P 11
7TCA091350R0478 | 12232613 | Active | 8713812028309 | 25.33 | 1 | 1 | stuk | Emergency Lighting | BE41840 | LA (Emergency luminaire) | stuk | HorizonAcc./Foil/Green FirstAidPost | Pictogramme Horizon mural - EHBO Pictogramme Horizon mural - EHBO | Pictogramfoil for the series Optilux, sign for a first aid posts | P 13
7TCA091350R0479 | 12232614 | Active | 8713812028477 | 19.95 | 1 | 1 | stuk | Emergency Lighting | BE41840 | LA (Emergency luminaire) | stuk | P 14 | P 14 | Pictogramfoil for the series Optilux, sign escape route up | P 14
7TCA091350R0480 | 12232651 | Active | 8713812069586 | 19.95 | 1 | 1 | stuk | Emergency Lighting | BE41840 | LA (Emergency luminaire) | stuk | HorizonAcc./Foil/GreenArrowUp | P 51 | Pictogramfoil for the series Optilux, sign escape route up or down | P 51
7TCA091350R0482 | 12232652 | Active | 8713812069609 | 22.16 | 1 | 1 | stuk | Emergency Lighting | BE41840 | LA (Emergency luminaire) | stuk | HorizonAcc./Foil/GreenArrowRight | P 52 | Pictogramfoil for the series Optilux, sign escape route to the right | P 52
7TCA091350R0484 | 12232653 | Active | 8713812069623 | 19.95 | 1 | 1 | stuk | Emergency Lighting | BE41840 | LA (Emergency luminaire) | stuk | HorizonAcc./Foil/GreenArrowLeft | P 53 | Pictogramfoil for the series Optilux, sign escape route to the left | P 53
7TCA091350R0491 | 12240001 | Active | 8713812008707 | 14.46 | 1 | 1 | stuk | Emergency Lighting | BE41840 | LA (Emergency luminaire) | stuk | PP 400/1 | PP 400/1 | Signplate for the WER en TA-TL 400 series, sign direction change escape route (to the left) | PP 400/1
7TCA091350R0549 | 12240001-063 | Active | 8713812738499 | 57.58 | 1 | 1 | stuk | Emergency Lighting | BE41840 | LA (Emergency luminaire) | stuk | Pp 400/Oranje Volvo - | Plaque perspex speciale VCG Plaque perspex speciale VCG | Pictogram luminaire | PP 400/ORANJE DRUKKNOP VOLVO -
7TCA091350R0569 | 12240002 | Active | 8713812008714 | 14.46 | 1 | 1 | stuk | Emergency Lighting | BE41840 | LA (Emergency luminaire) | stuk | PP 400/2 | PP 400/2 | Signplate for the WER en TA-TL 400 series, sign direction change escape route (to the right) | PP 400/2
7TCA091350R0570 | 12240003 | Active | 8713812008721 | 14.46 | 1 | 1 | stuk | Emergency Lighting | BE41840 | LA (Emergency luminaire) | stuk | PP 400/3 | PP 400/3 | Signplate for the WER en TA-TL 400 series, sign escape route up or down | PP 400/3
7TCA091350R0572 | 12240005 | Active | 8713812008745 | 14.46 | 1 | 1 | stuk | Emergency Lighting | BE41840 | LA (Emergency luminaire) | stuk | PP 400/5 | Plaque perspex - Sortie Plaque perspex - Sortie | Signplate for the WER en TA-TL 400 series, alternative sign for an exit that can also be used as a escape route | PP 400/5
7TCA091350R0577 | 12240014 | Active | 8713812028507 | 14.46 | 1 | 1 | stuk | Emergency Lighting | BE41840 | LA (Emergency luminaire) | stuk | PP 400/14 | PP 400/14 | Signplate for the WER en TA-TL 400 series, sign escape route up | PP 400/14
7TCA091350R0578 | 12240051 | Active | 8713812069685 | 14.46 | 1 | 1 | stuk | Emergency Lighting | BE41840 | LA (Emergency luminaire) | stuk | PP 400/51 | PP 400/51 | Signplate for the WER en TA-TL 400 series, sign escape route up or down | PP 400/51
7TCA091350R0601 | 12272501 | Active | 8713812008851 | 76.08 | 1 | 1 | stuk | Emergency Lighting | BE41840 | LA (Emergency luminaire) | stuk | PP 725/1 | PP 725/1 | Signplate for the TA 725 series, sign direction change escape route (to the left) | PP 725/1
7TCA091350R0649 | 12272502 | Active | 8713812008868 | 76.08 | 1 | 1 | stuk | Emergency Lighting | BE41840 | LA (Emergency luminaire) | stuk | PP 725/2 | PP 725/2 | Signplate for the TA 725 series, sign direction change escape route (to the right) | PP 725/2
7TCA091350R0650 | 12272503 | Active | 8713812008875 | 76.08 | 1 | 1 | stuk | Emergency Lighting | BE41840 | LA (Emergency luminaire) | stuk | PP 725/3 | PP 725/3 | Signplate for the TA 725 series, alternative sign for an exit that can also be used as a escape route exit to | PP 725/3
7TCA091350R0651 | 12272504 | Active | 8713812008882 | 76.08 | 1 | 1 | stuk | Emergency Lighting | BE41840 | LA (Emergency luminaire) | stuk | PP 725/4 | PP 725/4 | Signplate for the TA 725 series, sign escape route up or down | PP 725/4
7TCA091350R0655 | 12272514 | Active | 8713812028538 | 185.21 | 1 | 1 | stuk | Emergency Lighting | BE41840 | LA (Emergency luminaire) | stuk | PP 725/14 | PP 725/14 | Signplate for the TA 725 series, sign escape route up | PP 725/14
7TCA091350R0657 | 12323101 | Active | 8713812745350 | 11.15 | 1 | 1 | stuk | Emergency Lighting | BE41840 | LA (Emergency luminaire) | stuk | PrevixAcc./Foil/Green Exit | P1-PRE | Pictogramfoil for the series Previx, alternative sign for an exit that can also be used as a escape route exit to | P1-PRE
7TCA091350R0658 | 12323104 | Active | 8713812745367 | 8.72 | 1 | 1 | stuk | Emergency Lighting | BE41840 | LA (Emergency luminaire) | stuk | PrevixAcc./Foil/GreenArrowDown (old) | P4-PRE | Pictogramfoil for the series Previx, sign escape route up or down | P4-PRE
7TCA091350R0659 | 12323105 | Active | 8713812745374 | 8.72 | 1 | 1 | stuk | Emergency Lighting | BE41840 | LA (Emergency luminaire) | stuk | PrevixAcc./Foil/GreenArrowRight (old) | P5-PRE | Pictogramfoil for the series Previx, sign direction change escape route (to the right) | P5-PRE
7TCA091350R0660 | 12323106 | Active | 8713812745381 | 8.72 | 1 | 1 | stuk | Emergency Lighting | BE41840 | LA (Emergency luminaire) | stuk | PrevixAcc./Foil/GreenArrowLeft (old) | P6-PRE | Pictogramfoil for the series Previx, sign direction change escape route (to the left) | P6-PRE
7TCA091350R0661 | 12323114 | Active | 8713812745398 | 9.31 | 1 | 1 | stuk | Emergency Lighting | BE41840 | LA (Emergency luminaire) | stuk | PrevixAcc./Foil/GreenArrowUp (old) | P14-PRE | Pictogramfoil for the series Previx, sign escape route up | P14-PRE
7TCA091350R0696 | 12527510 | Active | 8713812009025 | 10.38 | 1 | 1 | stuk | Emergency Lighting | BE41840 | LA (Emergency luminaire) | stuk | TS 275/10 | TS 275/10 | Pictogramsticker, sign direction change escape route (to the left) | TS 275/10
7TCA091350R0698 | 12527511 | Active | 8713812009032 | 9.72 | 1 | 1 | stuk | Emergency Lighting | BE41840 | LA (Emergency luminaire) | stuk | TS 275/11 | TS 275/11 | Pictogramsticker, sign direction change escape route (to the right) | TS 275/11
7TCA091350R0700 | 12527512 | Active | 8713812009049 | 18.26 | 1 | 1 | stuk | Emergency Lighting | BE41840 | LA (Emergency luminaire) | stuk | TS 275/12 | TS 275/12 | Pictogramsticker, alternative sign for an exit that can also be used as a escape route exit to the adjoining | TS 275/12
7TCA091350R0703 | 12527514 | Active | 8713812028569 | 23.92 | 1 | 1 | stuk | Emergency Lighting | BE41840 | LA (Emergency luminaire) | stuk | TS 275/14 | TS 275/14 | Pictogramsticker, sign escape route up | TS 275/14
7TCA091350R0704 | 12527519 | Active | 8713812009063 | 9.72 | 1 | 1 | stuk | Emergency Lighting | BE41840 | LA (Emergency luminaire) | stuk | TS 275/19 | TS 275/19 | Pictogramsticker, sign escape route up or down | TS 275/19
7TCA091350R0708 | 12527551 | Active | 8713812749402 | 9.72 | 1 | 1 | stuk | Emergency Lighting | BE41840 | LA (Emergency luminaire) | stuk | AqualuxAcc./Sticker/ArrowUp (KAP AQL/DZ) | TS 275/51 | Pictogramsticker for example for the series Lightstar, sign escape route up or down | TS 275/51
7TCA091350R0709 | 12527552 | Active | 8713812751092 | 9.72 | 1 | 1 | stuk | Emergency Lighting | BE41840 | LA (Emergency luminaire) | stuk | AqualuxAcc./Sticker/ArrowRight(KAP AQL/DZ) | TS 275/52 | Pictogramsticker for example for the series Lightstar, sign escape route to the right | TS 275/52
7TCA091350R0711 | 12527553 | Active | 8713812751108 | 9.72 | 1 | 1 | stuk | Emergency Lighting | BE41840 | LA (Emergency luminaire) | stuk | AqualuxAcc./Sticker/ArrowLeft(KAP AQL/DZ) | TS 275/53 | Pictogramsticker for example for the series Lightstar, sign escape route to the left | TS 275/53
7TCA091350R0756 | 12529510 | Active | 8713812009209 | 9.72 | 1 | 1 | stuk | Emergency Lighting | BE41840 | LA (Emergency luminaire) | stuk | DVA360Acc./Sticker/GreenArrowLeft (old) | TS 295/10 | Pictogramsticker, sign direction change escape route (to the left) | TS 295/10
7TCA091350R0757 | 12529511 | Active | 8713812009216 | 9.72 | 1 | 1 | stuk | Emergency Lighting | BE41840 | LA (Emergency luminaire) | stuk | DVA360Acc./Sticker/GreenArrowRight (old) | TS 295/11 | Pictogramsticker, sign direction change escape route (to the right) | TS 295/11
7TCA091350R0758 | 12529512 | Active | 8713812009223 | 19.73 | 1 | 1 | stuk | Emergency Lighting | BE41840 | LA (Emergency luminaire) | stuk | DVA360Acc./Sticker/GreenWhite Exit | TS 295/12 | Pictogramsticker, alternative sign for an exit that can also be used as a escape route exit to the adjoining | TS 295/12
7TCA091350R0760 | 12529514 | Active | 8713812028576 | 9.72 | 1 | 1 | stuk | Emergency Lighting | BE41840 | LA (Emergency luminaire) | stuk | DVA360Acc./Sticker/GreenArrowUp (old) | TS 295/14 | Pictogramsticker, sign escape route up | TS 295/14
7TCA091350R0761 | 12529519 | Active | 8713812009285 | 9.72 | 1 | 1 | stuk | Emergency Lighting | BE41840 | LA (Emergency luminaire) | stuk | DVA360Acc./Sticker/GreenArrowDown (old) | TS 295/19 | Pictogramsticker, sign escape route up or down | TS 295/19
7TCA091350R0792 | 12532010 | Active | 8713812009414 | 10.31 | 1 | 1 | stuk | Emergency Lighting | BE41840 | LA (Emergency luminaire) | stuk | Picto320x120mm/Sticker/GrnArrowLeft(old) | TS 320/10 | Pictogramsticker, sign direction change escape route (to the left) | TS 320/10
7TCA091350R0793 | 12532011 | Active | 8713812009421 | 10.31 | 1 | 1 | stuk | Emergency Lighting | BE41840 | LA (Emergency luminaire) | stuk | Picto320x120mm/Sticker/GrnArrowRight(old) | TS 320/11 | Pictogramsticker, sign direction change escape route (to the right) | TS 320/11
7TCA091350R0794 | 12532012 | Active | 8713812009438 | 10.31 | 1 | 1 | stuk | Emergency Lighting | BE41840 | LA (Emergency luminaire) | stuk | Picto320x120mm/Sticker/GrnWhite ExitDown | TS 320/12 | Pictogramsticker, alternative sign for an exit that can also be used as a escape route exit to the adjoining | TS 320/12
7TCA091350R0796 | 12532014 | Active | 8713812028583 | 26.64 | 1 | 1 | stuk | Emergency Lighting | BE41840 | LA (Emergency luminaire) | stuk | Picto320x120mm/Sticker/GreenArrowUp(old) | TS 320/14 | Pictogramsticker, sign escape route up | TS 320/14
7TCA091350R0797 | 12532019 | Active | 8713812009490 | 10.51 | 1 | 1 | stuk | Emergency Lighting | BE41840 | LA (Emergency luminaire) | stuk | Picto320x120mm/Sticker/GrnArrowDown(old) | TS 320/19 | Pictogramsticker, sign escape route up or down | TS 320/19
7TCA091350R0801 | 12532051 | Active | 8713812069814 | 10.31 | 1 | 1 | stuk | Emergency Lighting | BE41840 | LA (Emergency luminaire) | stuk | Picto320x120mm/Sticker/GreenArrowUp | TS 320/51 | Pictogramsticker, sign escape route up or down | TS 320/51
7TCA091350R0802 | 12532052 | Active | 8713812069838 | 10.31 | 1 | 1 | stuk | Emergency Lighting | BE41840 | LA (Emergency luminaire) | stuk | Picto320x120mm/Sticker/GreenArrowRight | TS 320/52 | Pictogramsticker, sign escape route to the right | TS 320/52
7TCA091350R0803 | 12532053 | Active | 8713812069852 | 10.31 | 1 | 1 | stuk | Emergency Lighting | BE41840 | LA (Emergency luminaire) | stuk | Picto320x120mm/Sticker/GreenArrowLeft | TS 320/53 | Pictogramsticker, sign escape route to the left | TS 320/53
7TCA091350R0817 | 12552510 | Active | 8713812009629 | 28.89 | 1 | 1 | stuk | Emergency Lighting | BE41840 | LA (Emergency luminaire) | stuk | TS 525/10 | TS 525/10 | Pictogramsticker, sign direction change escape route (to the left) | TS 525/10
7TCA091350R0818 | 12552511 | Active | 8713812009636 | 12.53 | 1 | 1 | stuk | Emergency Lighting | BE41840 | LA (Emergency luminaire) | stuk | TS 525/11 | TS 525/11 | Pictogramsticker, sign direction change escape route (to the right) | TS 525/11
7TCA091350R0819 | 12552512 | Active | 8713812009643 | 12.53 | 1 | 1 | stuk | Emergency Lighting | BE41840 | LA (Emergency luminaire) | stuk | TS 525/12 | TS 525/12 | Pictogramsticker, alternative sign for an exit that can also be used as a escape route exit to the adjoining | TS 525/12
7TCA091350R0820 | 12552514 | Active | 8713812028590 | 12.53 | 1 | 1 | stuk | Emergency Lighting | BE41840 | LA (Emergency luminaire) | stuk | TS 525/14 | TS 525/14 | Pictogramsticker, sign escape route up | TS 525/14
7TCA091350R0821 | 12552519 | Active | 8713812009667 | 15.77 | 1 | 1 | stuk | Emergency Lighting | BE41840 | LA (Emergency luminaire) | stuk | TS 525/19 | TS 525/19 | Pictogramsticker, sign escape route up or down | TS 525/19
7TCA091350R0826 | 12730201 | Active | 8713812027777 | 12.86 | 1 | 1 | stuk | Emergency Lighting | BE41840 | LA (Emergency luminaire) | stuk | PSA 1 | Feuille à intercaler Aqualux - sortie Feuille à intercaler Aqualux - sortie | Pictogramfoil for the series Aqualux, alternative sign for an exit that can also be used as a escape route exit to | PSA 1
7TCA091350R0863 | 12730201-037 | Active | 8713812747842 | 16.98 | 1 | 1 | stuk | Emergency Lighting | BE41840 | LA (Emergency luminaire) | stuk | PSA OPAAL | Feuille à intercaler Aqualux - OPALE Feuille à intercaler Aqualux - OPALE | Using this foil you make the light output of a luminaire Aqualux diffuse so you can apply them as mood lighting | PSA OPAAL
7TCA091350R0882 | 12730203 | Active | 8713812027791 | 11.63 | 1 | 1 | stuk | Emergency Lighting | BE41840 | LA (Emergency luminaire) | stuk | PSA 3 | PSA 3 | Pictogram luminaire | PSA 3
7TCA091350R0883 | 12730204 | Active | 8713812027807 | 11.63 | 1 | 1 | stuk | Emergency Lighting | BE41840 | LA (Emergency luminaire) | stuk | PSA 4 | PSA 4 | Pictogramfoil for the series Aqualux, sign escape route up or down | PSA 4
7TCA091350R0884 | 12730205 | Active | 8713812027814 | 11.63 | 1 | 1 | stuk | Emergency Lighting | BE41840 | LA (Emergency luminaire) | stuk | AqualuxAcc./Foil GreenArrowRight (old) | PSA 5 | Pictogramfoil for the series Aqualux, sign direction change escape route (to the right) | PSA 5
7TCA091350R0885 | 12730206 | Active | 8713812027821 | 11.63 | 1 | 1 | stuk | Emergency Lighting | BE41840 | LA (Emergency luminaire) | stuk | AqualuxAcc./Foil/GreenArrowLeft (old) | PSA 6 | Pictogramfoil for the series Aqualux, sign direction change escape route (to the left) | PSA 6
7TCA091350R0886 | 12730210 | Active | 8713812743424 | 11.63 | 1 | 1 | stuk | Emergency Lighting | BE41840 | LA (Emergency luminaire) | stuk | AqualuxAcc./Foil/RedExtinguisher | PSA 10 | Pictogramfoil for the series Aqualux, sign for firefighting equipment (extinguisher) | PSA 10
7TCA091350R0887 | 12730211 | Active | 8713812073446 | 14.3 | 1 | 1 | stuk | Emergency Lighting | BE41840 | LA (Emergency luminaire) | stuk | AqualuxAcc./Foil/RedFireHose | PSA 11 | Pictogramfoil for the series Aqualux, sign for firefighting equipment (fire hose) | PSA 11
7TCA091350R0888 | 12730214 | Active | 8713812028156 | 28.29 | 1 | 1 | stuk | Emergency Lighting | BE41840 | LA (Emergency luminaire) | stuk | PSA 14 | PSA 14 | Pictogramfoil for the series Aqualux, sign escape route up | PSA 14
7TCA091350R0889 | 12730251 | Active | 8713812069920 | 11.63 | 1 | 1 | stuk | Emergency Lighting | BE41840 | LA (Emergency luminaire) | stuk | AqualuxAcc./Foil/GreenArrowUp | PSA 51 | Pictogramfoil for the series Aqualux, sign escape route up or down | PSA 51
7TCA091350R0926 | 12829100 | Active | 8713812073026 | 11.07 | 1 | 1 | stuk | Emergency Lighting | BE41840 | LA (Emergency luminaire) | stuk | Pictogramfolie de Serenga groen bedrukt | Feuille à intercaler SER C-O Feuille à intercaler SER C-O | Pictogramfoil for the series Serenga, green print | P0-SER-C
7TCA091350R0941 | 12829101 | Active | 8713812073033 | 11.07 | 1 | 1 | stuk | Emergency Lighting | BE41840 | LA (Emergency luminaire) | stuk | P1-SER-C | Feuille à intercaler SER O-C Feuille à intercaler SER O-C | Pictogramfoil for the series Serenga, alternative sign for an exit that can also be used as a escape route exit to | P1-SER-C
7TCA091350R0943 | 12829104 | Active | 8713812073040 | 11.07 | 1 | 1 | stuk | Emergency Lighting | BE41840 | LA (Emergency luminaire) | stuk | P4-SER-C | Feuille à intercaler SER O-C Feuille à intercaler SER O-C | Pictogramfoil for the series Serenga, sign escape route up or down | P4-SER-C
7TCA091350R0945 | 12829105 | Active | 8713812073057 | 11.07 | 1 | 1 | stuk | Emergency Lighting | BE41840 | LA (Emergency luminaire) | stuk | P5-SER-C | Feuille à intercaler SER O-C Feuille à intercaler SER O-C | Pictogramfoil for the series Serenga, sign direction change escape route (to the right) | P5-SER-C
7TCA091350R0947 | 12829106 | Active | 8713812073064 | 11.07 | 1 | 1 | stuk | Emergency Lighting | BE41840 | LA (Emergency luminaire) | stuk | P6-SER-C | Feuille à intercaler SER O-C Feuille à intercaler SER O-C | Pictogramfoil for the series Serenga, sign direction change escape route (to the left) | P6-SER-C
7TCA091350R0949 | 12829110 | Active | 8713812737249 | 12.68 | 1 | 1 | stuk | Emergency Lighting | BE41840 | LA (Emergency luminaire) | stuk | P10-SER-C | P10-SER-C | Pictogramfoil for the series Serenga, sign for firefighting equipment (extinguisher) | P10-SER-C
7TCA091350R0950 | 12829111 | Active | 8713812738932 | 11.07 | 1 | 1 | stuk | Emergency Lighting | BE41840 | LA (Emergency luminaire) | stuk | P11-SER-C | Feuille à intercaler SER C-O - Hydrant Feuille à intercaler SER C-O - Hydrant | Pictogramfoil for the series Serenga, sign for firefighting equipment (fire hose) | P11-SER-C
7TCA091350R0951 | 12829114 | Active | 8713812073071 | 11.07 | 1 | 1 | stuk | Emergency Lighting | BE41840 | LA (Emergency luminaire) | stuk | P14-SER-C | Feuille à intercaler SER C-O Feuille à intercaler SER C-O | Pictogramfoil for the series Serenga, sign escape route up | P14-SER-C
7TCA091350R0955 | 12829152 | Active | 8713812751733 | 11.07 | 1 | 1 | stuk | Emergency Lighting | BE41840 | LA (Emergency luminaire) | stuk | P52-SER-C | P52-SER-C | Pictogramfoil for the series Serenga, sign escape route to the right | P52-SER-C
7TCA091350R0959 | 12829153 | Active | 8713812751740 | 11.07 | 1 | 1 | stuk | Emergency Lighting | BE41840 | LA (Emergency luminaire) | stuk | P53-SER-C | P53-SER-C | Pictogramfoil for the series Serenga, sign escape route to the left | P53-SER-C
7TCA091350R0969 | 12829600 | Active | 8713812073149 | 11.07 | 1 | 1 | stuk | Emergency Lighting | BE41840 | LA (Emergency luminaire) | stuk | Pictogramfolie de Serenga groen bedrukt | Feuille à intercaler SER-I Feuille à intercaler SER-I | Pictogramfoil for the series Serenga, green print | P0-SER-I
7TCA091350R0976 | 12829601 | Active | 8713812073156 | 11.6 | 1 | 1 | stuk | Emergency Lighting | BE41840 | LA (Emergency luminaire) | stuk | P1-SER-I | Feuille à intercaler SER-I Feuille à intercaler SER-I | Pictogramfoil for the series Serenga, alternative sign for an exit that can also be used as a escape route exit to | P1-SER-I
7TCA091350R0979 | 12829604 | Active | 8713812073163 | 11.07 | 1 | 1 | stuk | Emergency Lighting | BE41840 | LA (Emergency luminaire) | stuk | P4-SER-I | Feuille à intercaler SER-I Feuille à intercaler SER-I | Pictogramfoil for the series Serenga, sign escape route up or down | P4-SER-I
7TCA091350R0982 | 12829605 | Active | 8713812073170 | 11.07 | 1 | 1 | stuk | Emergency Lighting | BE41840 | LA (Emergency luminaire) | stuk | P5-SER-I | Feuille à intercaler SER-I Feuille à intercaler SER-I | Pictogramfoil for the series Serenga, sign direction change escape route (to the right) | P5-SER-I
7TCA091350R0985 | 12829606 | Active | 8713812073187 | 11.07 | 1 | 1 | stuk | Emergency Lighting | BE41840 | LA (Emergency luminaire) | stuk | P6-SER-I | Feuille à intercaler SER-I Feuille à intercaler SER-I | Pictogramfoil for the series Serenga, sign direction change escape route (to the left) | P6-SER-I
7TCA091350R0988 | 12829610 | Active | 8713812738949 | 11.6 | 1 | 1 | stuk | Emergency Lighting | BE41840 | LA (Emergency luminaire) | stuk | P10-SER-I | Feuille à intercaler SER-I - Extincteur Feuille à intercaler SER-I - Extincteur | Pictogramfoil for the series Serenga, sign for firefighting equipment (extinguisher) | P10-SER-I
7TCA091350R0989 | 12829611 | Active | 8713812738956 | 20.63 | 1 | 1 | stuk | Emergency Lighting | BE41840 | LA (Emergency luminaire) | stuk | P11-SER-I | Feuille à intercaler SER-I - Hydrant Feuille à intercaler SER-I - Hydrant | Pictogramfoil for the series Serenga, sign for firefighting equipment (fire hose) | P11-SER-I
7TCA091350R0992 | 12829614 | Active | 8713812073194 | 11.07 | 1 | 1 | stuk | Emergency Lighting | BE41840 | LA (Emergency luminaire) | stuk | P14-SER-I | Feuille à intercaler SER-I Feuille à intercaler SER-I | Pictogramfoil for the series Serenga, sign escape route up | P14-SER-I
7TCA091350R0996 | 12829652 | Active | 8713812750668 | 11.07 | 1 | 1 | stuk | Emergency Lighting | BE41840 | LA (Emergency luminaire) | stuk | P52-SER-I | P52-SER-I | Pictogramfoil for the series Serenga, sign escape route to the right | P52-SER-I
7TCA091350R1096 | 12915905 | Active | 8713812010069 | 58.54 | 1 | 1 | stuk | Emergency Lighting | BE41840 | LA (Emergency luminaire) | stuk | LutoAcc./Pictogram | LUTO/TP 6 ZET MOTOR AF VERLAAT GARA LUTO/TP 6 ZET MOTOR AF VERLAAT GARA | Pictogram according to NEN 2443 for the series TA-TL 1590 black signplate with red characters, text is only visible when light source in the luminaire is on | LUTO/TP 6 ZET MOTOR AF VERLAAT GARA
7TCA091350R1098 | 12930003 | Active | 8713812010083 | 36.54 | 1 | 1 | stuk | Emergency Lighting | BE41840 | LA (Emergency luminaire) | stuk | LutoAcc./Pictogram | LUTO/TP 2 | Black signplate with red characters for the series LUTO, text is only visible when the light source in the luminaire is activated; Ruimte Niet Betreden | LUTO/TP 2
7TCA091350R1172 | 12980005 | Active | 8713812010113 | 96.08 | 1 | 1 | stuk | Emergency Lighting | BE41840 | LA (Emergency luminaire) | stuk | LutoAcc./Pictogram | LUTO/TP 5 ZET MOTOR AF VERLAAT GARA LUTO/TP 5 ZET MOTOR AF VERLAAT GARA | Pictogram according to NEN 2443 for the series TA-TL 800 black signplate with red characters, text is only visible when light source in the luminaire is on | LUTO/TP 5 ZET MOTOR AF VERLAAT GARA
7TCA091350R1265 | 22438301 | Active | 8713812027531 | 42.06 | 1 | 1 | stuk | Emergency Lighting | BE41840 | LA (Emergency luminaire) | stuk | ED 1/BL | ED 1/BL | Signplate for the series Endurance, alternative sign for an exit that can also be used as a escape route exit to | ED 1/BL
7TCA091350R1270 | 22438304 | Active | 8713812027562 | 41.66 | 1 | 1 | stuk | Emergency Lighting | BE41840 | LA (Emergency luminaire) | stuk | ED 4/BL | ED 4/BL | Signplate for the series Endurance, sign escape route up or down | ED 4/BL
7TCA091350R1273 | 22438305 | Active | 8713812027579 | 41.66 | 1 | 1 | stuk | Emergency Lighting | BE41840 | LA (Emergency luminaire) | stuk | ED 5/BL | ED 5/BL | Signplate for the series Endurance, sign direction change escape route (to the right) | ED 5/BL
7TCA091350R1275 | 22438306 | Active | 8713812027586 | 41.66 | 1 | 1 | stuk | Emergency Lighting | BE41840 | LA (Emergency luminaire) | stuk | ED 6/BL | ED 6/BL | Signplate for the series Endurance, sign direction change escape route (to the left) | ED 6/BL
7TCA091350R1277 | 22438310 | Active | 8713812740522 | 44.49 | 1 | 1 | stuk | Emergency Lighting | BE41840 | LA (Emergency luminaire) | stuk | Pictogram blusser enkelzijdig Endurance | ED 10/BL | Signplate for the series Endurance, sign for firefighting equipment (extinguisher) | ED 10/BL
7TCA091350R1279 | 22438314 | Active | 8713812028163 | 81.51 | 1 | 1 | stuk | Emergency Lighting | BE41840 | LA (Emergency luminaire) | stuk | ED 14/BL | Plaque perspex Endurance Plaque perspex Endurance | Signplate for the series Endurance, sign escape route up | ED 14/BL
7TCA091350R1280 | 22438351 | Active | 8713812749419 | 41.66 | 1 | 1 | stuk | Emergency Lighting | BE41840 | LA (Emergency luminaire) | stuk | ED 51/BL | ED 51/BL | Signplate for the series Endurance, sign escape route up or down | ED 51/BL
7TCA091350R1319 | 32120201/13 | Active | 8713812744810 | 121.9 | 1 | 1 | stuk | Emergency Lighting | BE41840 | LA (Emergency luminaire) | stuk | SER-FC | SER-FC | Light acc luminaires | SER-FC |  | 5.14
7TCA091350R1323 | 32120202/13 | Active | 8713812744827 | 138.47 | 1 | 1 | stuk | Emergency Lighting | BE41840 | LA (Emergency luminaire) | stuk | SER-FO | SER-FO | Light acc luminaires | SER-FO |  | 5.14
7TCA091350R1327 | 32120203/13 | Active | 8713812744834 | 155.17 | 1 | 1 | stuk | Emergency Lighting | BE41840 | LA (Emergency luminaire) | stuk | SER-FI | SER-FI | Light acc luminaires | SER-FI |  | 5.14
7TCA091350R1332 | 32120401/13 | Active | 8713812744841 | 192.64 | 1 | 1 | stuk | Emergency Lighting | BE41840 | LA (Emergency luminaire) | stuk | SER-FCX | SER-FCX | Light acc luminaires | SER-FCX |  | 5.14
7TCA091350R1337 | 32120402/13 | Active | 8713812744858 | 204.68 | 1 | 1 | stuk | Emergency Lighting | BE41840 | LA (Emergency luminaire) | stuk | SER-FOX | SER-FOX | Light acc luminaires | SER-FOX |  | 5.14
7TCA091350R1343 | 32120403/13 | Active | 8713812744865 | 204.68 | 1 | 1 | stuk | Emergency Lighting | BE41840 | LA (Emergency luminaire) | stuk | SER-FIX | SER-FIX | Light acc luminaires | SER-FIX |  | 5.14
7TCA091350R1387 | 32331501 | Active | 8713812028361 | 59.33 | 1 | 1 | stuk | Emergency Lighting | BE41840 | LA (Emergency luminaire) | stuk | PP 315/1/DZ | PP 315/1/DZ | Double-sided Signplate for the series Optilux, alternative sign for an exit that can also be used as a escape route | PP 315/1/DZ
7TCA091350R1389 | 32331504 | Active | 8713812028460 | 54.54 | 1 | 1 | stuk | Emergency Lighting | BE41840 | LA (Emergency luminaire) | stuk | PP 315/4/DZ | PP 315/4/DZ | Double-sided Signplate for the series Optilux, sign escape route up or down | PP 315/4/DZ
7TCA091350R1392 | 32331505 | Active | 8713812028439 | 54.54 | 1 | 1 | stuk | Emergency Lighting | BE41840 | LA (Emergency luminaire) | stuk | PP 315/5-6/DZ | PP 315/5-6/DZ | Double-sided Signplate for the series Optilux, sign direction change escape route (left/right) | PP 315/5-6/DZ
7TCA091350R1399 | 32331511 | Active | 8713812072616 | 55.6 | 1 | 1 | stuk | Emergency Lighting | BE41840 | LA (Emergency luminaire) | stuk | PP 315/11/DZ | PP 315/11/DZ | Double-sided Signplate for the series Optilux, sign for firefighting equipment (fire hose) | PP 315/11/DZ
7TCA091350R1400 | 32331514 | Active | 8713812028415 | 54.54 | 1 | 1 | stuk | Emergency Lighting | BE41840 | LA (Emergency luminaire) | stuk | PP 315/14/DZ | PP 315/14/DZ | Double-sided Signplate for the series Optilux, sign escape route up. | PP 315/14/DZ
7TCA091350R1401 | 32331551 | Active | 8713812070353 | 54.54 | 1 | 1 | stuk | Emergency Lighting | BE41840 | LA (Emergency luminaire) | stuk | PP 315/51/DZ | PP 315/51/DZ | Double-sided Signplate for the series Optilux, sign escape route up or down | PP 315/51/DZ
7TCA091350R1402 | 32331551/1330 | Active | 8713812749747 | 57.72 | 1 | 1 | stuk | Emergency Lighting | BE41840 | LA (Emergency luminaire) | stuk | PP 315/51/DZ-30M | PP 315/51/DZ-30M | Pictogram luminaire | PP 315/51/DZ-30M
7TCA091350R1404 | 32331552 | Active | 8713812070360 | 54.54 | 1 | 1 | stuk | Emergency Lighting | BE41840 | LA (Emergency luminaire) | stuk | PP 315/52-53/DZ | PP 315/52-53/DZ | Double-sided Signplate for the series Optilux, sign direction change escape route (right/left) | PP 315/52-53/DZ
7TCA091350R1405 | 32331552/1330 | Active | 8713812749761 | 54.54 | 1 | 1 | stuk | Emergency Lighting | BE41840 | LA (Emergency luminaire) | stuk | Pp 315/52-53/Dz-30M | pp 315/52-53/dz-30m | Pictogram luminaire | PP 315/52-53/DZ-30M
7TCA091350R1414 | 32631502 | Active | 8713812740942 | 72.81 | 1 | 1 | stuk | Emergency Lighting | BE41840 | LA (Emergency luminaire) | stuk | PPT 315/2-3/DZ | PPT 315/2-3/DZ | Pictogram luminaire | PPT 315/2-3/DZ
7TCA091350R1415 | 32631504 | Active | 8713812740737 | 38.62 | 1 | 1 | stuk | Emergency Lighting | BE41840 | LA (Emergency luminaire) | stuk | PPT 315/4/DZ | PPT 315/4/DZ | Double-sided Signplate for ITA luminaires, sign escape route up or down | PPT 315/4/DZ
7TCA091350R1416 | 32631505 | Active | 8713812740744 | 38.62 | 1 | 1 | stuk | Emergency Lighting | BE41840 | LA (Emergency luminaire) | stuk | PPT 315/5-6/DZ | PPT 315/5-6/DZ | Double-sided Signplate for ITA luminaires, sign direction change escape route (left/right) | PPT 315/5-6/DZ
7TCA091350R1418 | 32631510 | Active | 8713812744315 | 41.56 | 1 | 1 | stuk | Emergency Lighting | BE41840 | LA (Emergency luminaire) | stuk | PPT 315/10/DZ | PPT 315/10/DZ | Double-sided Signplate for the series ITA luminaires, sign for firefighting equipment (extinguisher) | PPT 315/10/DZ
7TCA091350R1419 | 32631511 | Active | 8713812740751 | 39 | 1 | 1 | stuk | Emergency Lighting | BE41840 | LA (Emergency luminaire) | stuk | PPT 315/11/DZ | PPT 315/11/DZ | Double-sided Signplate for the series ITA luminaires, sign for firefighting equipment (fire hose) | PPT 315/11/DZ
7TCA091350R1422 | 32631551 | Active | 8713812740775 | 38.62 | 1 | 1 | stuk | Emergency Lighting | BE41840 | LA (Emergency luminaire) | stuk | PPT 315/51/DZ | PPT 315/51/DZ | Double-sided Signplate for ITA luminaires, sign escape route up or down | PPT 315/51/DZ
7TCA091350R1424 | 32631552 | Active | 8713812740782 | 38.62 | 1 | 1 | stuk | Emergency Lighting | BE41840 | LA (Emergency luminaire) | stuk | PPT 315/52-53/DZ | PPT 315/52-53/DZ | Double-sided Signplate for ITA luminaires, sign direction change escape route (right/left) | PPT 315/52-53/DZ
7TCA091350R1603 | 42320004 | Active | 8713812755663 | 71.23 | 1 | 1 | stuk | Emergency Lighting | BE41840 | LA (Emergency luminaire) | stuk | PP 200/4/BL | PP 200/4/BL | Signplate for the series Serenga, sign escape route up or down | PP 200/4/BL
7TCA091350R1606 | 42320014 | Active | 8713812755694 | 96.3 | 1 | 1 | stuk | Emergency Lighting | BE41840 | LA (Emergency luminaire) | stuk | PP 200/14/BL | PP 200/14/BL | Signplate for the series Serenga, sign escape route up | PP 200/14/BL
7TCA091350R1614 | 42331501 | Active | 8713812028354 | 54.54 | 1 | 1 | stuk | Emergency Lighting | BE41840 | LA (Emergency luminaire) | stuk | PP 315/1/BL | PP 315/1/BL | Signplate for the series Optilux, alternative sign for an exit that can also be used as a escape route exit to | PP 315/1/BL
7TCA091350R1618 | 42331504 | Active | 8713812028408 | 54.54 | 1 | 1 | stuk | Emergency Lighting | BE41840 | LA (Emergency luminaire) | stuk | PP 315/4/BL | PP 315/4/BL | Signplate for the series Optilux, sign escape route up or down | PP 315/4/BL
7TCA091350R1623 | 42331505 | Active | 8713812028422 | 54.54 | 1 | 1 | stuk | Emergency Lighting | BE41840 | LA (Emergency luminaire) | stuk | PP 315/5/BL | PP 315/5/BL | Signplate for the series Optilux, sign direction change escape route (to the right) | PP 315/5/BL
7TCA091350R1627 | 42331506 | Active | 8713812028446 | 54.54 | 1 | 1 | stuk | Emergency Lighting | BE41840 | LA (Emergency luminaire) | stuk | PP 315/6/BL | PP 315/6/BL | Signplate for the series Optilux, sign direction change escape route (to the left) | PP 315/6/BL
7TCA091350R1632 | 42331510 | Active | 8713812748474 | 55.6 | 1 | 1 | stuk | Emergency Lighting | BE41840 | LA (Emergency luminaire) | stuk | PP 315/10/BL | PP 315/10/BL | Signplate for the series Optilux, sign for firefighting equipment (extinguisher) | PP 315/10/BL
7TCA091350R1633 | 42331511 | Active | 8713812056401 | 55.6 | 1 | 1 | stuk | Emergency Lighting | BE41840 | LA (Emergency luminaire) | stuk | PP 315/11/BL | PP 315/11/BL | Signplate for the series Optilux, sign for firefighting equipment (fire hose) | PP 315/11/BL
7TCA091350R1634 | 42331513 | Active | 8713812071640 | 89.78 | 1 | 1 | stuk | Emergency Lighting | BE41840 | LA (Emergency luminaire) | stuk | PP 315/13/BL | PP 315/13/BL | Signplate for the series Optilux, sign for a first aid posts | PP 315/13/BL
7TCA091350R1635 | 42331514 | Active | 8713812028453 | 54.54 | 1 | 1 | stuk | Emergency Lighting | BE41840 | LA (Emergency luminaire) | stuk | PP 315/14/BL | PP 315/14/BL | Signplate for the series Optilux, sign escape route up | PP 315/14/BL
7TCA091350R1636 | 42331551 | Active | 8713812070612 | 54.54 | 1 | 1 | stuk | Emergency Lighting | BE41840 | LA (Emergency luminaire) | stuk | PP 315/51/BL | PP 315/51/BL | Signplate for the series Optilux, sign escape route up or down | PP 315/51/BL
7TCA091350R1637 | 42331551/1330 | Active | 8713812749730 | 54.54 | 1 | 1 | stuk | Emergency Lighting | BE41840 | LA (Emergency luminaire) | stuk | PP 315/51/BL-30M | PP 315/51/BL-30M | Pictogram luminaire | PP 315/51/BL-30M
7TCA091350R1639 | 42331552 | Active | 8713812741406 | 54.54 | 1 | 1 | stuk | Emergency Lighting | BE41840 | LA (Emergency luminaire) | stuk | PP 315/52/BL | PP 315/52/BL | Signplate for the series Optilux, sign escape route to the right | PP 315/52/BL
7TCA091350R1640 | 42331552/1330 | Active | 8713812749754 | 58.24 | 1 | 1 | stuk | Emergency Lighting | BE41840 | LA (Emergency luminaire) | stuk | PP 315/52/BL-30M | PP 315/52/BL-30M | Pictogram luminaire | PP 315/52/BL-30M
7TCA091350R1642 | 42331553 | Active | 8713812741413 | 54.54 | 1 | 1 | stuk | Emergency Lighting | BE41840 | LA (Emergency luminaire) | stuk | PP 315/53/BL | PP 315/53/BL | Signplate for the series Optilux, sign escape route to the left | PP 315/53/BL
7TCA091350R1643 | 42331553/1330 | Active | 8713812749778 | 67.79 | 1 | 1 | stuk | Emergency Lighting | BE41840 | LA (Emergency luminaire) | stuk | PP 315/53/BL-30M | PP 315/53/BL-30M | Pictogram luminaire | PP 315/53/BL-30M
7TCA091350R1649 | 42438301 | Active | 8713812056425 | 41.66 | 1 | 1 | stuk | Emergency Lighting | BE41840 | LA (Emergency luminaire) | stuk | ED 1/DZ | ED 1/DZ | Double-sided Signplate for the series Endurance, alternative sign for an exit that can also be used as a escape route | ED 1/DZ
7TCA091350R1651 | 42438304 | Active | 8713812056432 | 41.66 | 1 | 1 | stuk | Emergency Lighting | BE41840 | LA (Emergency luminaire) | stuk | ED 4/DZ | ED 4/DZ | Double-sided Signplate for the series Endurance, sign escape route up or down | ED 4/DZ
7TCA091350R1653 | 42438305 | Active | 8713812027630 | 41.66 | 1 | 1 | stuk | Emergency Lighting | BE41840 | LA (Emergency luminaire) | stuk | ED 5-6/DZ | ED 5-6/DZ | Double-sided Signplate for the series Endurance, sign direction change escape route (left/right) | ED 5-6/DZ
7TCA091350R1657 | 42438310 | Active | 8713812754611 | 44.49 | 1 | 1 | stuk | Emergency Lighting | BE41840 | LA (Emergency luminaire) | stuk | Pictogram blusser dubb.zijdig Endurance | ED 10/DZ | Double-sided signplate for the series Endurance, sign for firefighting equipment (extinguisher) | ED 10/DZ
7TCA091350R1659 | 42438351 | Active | 8713812749907 | 41.66 | 1 | 1 | stuk | Emergency Lighting | BE41840 | LA (Emergency luminaire) | stuk | ED 51/DZ | ED 51/DZ | Signplate for the series Endurance, sign escape route up or down | ED 51/DZ
7TCA091350R1671 | 42631501 | Active | 8713812740652 | 38.62 | 1 | 1 | stuk | Emergency Lighting | BE41840 | LA (Emergency luminaire) | stuk | PPT 315/1/BL | Plaque Picto. ITA - sortie - simple face Plaque Picto. ITA - sortie - simple face | Signplate for ITA luminaires, alternative sign for an exit that can also be used as a escape route exit to | PPT 315/1/BL
7TCA091350R1672 | 42631502 | Active | 8713812740959 | 69.5 | 1 | 1 | stuk | Emergency Lighting | BE41840 | LA (Emergency luminaire) | stuk | PPT 315/2/BL | PPT 315/2/BL | Pictogram luminaire | PPT 315/2/BL
7TCA091350R1673 | 42631503 | Active | 8713812740966 | 38.62 | 1 | 1 | stuk | Emergency Lighting | BE41840 | LA (Emergency luminaire) | stuk | PPT 315/3/BL | PPT 315/3/BL | Pictogram luminaire | PPT 315/3/BL
7TCA091350R1674 | 42631504 | Active | 8713812740669 | 38.62 | 1 | 1 | stuk | Emergency Lighting | BE41840 | LA (Emergency luminaire) | stuk | PPT 315/4/BL | PPT 315/4/BL | Signplate for ITA luminaires, sign escape route up or down | PPT 315/4/BL
7TCA091350R1675 | 42631505 | Active | 8713812740676 | 38.62 | 1 | 1 | stuk | Emergency Lighting | BE41840 | LA (Emergency luminaire) | stuk | PPT 315/5/BL | PPT 315/5/BL | Signplate for ITA luminaires, sign direction change escape route (to the right) | PPT 315/5/BL
7TCA091350R1676 | 42631506 | Active | 8713812740683 | 38.62 | 1 | 1 | stuk | Emergency Lighting | BE41840 | LA (Emergency luminaire) | stuk | PPT 315/6/BL | PPT 315/6/BL | Signplate for ITA luminaires, sign direction change escape route (to the left) | PPT 315/6/BL
7TCA091350R1679 | 42631510 | Active | 8713812744292 | 38.62 | 1 | 1 | stuk | Emergency Lighting | BE41840 | LA (Emergency luminaire) | stuk | PPT 315/10/BL | PPT 315/10/BL | Signplate for the series ITA luminaires, sign for firefighting equipment (extinguisher) | PPT 315/10/BL
7TCA091350R1680 | 42631511 | Active | 8713812740690 | 39 | 1 | 1 | stuk | Emergency Lighting | BE41840 | LA (Emergency luminaire) | stuk | PPT 315/11/BL | PPT 315/11/BL | Signplate for the series ITA luminaires, sign for firefighting equipment (fire hose) | PPT 315/11/BL
7TCA091350R1682 | 42631514 | Active | 8713812740713 | 38.62 | 1 | 1 | stuk | Emergency Lighting | BE41840 | LA (Emergency luminaire) | stuk | PPT 315/14/BL | PPT 315/14/BL | Signplate for ITA luminaires, sign escape route up | PPT 315/14/BL
7TCA091350R1683 | 42631551 | Active | 8713812740720 | 38.62 | 1 | 1 | stuk | Emergency Lighting | BE41840 | LA (Emergency luminaire) | stuk | PPT 315/51/BL | PPT 315/51/BL | Signplate for ITA luminaires, sign escape route up or down | PPT 315/51/BL
7TCA091350R1685 | 42631552 | Active | 8713812741376 | 38.62 | 1 | 1 | stuk | Emergency Lighting | BE41840 | LA (Emergency luminaire) | stuk | PPT 315/52/BL | PPT 315/52/BL | Signplate for ITA luminaires, sign escape route to the right | PPT 315/52/BL
7TCA091350R1687 | 42631553 | Active | 8713812741345 | 38.62 | 1 | 1 | stuk | Emergency Lighting | BE41840 | LA (Emergency luminaire) | stuk | PPT 315/53/BL | PPT 315/53/BL | Signplate for ITA luminaires, sign escape route to the left | PPT 315/53/BL
7TCA091350R1782 | 55532601 | Active | 8713812058450 | 12.53 | 1 | 1 | stuk | Emergency Lighting | BE41840 | LA (Emergency luminaire) | stuk | P 1/SH | feuille a intercaler pictogramme Horizon feuille a intercaler pictogramme Horizon | Pictogram luminaire | P 1/SH
7TCA091350R1785 | 55532604 | Active | 8713812058481 | 12.53 | 1 | 1 | stuk | Emergency Lighting | BE41840 | LA (Emergency luminaire) | stuk | P 4/SH | feuille a intercaler pictogramme Horizon feuille a intercaler pictogramme Horizon | Pictogram luminaire | P 4/SH
7TCA091350R1787 | 55532606 | Active | 8713812058504 | 12.53 | 1 | 1 | stuk | Emergency Lighting | BE41840 | LA (Emergency luminaire) | stuk | P 6/SH | feuille a intercaler pictogramme Horizon feuille a intercaler pictogramme Horizon | Pictogram luminaire | P 6/SH
7TCA091350R1789 | 55532651 | Active | 8713812070704 | 12.53 | 1 | 1 | stuk | Emergency Lighting | BE41840 | LA (Emergency luminaire) | stuk | P 51/SH | P 51/SH | Pictogram luminaire | P 51/SH
7TCA091350R1790 | 55532652 | Active | 8713812070711 | 13.38 | 1 | 1 | stuk | Emergency Lighting | BE41840 | LA (Emergency luminaire) | stuk | P 52/SH | P 52/SH | Pictogram luminaire | P 52/SH
7TCA091350R1791 | 55532653 | Active | 8713812070728 | 13.38 | 1 | 1 | stuk | Emergency Lighting | BE41840 | LA (Emergency luminaire) | stuk | P 53/SH | P 53/SH | Pictogram luminaire | P 53/SH
7TCA091350R2147 | 621201 | Active | 5414363431930 | 42.96 | 1 | 1 | stuk | Emergency Lighting | BE41840 | LA (Emergency luminaire) | stuk | BT 12V | BT 12V | Powersupply 12V puls | BT 12V | B207035190 | 5.14
7TCA091350R3240 | 12323110 | Active | 8713812756417 | 48.74 | 1 | 1 | stuk | Emergency Lighting | BE41840 | LA (Emergency luminaire) | stuk | PrevixAcc./Foil/Red Fire Extinguisher | P10-PRE | Pictogramfoil for the series Previx, sign for firefighting equipment (extinguisher) | P10-PRE
7TCA091350R3241 | 12323111 | Active | 8713812756424 | 8.72 | 1 | 1 | stuk | Emergency Lighting | BE41840 | LA (Emergency luminaire) | stuk | PrevixAcc./Foil/Red Fire hose reel | P11-PRE | Pictogramfoil for the series Previx, sign for firefighting equipment (fire hose) | P11-PRE
7TCA091350R3243 | 12323151 | Active | 8713812756455 | 8.72 | 1 | 1 | stuk | Emergency Lighting | BE41840 | LA (Emergency luminaire) | stuk | PrevixAcc./Foil/GreenArrowUp (231 x 126 mm) | P51-PRE | Pictogramfoil for the series Previx, sign escape route up or down | P51-PRE
7TCA091350R3244 | 12323152 | Active | 8713812756462 | 8.72 | 1 | 1 | stuk | Emergency Lighting | BE41840 | LA (Emergency luminaire) | stuk | PrevixAcc./Foil/GreenArrowRight (231 x 126 mm) | P52-PRE | Pictogramfoil for the series Previx, sign escape route to the right | P52-PRE
7TCA091350R3245 | 12323153 | Active | 8713812756479 | 8.72 | 1 | 1 | stuk | Emergency Lighting | BE41840 | LA (Emergency luminaire) | stuk | PrevixAcc./Foil/GreenArrowLeft (231 x 126 mm) | P53-PRE | Pictogramfoil for the series Previx, sign escape route to the left | P53-PRE
7TCA091350R3250 | 12323158 | Active | 8713812756523 | 8.72 | 1 | 1 | stuk | Emergency Lighting | BE41840 | LA (Emergency luminaire) | stuk | PrevixAcc./Foil/GreenArrowDown (231 x 126 mm) | P58-PRE | Pictogramfoil for the series Previx, sign escape route down | P58-PRE
7TCA091350R3319 | 12829150 | Active | 8713812756073 | 11.5 | 1 | 1 | stuk | Emergency Lighting | BE41840 | LA (Emergency luminaire) | stuk | Pictogramfolie de Serenga groen bedrukt | Feuille à intercaler SER C-O - vert | Pictogramfoil for the series Serenga, gr een print | P50-SER-C
7TCA091350R3320 | 12829151 | Active | 8713812756080 | 11.07 | 1 | 1 | stuk | Emergency Lighting | BE41840 | LA (Emergency luminaire) | stuk | P51-SER-C | P51-SER-C | Pictogramfoil for the series Serenga, sign escape route up or down | P51-SER-C
7TCA091350R3325 | 12829158 | Active | 8713812756134 | 17.79 | 1 | 1 | stuk | Emergency Lighting | BE41840 | LA (Emergency luminaire) | stuk | P58-SER-C | P58-SER-C | Pictogramfoil for the series Serenga, sign escape route down | P58-SER-C
7TCA091350R3329 | 12829651 | Active | 8713812755991 | 11.07 | 1 | 1 | stuk | Emergency Lighting | BE41840 | LA (Emergency luminaire) | stuk | P51-SER-I | P51-SER-I | Pictogramfoil for the series Serenga, sign escape route up or down | P51-SER-I
7TCA091350R3330 | 12829653 | Active | 8713812756004 | 11.07 | 1 | 1 | stuk | Emergency Lighting | BE41840 | LA (Emergency luminaire) | stuk | P53-SER-I | P53-SER-I | Pictogramfoil for the series Serenga, sign escape route to the left | P53-SER-I
7TCA091350R3335 | 12829658 | Active | 8713812756059 | 11.6 | 1 | 1 | stuk | Emergency Lighting | BE41840 | LA (Emergency luminaire) | stuk | P58-SER-I | P58-SER-I | Pictogramfoil for the series Serenga, sign escape route down | P58-SER-I
7TCA091350R3364 | 12232658 | Active | 8713812756400 | 19.95 | 1 | 1 | stuk | Emergency Lighting | BE41840 | LA (Emergency luminaire) | stuk | P 58 | P 58 | Pictogramfoil for the series Optilux, sign escape route down | P 58
7TCA091350R3369 | 42320051 | Active | 8713812756578 | 77.61 | 1 | 1 | stuk | Emergency Lighting | BE41840 | LA (Emergency luminaire) | stuk | PP 200/51/BL | PP 200/51/BL | Signplate for the series Serenga, sign escape route up or down | PP 200/51/BL
7TCA091350R3370 | 42320052 | Active | 8713812756585 | 117.69 | 1 | 1 | stuk | Emergency Lighting | BE41840 | LA (Emergency luminaire) | stuk | PP 200/52/BL | PP 200/52/BL | Signplate for the series Serenga, sign escape route to the right | PP 200/52/BL
7TCA091350R3371 | 42320053 | Active | 8713812756592 | 114.36 | 1 | 1 | stuk | Emergency Lighting | BE41840 | LA (Emergency luminaire) | stuk | PP 200/53/BL | PP 200/53/BL | Signplate for the series Serenga, sign escape route to the left | PP 200/53/BL
7TCA091350R3376 | 42320058 | Active | 8713812756646 | 93.09 | 1 | 1 | stuk | Emergency Lighting | BE41840 | LA (Emergency luminaire) | stuk | PP 200/58/BL | PP 200/58/BL | Signplate for the series Serenga, sign escape route down | PP 200/58/BL
7TCA091350R3377 | 32320051 | Active | 8713812756684 | 110.09 | 1 | 1 | stuk | Emergency Lighting | BE41840 | LA (Emergency luminaire) | stuk | PP 200/51/DZ | PP 200/51/DZ | Double-sided Signplate for the series Serenga, sign escape route up or down | PP 200/51/DZ
7TCA091350R3378 | 32320052 | Active | 8713812756691 | 77.61 | 1 | 1 | stuk | Emergency Lighting | BE41840 | LA (Emergency luminaire) | stuk | PP 200/52-53/DZ | PP 200/52-53/DZ | Double-sided Signplate for the series Serenga, sign direction change escape route (right/left) | PP 200/52-53/DZ
7TCA091350R3381 | 32320058 | Active | 8713812756721 | 93.09 | 1 | 1 | stuk | Emergency Lighting | BE41840 | LA (Emergency luminaire) | stuk | PP 200/58/DZ | PP 200/58/DZ | Double-sided Signplate for the series Serenga, sign escape route down | PP 200/58/DZ
7TCA091350R3386 | 32320004 | Active | 8713812757599 | 196.3 | 1 | 1 | stuk | Emergency Lighting | BE41840 | LA (Emergency luminaire) | stuk | PP 200/4/DZ | PP 200/4/DZ | Double-sided Signplate for the series Serenga, sign escape route up or down | PP 200/4/DZ
7TCA091350R3408 | 42631558 | Active | 8713812756189 | 38.62 | 1 | 1 | stuk | Emergency Lighting | BE41840 | LA (Emergency luminaire) | stuk | PPT 315/58/BL | PPT 315/58/BL | Signplate for ITA luminaires, sign escape route down | PPT 315/58/BL
7TCA091350R3411 | 32631558 | Active | 8713812756219 | 44.68 | 1 | 1 | stuk | Emergency Lighting | BE41840 | LA (Emergency luminaire) | stuk | PPT 315/58/DZ | PPT 315/58/DZ | Double-sided Signplate for ITA luminaires, sign direction change escape route (right/left) | PPT 315/58/DZ
7TCA091350R3415 | 32331558 | Active | 8713812756257 | 62.15 | 1 | 1 | stuk | Emergency Lighting | BE41840 | LA (Emergency luminaire) | stuk | PP 315/58/DZ | PP 315/58/DZ | Double-sided Signplate for the series Optilux, sign escape route down | PP 315/58/DZ
7TCA091350R3423 | 42331558 | Active | 8713812756301 | 54.54 | 1 | 1 | stuk | Emergency Lighting | BE41840 | LA (Emergency luminaire) | stuk | PP 315/58/BL | PP 315/58/BL | Signplate for the series Optilux, sign escape route down | PP 315/58/BL
7TCA091350R3426 | 11240358 | Active | 8713812756332 | 60.77 | 1 | 1 | stuk | Emergency Lighting | BE41840 | LA (Emergency luminaire) | stuk | PPL 315/58/DZ | PPL 315/58/DZ | Double-sided Signplate for the series Optilux, sign escape route down, the luminaire can also be used for escape | PPL 315/58/DZ
7TCA091350R3427 | 11240453 | Active | 8713812756349 | 54.54 | 1 | 1 | stuk | Emergency Lighting | BE41840 | LA (Emergency luminaire) | stuk | PPL 315/53/BL | PPL 315/53/BL | Signplate for the series Optilux, sign escape route to the left, the luminaire can also be used for escape route | PPL 315/53/BL
7TCA091350R3432 | 11240458 | Active | 8713812756394 | 54.54 | 1 | 1 | stuk | Emergency Lighting | BE41840 | LA (Emergency luminaire) | stuk | PPL 315/58/BL | PPL 315/58/BL | Signplate for the series Optilux, sign escape route down, the luminaire can also be used for escape route lighting | PPL 315/58/BL
7TCA091350R3482 | 12730252 | Active | 8713812756745 | 11.63 | 1 | 1 | stuk | Emergency Lighting | BE41840 | LA (Emergency luminaire) | stuk | AqualuxAcc./Foil GreenArrowRight | PSA 52 | Pictogramfoil for the series Aqualux, sign escape route to the right | PSA 52
7TCA091350R3483 | 12730253 | Active | 8713812756752 | 11.63 | 1 | 1 | stuk | Emergency Lighting | BE41840 | LA (Emergency luminaire) | stuk | AqualuxAcc./Foil/GreenArrowLeft | PSA 53 | Pictogramfoil for the series Aqualux, sign escape route to the left | PSA 53
7TCA091350R3488 | 12730258 | Active | 8713812756806 | 11.63 | 1 | 1 | stuk | Emergency Lighting | BE41840 | LA (Emergency luminaire) | stuk | AqualuxAcc./Foil/GreenArrowDown | PSA 58 | Pictogramfoil for the series Aqualux, sign escape route down | PSA 58
7TCA091350R3515 | 12527550 | Active | 8713812756813 | 12.31 | 1 | 1 | stuk | Emergency Lighting | BE41840 | LA (Emergency luminaire) | stuk | AqualuxAcc./Sticker/GreenBlind(KAP AQL/DZ) | Pictogramme autocollant AQL/DZ & FM(/RO) & DIB(/RO) - vert | Pictogramsticker for example for the series Lightstar, green print | TS 275/50
7TCA091350R3520 | 12527558 | Active | 8713812756868 | 10.66 | 1 | 1 | stuk | Emergency Lighting | BE41840 | LA (Emergency luminaire) | stuk | AqualuxAcc./Sticker/ArrowDown(KAP AQL/DZ) | TS 275/58 | Pictogramsticker for example for the series Lightstar, sign escape route down | TS 275/58
7TCA091350R3547 | 22438352 | Active | 8713812758077 | 41.66 | 1 | 1 | stuk | Emergency Lighting | BE41840 | LA (Emergency luminaire) | stuk | ED 52/BL | ED 52/BL | Signplate for the series Endurance, sign escape route to the right | ED 52/BL
7TCA091350R3548 | 22438353 | Active | 8713812758084 | 41.66 | 1 | 1 | stuk | Emergency Lighting | BE41840 | LA (Emergency luminaire) | stuk | ED 53/BL | ED 53/BL | Signplate for the series Endurance, sign escape route to the left | ED 53/BL
7TCA091350R3553 | 22438358 | Active | 8713812758138 | 41.66 | 1 | 1 | stuk | Emergency Lighting | BE41840 | LA (Emergency luminaire) | stuk | ED 58/BL | ED 58/BL | Signplate for the series Endurance, sign escape route down | ED 58/BL
7TCA091350R3554 | 42438352 | Active | 8713812758145 | 41.66 | 1 | 1 | stuk | Emergency Lighting | BE41840 | LA (Emergency luminaire) | stuk | ED 52-53/DZ | ED 52-53/DZ | Double-sided signplate for the series Endurance, sign direction change escape route (right/left) | ED 52-53/DZ
7TCA091350R3557 | 42438358 | Active | 8713812758176 | 41.66 | 1 | 1 | stuk | Emergency Lighting | BE41840 | LA (Emergency luminaire) | stuk | ED 58/DZ | ED 58/DZ | Double-sided Signplate for the series Endurance, sign escape route down | ED 58/DZ
7TCA091350R3597 | 12529551 | Active | 8713812758398 | 9.72 | 1 | 1 | stuk | Emergency Lighting | BE41840 | LA (Emergency luminaire) | stuk | DVA360Acc./Sticker/GreenArrowUp | TS 295/51 | Pictogramsticker for example for the series Lightstar, sign escape route up or down | TS 295/51
7TCA091350R3598 | 12529552 | Active | 8713812758404 | 9.72 | 1 | 1 | stuk | Emergency Lighting | BE41840 | LA (Emergency luminaire) | stuk | DVA360Acc./Sticker/GreenArrowRight | TS 295/52 | Pictogramsticker for example for the series Lightstar, sign escape route to the right | TS 295/52
7TCA091350R3599 | 12529553 | Active | 8713812758411 | 9.72 | 1 | 1 | stuk | Emergency Lighting | BE41840 | LA (Emergency luminaire) | stuk | DVA360Acc./Sticker/GreenArrowLeft | TS 295/53 | Pictogramsticker for example for the series Lightstar, sign escape route to the left | TS 295/53
7TCA091350R3604 | 12529558 | Active | 8713812758466 | 10.38 | 1 | 1 | stuk | Emergency Lighting | BE41840 | LA (Emergency luminaire) | stuk | DVA360Acc./Sticker/GreenArrowDown | TS 295/58 | Pictogramsticker for example for the series Lightstar, sign escape route down | TS 295/58
7TCA091350R3611 | 12272551 | Active | 8713812758602 | 76.08 | 1 | 1 | stuk | Emergency Lighting | BE41840 | LA (Emergency luminaire) | stuk | TA725Acc./Foil/GreenArrowUp | PP 725/51 | Signplate for the TA 725 series, sign escape route up or down | PP 725/51
7TCA091350R3612 | 12272552 | Active | 8713812758619 | 76.08 | 1 | 1 | stuk | Emergency Lighting | BE41840 | LA (Emergency luminaire) | stuk | TA725Acc./Foil/GreenArrowRight | PP 725/52 | Signplate for the TA 725 series, sign escape route to the right | PP 725/52
7TCA091350R3613 | 12272553 | Active | 8713812758626 | 76.08 | 1 | 1 | stuk | Emergency Lighting | BE41840 | LA (Emergency luminaire) | stuk | TA725Acc./Foil/GreenArrowLeft | PP 725/53 | Signplate for the TA 725 series, sign escape route to the left | PP 725/53
7TCA091350R3618 | 12272558 | Active | 8713812758671 | 76.08 | 1 | 1 | stuk | Emergency Lighting | BE41840 | LA (Emergency luminaire) | stuk | TA725Acc./Foil/GreenArrowDown | PP 725/58 | Signplate for the TA 725 series, sign escape route down | PP 725/58
7TCA091350R3624 | 12532058 | Active | 8713812758732 | 10.31 | 1 | 1 | stuk | Emergency Lighting | BE41840 | LA (Emergency luminaire) | stuk | InduluxAcc./Sticker/GreenArrowDown | TS 320/58 | Pictogramsticker, sign escape route down | TS 320/58
7TCA091350R3629 | 12552551 | Active | 8713812758787 | 31.37 | 1 | 1 | stuk | Emergency Lighting | BE41840 | LA (Emergency luminaire) | stuk | ToCheck/ Lightstar/Sticker/GreenArrowUP | TS 525/51 | Pictogramsticker for example for the series Lightstar, sign escape route up or down | TS 525/51
7TCA091350R3630 | 12552552 | Active | 8713812758794 | 26.83 | 1 | 1 | stuk | Emergency Lighting | BE41840 | LA (Emergency luminaire) | stuk | ToCheck/ Lightstar/Sticker/GreenArrowRight | TS 525/52 | Pictogramsticker for example for the series Lightstar, sign escape route to the right | TS 525/52
7TCA091350R3631 | 12552553 | Active | 8713812758800 | 31.37 | 1 | 1 | stuk | Emergency Lighting | BE41840 | LA (Emergency luminaire) | stuk | ToCheck/ Lightstar/Sticker/GreenArrowLeft | TS 525/53 | Pictogramsticker for example for the series Lightstar, sign escape route to the left | TS 525/53
7TCA091350R3636 | 12552558 | Active | 8713812758855 | 31.37 | 1 | 1 | stuk | Emergency Lighting | BE41840 | LA (Emergency luminaire) | stuk | ToCheck/ Lightstar/Sticker/GreenArrowDown | TS 525/58 | Pictogramsticker for example for the series Lightstar, sign escape route down | TS 525/58
7TCA091350R3672 | 12240052 | Active | 8713812758909 | 14.46 | 1 | 1 | stuk | Emergency Lighting | BE41840 | LA (Emergency luminaire) | stuk | ToCheck/ WER & TA-TL400 /Foil/GreenArrowRight | PP 400/52 | Signplate for the WER en TA-TL 400 series, sign escape route to the right | PP 400/52
7TCA091350R3673 | 12240053 | Active | 8713812758916 | 14.46 | 1 | 1 | stuk | Emergency Lighting | BE41840 | LA (Emergency luminaire) | stuk | ToCheck/ WER & TA-TL400 /Foil/GreenArrowLeft | PP 400/53 | Signplate for the WER en TA-TL 400 series, sign escape route to the left | PP 400/53
7TCA091350R3678 | 12240058 | Active | 8713812758961 | 14.46 | 1 | 1 | stuk | Emergency Lighting | BE41840 | LA (Emergency luminaire) | stuk | ToCheck/ WER & TA-TL400 /Foil/GreenArrowDown | PP 400/58 | Signplate for the WER en TA-TL 400 series, sign escape route down | PP 400/58
7TCA091350R3717 | AT73051EPD/13 | Active | 8713812759562 | 49 | 1 | 1 | stuk | Emergency Lighting | BE41840 | LD (Electrical acc lumin) | stuk | ToCheck/ Eskape/Foil/GreenArrowUP | EP51/BL | Pictogram luminaire | EP51/BL
7TCA091350R3719 | AT73051DPD/13 | Active | 8713812759586 | 48.11 | 1 | 1 | stuk | Emergency Lighting | BE41840 | LD (Electrical acc lumin) | stuk | ToCheck/ Endurance/Foil/GreenArrowUP DoubleSided | EP51/DZ | Pictogram luminaire | EP51/DZ
7TCA091350R3721 | AT73052EPD/13 | Active | 8713812759609 | 48.11 | 1 | 1 | stuk | Emergency Lighting | BE41840 | LD (Electrical acc lumin) | stuk | EP52/BL | EP52/BL | Pictogram luminaire | EP52/BL
7TCA091350R3725 | AT73053EPD/13 | Active | 8713812759647 | 48.11 | 1 | 1 | stuk | Emergency Lighting | BE41840 | LD (Electrical acc lumin) | stuk | EP53/BL | EP53/BL | Pictogram luminaire | EP53/BL
7TCA091350R3727 | AT73058EPD/13 | Active | 8713812759661 | 48.11 | 1 | 1 | stuk | Emergency Lighting | BE41840 | LD (Electrical acc lumin) | stuk | EP58/BL | EP58/BL | Pictogram luminaire | EP58/BL
7TCA091350R3729 | AT73058DPD/13 | Active | 8713812759685 | 48.11 | 1 | 1 | stuk | Emergency Lighting | BE41840 | LD (Electrical acc lumin) | stuk | EP58/DZ | EP58/DZ | Pictogram luminaire | EP58/DZ
7TCA091350R3947 | 15122251 | Active | 8713812760452 | 17.91 | 1 | 1 | stuk | Emergency Lighting | BE41840 | LA (Emergency luminaire) | stuk | EvagoAcc./Foil/22cm/GreenArrowUp | PP 220/51 | Signplate viewing distance for the Evago series, sign escape route up or down | PP 220/51
7TCA091350R3948 | 15122252 | Active | 8713812760469 | 17.91 | 1 | 1 | stuk | Emergency Lighting | BE41840 | LA (Emergency luminaire) | stuk | EvagoAcc./Foil/22cm/GreenArrowRight | PP 220/52 | Signplate viewing distance for the Evago series, sign escape route to the right | PP 220/52
7TCA091350R3949 | 15122253 | Active | 8713812760476 | 17.91 | 1 | 1 | stuk | Emergency Lighting | BE41840 | LA (Emergency luminaire) | stuk | EvagoAcc./Foil/22cm/GreenArrowLeft | PP 220/53 | Signplate viewing distance for the Evago series, sign escape route to the left | PP 220/53
7TCA091350R3950 | 15122258 | Active | 8713812760520 | 17.91 | 1 | 1 | stuk | Emergency Lighting | BE41840 | LA (Emergency luminaire) | stuk | EvagoAcc./Foil/22cm/GreenArrowDown | PP 220/58 | Signplate viewing distance for the Evago series, sign escape route down | PP 220/58
7TCA091350R3952 | 15132251 | Active | 8713812760544 | 29.26 | 1 | 1 | stuk | Emergency Lighting | BE41840 | LA (Emergency luminaire) | stuk | EvagoAcc./Foil/32cm/GreenArrowUp | PP 320/51 | Signplate 32 meter viewing distance for the Evago series, sign escape route up or down | PP 320/51
7TCA091350R3953 | 15132252 | Active | 8713812760551 | 29.26 | 1 | 1 | stuk | Emergency Lighting | BE41840 | LA (Emergency luminaire) | stuk | EvagoAcc./Foil/32cm/GreenArrowRight | PP 320/52 | Signplate 32 meter viewing distance for the Evago series, sign escape route to the right | PP 320/52
7TCA091350R3954 | 15132253 | Active | 8713812760568 | 29.26 | 1 | 1 | stuk | Emergency Lighting | BE41840 | LA (Emergency luminaire) | stuk | EvagoAcc./Foil/32cm/GreenArrowLeft | PP 320/53 | Signplate 32 meter viewing distance for the Evago series, sign escape route to the left | PP 320/53
7TCA091350R3955 | 15132258 | Active | 8713812760612 | 29.26 | 1 | 1 | stuk | Emergency Lighting | BE41840 | LA (Emergency luminaire) | stuk | EvagoAcc./Foil/32cm/GreenArrowDown | PP 320/58 | Signplate 32 meter viewing distance for the Evago series, sign escape route down | PP 320/58
7TCA091350R3974 | 15122204 | Active | 8713812763477 | 29.78 | 1 | 1 | stuk | Emergency Lighting | BE41840 | LA (Emergency luminaire) | stuk | EvagoAcc./Foil/22cm/GreenArrowDown (old) | PP 220/4 | Signplate viewing distance for the Evago series, sign escape route up or down | PP 220/4
7TCA091350R3975 | 15122205 | Active | 8713812763484 | 29.78 | 1 | 1 | stuk | Emergency Lighting | BE41840 | LA (Emergency luminaire) | stuk | EvagoAcc./Foil/22cm/GreenArrowRight (old) | PP 220/5 | Signplate viewing distance for the Evago series, sign direction change escape route (to the right) | PP 220/5
7TCA091350R3976 | 15122206 | Active | 8713812763491 | 29.78 | 1 | 1 | stuk | Emergency Lighting | BE41840 | LA (Emergency luminaire) | stuk | EvagoAcc./Foil/22cm/GreenArrowLeft (old) | PP 220/6 | Signplate viewing distance for the Evago series, sign direction change escape route (to the left) | PP 220/6
7TCA091350R3977 | 15122214 | Active | 8713812763507 | 28.34 | 1 | 1 | stuk | Emergency Lighting | BE41840 | LA (Emergency luminaire) | stuk | EvagoAcc./Foil/22cm/GreenArrowUp (old) | PP 220/14 | Signplate viewing distance for the Evago series, sign escape route up | PP 220/14
7TCA091350R3978 | 15132204 | Active | 8713812763514 | 47.32 | 1 | 1 | stuk | Emergency Lighting | BE41840 | LA (Emergency luminaire) | stuk | EvagoAcc./Foil/32cm/GreenArrowDown (old) | PP 320/4 | Signplate 32 meter viewing distance for the Evago series, sign escape route up or down | PP 320/4
7TCA091350R3979 | 15132205 | Active | 8713812763521 | 47.32 | 1 | 1 | stuk | Emergency Lighting | BE41840 | LA (Emergency luminaire) | stuk | EvagoAcc./Foil/32cm/GreenArrowRight (old) | PP 320/5 | Signplate 32 meter viewing distance for the Evago series, sign direction change escape route (to the right) | PP 320/5
7TCA091350R3980 | 15132206 | Active | 8713812763538 | 47.32 | 1 | 1 | stuk | Emergency Lighting | BE41840 | LA (Emergency luminaire) | stuk | EvagoAcc./Foil/32cm/GreenArrowLeft (old) | PP 320/6 | Signplate 32 meter viewing distance for the Evago series, sign direction change escape route (to the left) | PP 320/6
7TCA091350R3981 | 15132214 | Active | 8713812763545 | 55.4 | 1 | 1 | stuk | Emergency Lighting | BE41840 | LA (Emergency luminaire) | stuk | EvagoAcc./Foil/32cm/GreenArrowUp (old) | PP 320/14 | Signplate 32 meter viewing distance for the Evago series, sign escape route up | PP 320/14
7TCA091350R4012 | 15132211 | Active | 8713812764290 | 86.04 | 1 | 1 | stuk | Emergency Lighting | BE41840 | LA (Emergency luminaire) | stuk | EvagoAcc./Foil/32cm/Red Fire Hose | PP 320/11 | Signplate 32 meter viewing distance for the Evago series, sign for firefighting equipment (fire hose) | PP 320/11
7TCA091350R4023 | 12525051 | Active | 8713812764443 | 14.77 | 1 | 1 | stuk | Emergency Lighting | BE41840 | LA (Emergency luminaire) | stuk | SoloAcc./Sticker/GreenArrowUp | Pictogramme autocollant Solo - ISO 7010 - sortie de secours (vers le haut) | Pictogramsticker for the series Solo, sign escape route up or down | TS 250/51
7TCA091350R4024 | 12525052 | Active | 8713812764450 | 14.77 | 1 | 1 | stuk | Emergency Lighting | BE41840 | LA (Emergency luminaire) | stuk | SoloAcc./Sticker/GreenArrowRight | Pictogramme autocollant Solo - ISO 7010 - sortie de secours vers la droite | Pictogramsticker for the series Solo, sign escape route to the right | TS 250/52
7TCA091350R4025 | 12525053 | Active | 8713812764467 | 14.77 | 1 | 1 | stuk | Emergency Lighting | BE41840 | LA (Emergency luminaire) | stuk | SoloAcc./Sticker/GreenArrowLeft | Pictogramme autocollant Solo - ISO 7010 - Sortie de secours vers la gauche | Pictogramsticker for the series Solo, sign escape route to the left | TS 250/53
7TCA091350R4029 | 15122254 | Active | 8713812760483 | 70.47 | 1 | 1 | stuk | Emergency Lighting | BE41840 | LA (Emergency luminaire) | stuk | EvagoAcc./Foil/22cm/StairsDownToLeft | PP 220/54 | Signplate viewing distance for the Evago series, sign escape route stairs down to the left | PP 220/54
7TCA091350R4030 | 15122255 | Active | 8713812760490 | 70.47 | 1 | 1 | stuk | Emergency Lighting | BE41840 | LA (Emergency luminaire) | stuk | EvagoAcc./Foil/22cm/StairsDownToRight | PP 220/55 | Signplate viewing distance for the Evago series, sign escape route stairs down to the right | PP 220/55
7TCA091350R4031 | 15122256 | Active | 8713812760506 | 70.47 | 1 | 1 | stuk | Emergency Lighting | BE41840 | LA (Emergency luminaire) | stuk | EvagoAcc./Foil/22cm/StairsUpToLeft | PP 220/56 | Signplate viewing distance for the Evago series, sign escape route stairs up to the left | PP 220/56
7TCA091350R4032 | 15122257 | Active | 8713812760513 | 70.47 | 1 | 1 | stuk | Emergency Lighting | BE41840 | LA (Emergency luminaire) | stuk | EvagoAcc./Foil/22cm/StairsUpToRight | PP 220/57 | Signplate viewing distance for the Evago series, sign escape route stairs up to the right | PP 220/57
7TCA091350R4033 | 17122252 | Active | 8713812764498 | 70.47 | 1 | 1 | stuk | Emergency Lighting | BE41840 | LA (Emergency luminaire) | stuk | EvagoAcc./Foil/22cm/GreenArrowRight (old) | PP 220/52/V | Pictogram luminaire | PP 220/52/V
7TCA091350R4034 | 17122253 | Active | 8713812764504 | 70.47 | 1 | 1 | stuk | Emergency Lighting | BE41840 | LA (Emergency luminaire) | stuk | EvagoAcc./Foil/22cm/GreenArrowLeft (old) | PP 220/53/V | Pictogram luminaire | PP 220/53/V
7TCA091350R4042 | 12525050 | Active | 8713812764627 | 17.69 | 1 | 1 | stuk | Emergency Lighting | BE41840 | LA (Emergency luminaire) | stuk | SoloAcc./Sticker/GreenNoPrint | Pictogramme autocollant Solo - vert | Pictogramsticker for the series Solo, green print | TS 250/50
7TCA091350R4043 | 12525058 | Active | 8713812764634 | 14.77 | 1 | 1 | stuk | Emergency Lighting | BE41840 | LA (Emergency luminaire) | stuk | SoloAcc./Sticker/GreenArrowDown | Pictogramme autocollant Solo - ISO 7010 - sortie de secours vers le bas | Pictogramsticker for the series Solo, sign escape route down | TS 250/58
7TCA091350R4056 | 17122251 | Active | 8713812764740 | 70.47 | 1 | 1 | stuk | Emergency Lighting | BE41840 | LA (Emergency luminaire) | stuk | EvagoAcc./Foil/22cm/GreenArrowUp (old) | PP 220/51/V | Pictogram luminaire | PP 220/51/V
7TCA091350R4072 | 15122250W | Active | 8713812765297 | 52.46 | 1 | 1 | stuk | Emergency Lighting | BE41840 | LA (Emergency luminaire) | stuk | EvagoAcc./Opaal 22 cm | PP 220/OPAAL | Opal plate for the Evago 22 series, used as blind backplate in single sided situations, for example in combination | PP 220/OPAAL
7TCA091350R4073 | 15122211 | Active | 8713812765280 | 52.46 | 1 | 1 | stuk | Emergency Lighting | BE41840 | LA (Emergency luminaire) | stuk | EvagoAcc./Foil/22cm/Red Fire hose | PP 220/11 | Signplate 22 meter viewing distance for the Evago series, sign for firefighting equipment (fire hose) | PP 220/11
7TCA091350R4074 | 15132210 | Active | 8713812765259 | 86.04 | 1 | 1 | stuk | Emergency Lighting | BE41840 | LA (Emergency luminaire) | stuk | EvagoAcc./Foil/32cm/Red Fire Extinguisher | PP 320/10 | Signplate 32 meter viewing distance for the Evago series, sign for firefighting equipment (extinguisher) | PP 320/10
7TCA091350R4075 | 15132250W | Active | 8713812765266 | 86.04 | 1 | 1 | stuk | Emergency Lighting | BE41840 | LA (Emergency luminaire) | stuk | EvagoAcc./Opaal 32 cm | PP 320/OPAAL | Opal plate for the Evago 32 series, used as blind backplate in single sided situations, for example in combination | PP 320/OPAAL
7TCA091350R4076 | 15122210 | Active | 8713812765273 | 52.46 | 1 | 1 | stuk | Emergency Lighting | BE41840 | LA (Emergency luminaire) | stuk | EvagoAcc./Foil/22cm/Red Fire Extinguisher | PP 220/10 | Signplate 22 meter viewing distance for the Evago series, sign for firefighting equipment (extinguisher) | PP 220/10
7TCA091350R4089 | 17122258 | Active | 8713812766492 | 70.47 | 1 | 1 | stuk | Emergency Lighting | BE41840 | LA (Emergency luminaire) | stuk | EvagoAcc./Foil/22cm/GreenArrowDown (old) | PP 220/58/V | Pictogram luminaire | PP 220/58/V
7TCA091350R4132 | 17132258 | Active | 8713812769431 | 186.05 | 1 | 1 | stuk | Emergency Lighting | BE41840 | LA (Emergency luminaire) | stuk | EvagoAcc./Foil/32cm/GreenArrowDown(old) | Plaque picto. - Sortie de secours vers le bas verticale - ISO 7010 - distance de reconnaissance 32m - série Evago | Signplate viewing distance for the Evago series, vertical sign escape route down 32 meter | PP 320/58/V
7TCA091350R4133 | 17132251 | Active | 8713812769455 | 158.92 | 1 | 1 | stuk | Emergency Lighting | BE41840 | LA (Emergency luminaire) | stuk | EvagoAcc./Foil/32cm/GreenArrowUp(old) | Plaque picto. - Sortie de secours tout droit ou vers le haut verticale - ISO 7010 - distance de reconnaissance 32m - série Evago | Signplate viewing distance for the Evago series, vertical sign escape route up or down 32 meter | PP 320/51/V
7TCA091350R4136 | 12730201-082 | Active | 8713812769851 | 198.85 | 1 | 1 | stuk | Emergency Lighting | BE41840 | LA (Emergency luminaire) | stuk | AqualuxAcc./Foil/VOLVO OranjeBrandmeldKnop | Feuille à intercaler Aqualux - speciale VCG | Foil for the AQL series, special VCG | PSA /ORANJE BRANDMELDKNOP VOLVO
7TCA091350R4137 | 12240001-092 | Active | 8713812769868 | 53.81 | 1 | 1 | stuk | Emergency Lighting | BE41840 | LA (Emergency luminaire) | stuk | AqualuxAcc./Foil/VOLVO OranjeBrandmeldKnop | Plaque perspex speciale VCG | Signplate for WER en TA-TL 400 series, special VCG | PP 400/ORANJE BRANDMELDKNOP VOLVO
7TCA091350R4183 | 12220258 | Active | 8713812770178 | 15.61 | 1 | 1 | stuk | Emergency Lighting | BE41840 | LA (Emergency luminaire) | stuk | InduluxAcc./Foil/GreenArrowDown(ISO7010) | Feuille à intercaler Sortie de secours vers le bas - ISO 7010 - Indulux | Pictogramfoil for the series Indulux, sign escape route down | PF 202/58
7TCA091350R4184 | 12220252 | Active | 8713812770208 | 15.61 | 1 | 1 | stuk | Emergency Lighting | BE41840 | LA (Emergency luminaire) | stuk | InduluxAcc./Foil/GreenArrowRight(ISO7010) | Feuille à intercaler Sortie de secours vers la droite - ISO 7010 - Indulux | Pictogramfoil for the series Indulux, sign escape route to the right | PF 202/52
7TCA091350R4185 | 12220250 | Active | 8713812770185 | 15.61 | 1 | 1 | stuk | Emergency Lighting | BE41840 | LA (Emergency luminaire) | stuk | InduluxAcc./Foil/Green (ISO7010) | Feuille à intercaler Indulux - vert | Pictogramfoil for the series Indulux, green print | PF 202/50
7TCA091350R4186 | 12220251 | Active | 8713812770192 | 15.61 | 1 | 1 | stuk | Emergency Lighting | BE41840 | LA (Emergency luminaire) | stuk | InduluxAcc./Foil/GreenArrowUp(ISO7010) | Feuille à intercaler Sortie de secours tout droit ou vers le haut - ISO 7010 - Indulux | Pictogramfoil for the series Indulux, sign escape route up or down | PF 202/51
7TCA091350R4187 | 12220253 | Active | 8713812770215 | 15.61 | 1 | 1 | stuk | Emergency Lighting | BE41840 | LA (Emergency luminaire) | stuk | InduluxAcc./Foil/GreenArrowLeft(ISO7010) | Feuille à intercaler Sortie de secours vers la gauche - ISO 7010 - Indulux | Pictogramfoil for the series Indulux, sign escape route to the left | PF 202/53
7TCA091350R4199 | 12520251 | Active | 8713812770130 | 15.61 | 1 | 1 | stuk | Emergency Lighting | BE41840 | LA (Emergency luminaire) | stuk | InduluxAcc./Sticker/GreenArrowUp(ISO7010) | Pictogramme autocollant Sortie de secours tout droit ou vers le haut - ISO 7010 - Indulux | Pictogramsticker for the series Indulux, sign escape route up or down | TS 202/51
7TCA091350R4200 | 12520252 | Active | 8713812770116 | 15.61 | 1 | 1 | stuk | Emergency Lighting | BE41840 | LA (Emergency luminaire) | stuk | InduluxAcc./Sticker/GreenArrowRight(ISO7010) | Pictogramme autocollant Sortie de secours vers la droite -ISO 7010 - Indulux | Pictogramsticker for the series Indulux, sign escape route to the right | TS 202/52
7TCA091350R4201 | 12520253 | Active | 8713812770147 | 15.61 | 1 | 1 | stuk | Emergency Lighting | BE41840 | LA (Emergency luminaire) | stuk | InduluxAcc./Sticker/GreenArrowLeft(ISO7010) | Pictogramme autocollant Sortie de secours vers la gauche - ISO 7010 - Indulux | Pictogramsticker for the series Indulux, sign escape route to the left | TS 202/53
7TCA091350R4202 | 12520258 | Active | 8713812770161 | 21.44 | 1 | 1 | stuk | Emergency Lighting | BE41840 | LA (Emergency luminaire) | stuk | InduluxAcc./Sticker/GreenArrowDown(ISO7010) | Pictogramme autocollant Sortie de secours vers le bas - ISO 7010 Indulux | Pictogramsticker for the series Indulux, sign escape route down | TS 202/58
7TCA091350R4227 | 42631500-013 | Active | 8713812770772 | 82.64 | 1 | 1 | stuk | Emergency Lighting | BE41840 | LA (Emergency luminaire) | stuk | ItaAcc./Sign/hydrant + extincteur - simple face | Plaque Picto ITA hydrant + extincteur - simple face | Signplate for the series ITA, sign for firefighting equipment (extinguisher + fire hose) | PPT 315/10-11/BL
7TCA091350R4228 | 11240400-013 | Active | 8713812770789 | 81.97 | 1 | 1 | stuk | Emergency Lighting | BE41840 | LA (Emergency luminaire) | stuk | OptiluxAcc./Sign/(Extinguisher-Fire Hose) | Kit Picto. cadre ouvert - hydrant + extincteur - double face | Signplate for the series Optilux, sign for firefighting equipment (extinguisher + fire hose) the luminaire can also be used for escape route lighting | PPL 315/10-11/BL
7TCA091350R4234 | 17132211 | Active | 8713812770871 | 121.65 | 1 | 1 | stuk | Emergency Lighting | BE41840 | LA (Emergency luminaire) | stuk | EvagoAcc./Foil/32cm/Red Fire Hose(old) | PP 320/11/V | Signplate 32 meter viewing distance for the Evago series, vertical sign for firefighting equipment (fire hose) | PP 320/11/V
7TCA091360R0001 | 11110110 | Active | 8713812003801 | 36.29 | 1 | 1 | stuk | Emergency Lighting | BE41840 | LA (Emergency luminaire) | stuk | OptiluxAcc./Alu Onderbak Opbouw | Base Horizon Apparent Base Horizon Apparent | Base Optilux surface | OPTILUX OPB.BAK
7TCA091360R0003 | 11110111 | Active | 8713812003818 | 58.3 | 1 | 1 | stuk | Emergency Lighting | BE41840 | LA (Emergency luminaire) | stuk | OptiluxAcc./Alu Onderbak Inbouw | Base Horizon Encastré Base Horizon Encastré | Base Optilux recess | OPTILUX INB.BAK
7TCA091360R0007 | 11130001 | Active | 8713812004815 | 22.16 | 1 | 1 | stuk | Emergency Lighting | BE41840 | LA (Emergency luminaire) | stuk | LutoAcc./Pictogram | AP LUTO | Wall mounting back plate for LUTO luminaires. | AP LUTO
7TCA091360R0008 | 11130002 | Active | 8713812004822 | 22.16 | 1 | 1 | stuk | Emergency Lighting | BE41840 | LA (Emergency luminaire) | stuk | LutoAcc./Back plate | AP LUTO/BLIND | Back plate for luminaires of the series LUTO, this back plate is used when the luminaires are mounted in combination | AP LUTO/BLIND
7TCA091360R0010 | 11130003 | Active | 8713812004839 | 8.31 | 1 | 1 | stuk | Emergency Lighting | BE41840 | LA (Emergency luminaire) | stuk | Achterplaat w,Mont.t.b.v.(D)TA-TL 330 armaturen | Cache arrière DTA330 avec entrée Cache arrière DTA330 avec entrée | Wall mounting back plate for (D)TA-TL 330 luminaires. | AP 300
7TCA091360R0011 | 11130004 | Active | 8713812004846 | 8.31 | 1 | 1 | stuk | Emergency Lighting | BE41840 | LA (Emergency luminaire) | stuk | AP 300/BLIND | Cache arrière DTA330 sans entrée Cache arrière DTA330 sans entrée | Back plate for luminaires of the series (D)TA-TL 330, this back plate is used when the luminaires are mounted in | AP 300/BLIND
7TCA091360R0023 | 11130021 | Active | 8713812004952 | 48.41 | 1 | 1 | stuk | Emergency Lighting | BE41840 | LA (Emergency luminaire) | stuk | Achterplaat w,Mont.t.b.v.(D)TA-TL 725 armaturen | Cache arrière DTA725 avec entrée Cache arrière DTA725 avec entrée | Wall mounting back plate for (D)TA-TL 725 luminaires. | AP 725
7TCA091360R0024 | 11130022 | Active | 8713812004969 | 48.73 | 1 | 1 | stuk | Emergency Lighting | BE41840 | LA (Emergency luminaire) | stuk | AP 725/BLIND | Cache arrière DTA725 sans entrée Cache arrière DTA725 sans entrée | Back plate for luminaires of the series (D)TA-TL 725, this back plate is used when the luminaires are mounted in | AP 725/BLIND
7TCA091360R0030 | 11130031 | Active | 8713812005058 | 9.44 | 1 | 1 | stuk | Emergency Lighting | BE41840 | LA (Emergency luminaire) | stuk | Achterplaat w,Mont.t.b.v.WER armaturen | Cache arrière WER03/08 avec entrée Cache arrière WER03/08 avec entrée | Wall mounting back plate for WER luminaires. | AP 08
7TCA091360R0031 | 11130032 | Active | 8713812005065 | 8.31 | 1 | 1 | stuk | Emergency Lighting | BE41840 | LA (Emergency luminaire) | stuk | AP 08/BLIND | AP 08/BLIND | Back plate for luminaires of the series WER, this back plate is used when the luminaires are mounted in combination | AP 08/BLIND
7TCA091360R0040 | 11130046 | Active | 8713812005188 | 56.19 | 1 | 1 | stuk | Emergency Lighting | BE41840 | LA (Emergency luminaire) | stuk | AP 800/BLIND | AP 800/BLIND | Back plate for luminaires of the series TA-TL 800, this back plate is used when the luminaires are mounted in | AP 800/BLIND
7TCA091360R0041 | 11130047 | Active | 8713812005195 | 56.19 | 1 | 1 | stuk | Emergency Lighting | BE41840 | LA (Emergency luminaire) | stuk | Achterplaat w,Mont.t.b.v.TA-TL 800 armaturen | AP 800 | Wall mounting back plate for TA-TL 800 luminaires. | AP 800
7TCA091360R0042 | 11130049 | Active | 8713812005201 | 91.04 | 1 | 1 | stuk | Emergency Lighting | BE41840 | LA (Emergency luminaire) | stuk | AP 1590 | AP 1590 | Wall mounting back plate for TA-TL 1590 luminaires. | AP 1590
7TCA091360R0045 | 11130053 | Active | 8713812029573 | 62.4 | 1 | 1 | stuk | Emergency Lighting | BE41840 | LA (Emergency luminaire) | stuk | AP 1590/BLIND | AP 1590/BLIND | Back plate for luminaires of the series TA-TL 1590, this back plate is used when the luminaires are mounted in | AP 1590/BLIND
7TCA091360R0046 | 11140001 | Active | 8713812005218 | 22.16 | 1 | 1 | stuk | Emergency Lighting | BE41840 | LA (Emergency luminaire) | stuk | PENDEL 150MM | Pendatif 150 mm alu. Pendatif 150 mm alu. | Aluminium pendant length 150 mm for luminaires. This pendants need to be used in combination with the flange | PENDEL 150 MM
7TCA091360R0055 | 11140002 | Active | 8713812005225 | 27.79 | 1 | 1 | stuk | Emergency Lighting | BE41840 | LA (Emergency luminaire) | stuk | PENDEL 300MM | Pendatif 300 mm alu. Pendatif 300 mm alu. | Aluminium pendant length 300 mm for luminaires. This pendants need to be used in combination with the flange | PENDEL 300 MM
7TCA091360R0057 | 11140004 | Active | 8713812005249 | 27.35 | 1 | 1 | stuk | Emergency Lighting | BE41840 | LA (Emergency luminaire) | stuk | PENDEL 500MM | Pendatif 500 mm alu. Pendatif 500 mm alu. | Aluminium pendant length 500 mm for luminaires. This pendants need to be used in combination with the flange | PENDEL 500 MM
7TCA091360R0058 | 11140005 | Active | 8713812005256 | 32.88 | 1 | 1 | stuk | Emergency Lighting | BE41840 | LA (Emergency luminaire) | stuk | PENDEL 1000MM | Pendatif 1000 mm alu. Pendatif 1000 mm alu. | Aluminium pendant length 1000 mm for luminaires. This pendants need to be used in combination with the flange | PENDEL 1000 MM
7TCA091360R0063 | 11140010 | Active | 8713812026206 | 17.1 | 1 | 1 | stuk | Emergency Lighting | BE41840 | LA (Emergency luminaire) | stuk | SKW SIER WIT | Cache décoratig (blanc) Cache décoratig (blanc) | Flat white ceiling cap to cover the flange (VP). | SKW SIERKAP WIT
7TCA091360R0064 | 11140011 | Active | 8713812005263 | 11.18 | 1 | 1 | stuk | Emergency Lighting | BE41840 | LA (Emergency luminaire) | stuk | SK SIER | Cache décoratif Cache décoratif | Flat aluminium ceiling cap to cover the flange (VP). | SK SIERKAP
7TCA091360R0065 | 11140012 | Active | 8713812005270 | 10.53 | 1 | 1 | stuk | Emergency Lighting | BE41840 | LA (Emergency luminaire) | stuk | VP PLAFONDFLENS | Bride plafond plate Bride plafond plate | Flange for mounting a pendant on a false ceiling. | VP PLAFONDFLENS
7TCA091360R0068 | 11140015 | Active | 8713812005300 | 13.55 | 1 | 1 | stuk | Emergency Lighting | BE41840 | LA (Emergency luminaire) | stuk | SKH SIER HOOG | Cache décoratig surélevée Cache décoratig surélevée | Raised aluminium ceiling cap to cover the flange (VHP). | SKH SIERKAP HOOG
7TCA091360R0069 | 11140016 | Active | 8713812025650 | 9.43 | 1 | 1 | stuk | Emergency Lighting | BE41840 | LA (Emergency luminaire) | stuk | SKHW SIER HOOG WIT | Cache décoratif surélevée (blanc) Cache décoratif surélevée (blanc) | Raised white ceiling cap to cover the flange (VHP). | SKHW SIERKAP HOOG WIT
7TCA091360R0070 | 11140020 | Active | 8713812742847 | 31.19 | 1 | 1 | stuk | Emergency Lighting | BE41840 | LA (Emergency luminaire) | stuk | PENDELMINI COMPLEET | Pendatif WER DTA incl VKSK Pendatif WER DTA incl VKSK | Aluminium pendant set complete with all necessary components, height approximate 10 mm. | PENDEL MINI COMPLEET
7TCA091360R0071 | 11140023 | Active | 8713812005317 | 12.05 | 1 | 1 | stuk | Emergency Lighting | BE41840 | LA (Emergency luminaire) | stuk | Emergency Lighting 11140023 | Bride plafond plate Bride plafond plate | Flange for mounting a pendant on a concrete ceiling. | VHP PLAFONDFLENS HOOG
7TCA091360R0073 | 11140051 | Active | 8713812005324 | 29.76 | 1 | 1 | stuk | Emergency Lighting | BE41840 | LA (Emergency luminaire) | stuk | PENDEL/WIT 150MM | Pendatif 150 mm blanc Pendatif 150 mm blanc | White pendant length 150 mm for luminaires. This pendants need to be used in combination with the flange | PENDEL/WIT 150 MM
7TCA091360R0074 | 11140052 | Active | 8713812005331 | 54.88 | 1 | 1 | stuk | Emergency Lighting | BE41840 | LA (Emergency luminaire) | stuk | PENDEL/WIT 300MM | Pendatif 300 mm blanc Pendatif 300 mm blanc | White pendant length 300 mm for luminaires. This pendants need to be used in combination with the flange | PENDEL/WIT 300 MM
7TCA091360R0075 | 11140053 | Active | 8713812005348 | 70.25 | 1 | 1 | stuk | Emergency Lighting | BE41840 | LA (Emergency luminaire) | stuk | PENDEL/WIT 500MM | Pendatif 500 mm blanc Pendatif 500 mm blanc | White pendant length 500 mm for luminaires. This pendants need to be used in combination with the flange | PENDEL/WIT 500 MM
7TCA091360R0076 | 11140054 | Active | 8713812005355 | 74.33 | 1 | 1 | stuk | Emergency Lighting | BE41840 | LA (Emergency luminaire) | stuk | PENDEL/WIT 1000MM | Pendatif 1000 mm blanc Pendatif 1000 mm blanc | White pendant length 1000 mm for luminaires. This pendants need to be used in combination with the flange | PENDEL/WIT 1000 MM
7TCA091360R0087 | 11150004 | Active | 8713812028132 | 122.59 | 1 | 1 | stuk | Emergency Lighting | BE41840 | LA (Emergency luminaire) | stuk | Zijw,beugel armaturen (D)TA-TL 725 | ETRIER DE MUR LATERAL DTA725 ETRIER DE MUR LATERAL DTA725 | Wall bracket for luminaires of the series (D)TA-TL 725. | ZB 725
7TCA091360R0092 | 11150011 | Active | 8713812005416 | 57.25 | 1 | 1 | stuk | Emergency Lighting | BE41840 | LA (Emergency luminaire) | stuk | OptiluxAcc./Alu WallBracket for HOR/… | Montage en drapeau Horizon Montage en drapeau Horizon | Wall bracket van aluminium t.b.v. surface mount luminaires of the series Optilux, OL(N). | ZB OPTILUX
7TCA091360R0097 | 11150017 | Active | 8713812005454 | 19.26 | 1 | 1 | stuk | Emergency Lighting | BE41840 | LA (Emergency luminaire) | stuk | OptiluxAcc./Alu CeilingBracket for HOR/… | PB OPTILUX | Ceiling bracket aluminium for surface mount luminaires of the series Optilux, OL(N). | PB OPTILUX
7TCA091360R0100 | 11150020 | Active | 8713812005485 | 90.97 | 1 | 1 | stuk | Emergency Lighting | BE41840 | LA (Emergency luminaire) | stuk | Zijw,beugel armaturen WER TA-TL 400 | ETRIER DE MUR LATERAL WER03/08 ETRIER DE MUR LATERAL WER03/08 | Wall bracket for luminaires of the series WER, TA-TL 400. | ZB 08
7TCA091360R0108 | 11150028V | Active | 8713812029344 | 57.02 | 1 | 1 | stuk | Emergency Lighting | BE41840 | LA (Emergency luminaire) | stuk | AqualuxAcc./Horiz.Alu WallBracketFor AQL | WB AQL | Horizontal wall bracket aluminium for luminaires of the Aqualux series. | WB AQL
7TCA091360R0110 | 11150029 | Active | 8713812029351 | 27.45 | 1 | 1 | stuk | Emergency Lighting | BE41840 | LA (Emergency luminaire) | stuk | AqualuxAcc./Alu CeilingBracket for AQL | PB AQL | Ceiling bracket aluminium for luminaires of the Aqualux series. | PB AQL
7TCA091360R0111 | 11150030V | Active | 8713812068398 | 40.19 | 1 | 1 | stuk | Emergency Lighting | BE41840 | LA (Emergency luminaire) | stuk | AqualuxAcc./Alu WallBracket for AQL | Montage en drapeau Aqualux Montage en drapeau Aqualux | Wall bracket aluminium for luminaires of the Aqualux series. | ZB AQL
7TCA091360R0121 | 11150040-003 | Active | 8713812750415 | 14.56 | 1 | 1 | stuk | Emergency Lighting | BE41840 | LA (Emergency luminaire) | stuk | HorizonAcc./Cover recess SC10144 RAL9010 | afdekraam horizon ral9010 sc10144 | Cover Horizon recess | AFDEKRAAM HORIZON RAL9010 SC10144
7TCA091360R0125 | 11150042/13 | Active | 8713812753812 | 49.39 | 1 | 1 | stuk | Emergency Lighting | BE41840 | LA (Emergency luminaire) | stuk | AqualuxAcc./InbouwKit | Cadre d'encastrement Aqualux Cadre d'encastrement Aqualux | Mechanical acc lumin | IK AQL
7TCA091360R0128 | 11150045 | Active | 8713812005614 | 25.54 | 1 | 1 | stuk | Emergency Lighting | BE41840 | LA (Emergency luminaire) | stuk | CeilingBracketFor (D)VA-TL, TN(A)T, NB(N)-WD | PB WD | Ceiling bracket for luminaires of the series (D)VA-TL 360WD, TN(A)T and NB(N)-WD. | PB WD
7TCA091360R0129 | 11150060 | Active | 8713812743134 | 35.12 | 1 | 1 | stuk | Emergency Lighting | BE41840 | LA (Emergency luminaire) | stuk | PB 08 | PB 08 | Plafondbeugel van aluminium for luminaires of the series (D)VA-TL 360, NRO. | PB 08
7TCA091360R0130 | 11150061 | Active | 8713812743141 | 35.12 | 1 | 1 | stuk | Emergency Lighting | BE41840 | LA (Emergency luminaire) | stuk | PB 08/WIT | PB 08/WIT | Skinplate metal ceiling bracket for luminaires of the series NB(N) en NRO/W. | PB 08/WIT
7TCA091360R0132 | 11150070 | Active | 8713812746180 | 63.8 | 1 | 1 | stuk | Emergency Lighting | BE41840 | LA (Emergency luminaire) | stuk | PrevixAcc./Zijwandbeugel Alu voor Previx | Montage en drapeau Serenga Spot Apparent Montage en drapeau Serenga Spot Apparent | Wall bracket aluminium for luminaires of the series Previx. | ZB-PRE
7TCA091360R0133 | 11150071 | Active | 8713812746173 | 19.26 | 1 | 1 | stuk | Emergency Lighting | BE41840 | LA (Emergency luminaire) | stuk | PrevixAcc./PlafondBeugel Alu | PB-PRE | Ceiling bracket aluminium for luminaires of the series Previx. | PB-PRE
7TCA091360R0134 | 11150072 | Active | 8713812746197 | 22.9 | 1 | 1 | stuk | Emergency Lighting | BE41840 | LA (Emergency luminaire) | stuk | PrevixAcc./PlafondPendel Alu | PP-PRE | Pendant bracket aluminium for luminaries of the series Previx. | PP-PRE
7TCA091360R0139 | 11160002 | Active | 8713812005713 | 119.2 | 1 | 1 | stuk | Emergency Lighting | BE41840 | LA (Emergency luminaire) | stuk | Beschermkorf NB13 DVA590 (Let op:N DVA-590/WD) | BK 590 | White painted wire guard for luminaires of the series NB13 and DVA590 | BK 590
7TCA091360R0144 | 11160007 | Active | 8713812027876 | 201.93 | 1 | 1 | stuk | Emergency Lighting | BE41840 | LA (Emergency luminaire) | stuk | BK 725 | Grille de protection DTA 725 & TA-TL 725 Grille de protection DTA 725 & TA-TL 725 | White painted wire guard for luminaires of the series (D)TA-TL 725. | BK 725
7TCA091360R0151 | 11160018 | Active | 8713812005843 | 111.09 | 1 | 1 | stuk | Emergency Lighting | BE41840 | LA (Emergency luminaire) | stuk | BK 08 | Grille de protection 8 Watt & 2 Watt WER Grille de protection 8 Watt & 2 Watt WER | White painted wire guard for luminaires of the series DTA-TL 490, LUTO/PL 11, TA-TL 400 and WER. | BK 08
7TCA091360R0157 | 11160025 | Active | 8713812743172 | 69.29 | 1 | 1 | stuk | Emergency Lighting | BE41840 | LA (Emergency luminaire) | stuk | AqualuxAcc./Beschermkorf | BK XL | Universal white painted wire guard for 6 and 8 watt luminaires. | BK XL
7TCA091360R0173 | 11240060V | Active | 8713812737560 | 17.69 | 1 | 1 | stuk | Emergency Lighting | BE41840 | LA (Emergency luminaire) | stuk | AqualuxAcc./ | Coiffe AQL incl. lentille Fresnel Coiffe AQL incl. lentille Fresnel | Remplacementpart Cover Aqualux series | KAP AQL
7TCA091360R0174 | 11240062 | Active | 8713812068411 | 110.3 | 1 | 1 | stuk | Emergency Lighting | BE41840 | LA (Emergency luminaire) | stuk | AqualuxAcc./OpalhoodDoubleSidedSignage | Coiffe AQL/DZ Coiffe AQL/DZ | Opalhood for Aqualux signalisation luminaires to use the luminaires double-sided. Pictogrammen: stickers | KAP AQL/DZ
7TCA091360R0178 | 14060400 | Active | 8713812745336 | 49.94 | 1 | 1 | stuk | Emergency Lighting | BE41840 | LA (Emergency luminaire) | stuk | PrevixAcc./Picto frame for PRE-1/R/LED | PRE-DZ KIT | Using this PRE-DZ KIT luminaires from Previx serie can be used double-sided. Using the fenders the kit can be adapted | PRE-DZ KIT
7TCA091360R0206 | 32110000 | Active | 8713812735344 | 21.74 | 1 | 1 | stuk | Emergency Lighting | BE41840 | LA (Emergency luminaire) | stuk | Serega | SER-FF | Fist Fix Serenga typ SER-EC/ED | SER-FF
7TCA091360R0209 | 32130201/13 | Active | 8713812749518 | 43.58 | 1 | 1 | stuk | Emergency Lighting | BE41840 | LA (Emergency luminaire) | stuk | SeregaAcc./Inbouw/Kit For SER-ED | Cadre d'encastrement Serenga Cadre d'encastrement Serenga | Mechanical acc lumin | SER-IK
7TCA091360R0210 | 32130201/1301 | Active | 8713812753836 | 72.61 | 1 | 1 | stuk | Emergency Lighting | BE41840 | LA (Emergency luminaire) | stuk | SeregaAcc./Inbouw/Kit For ITA to SER-Sign | adaptateur ser-ik ita | Mechanical acc lumin | SER-IK ITA ADAPTER
7TCA091360R0216 | 32130211 | Active | 8713812073361 | 148.62 | 1 | 1 | stuk | Emergency Lighting | BE41840 | LA (Emergency luminaire) | stuk | SeregaAcc./Opbouw/Pendel 15 cm | Pendatif Serenga 150mm Pendatif Serenga 150mm | Pendant kit length 150 mm for Serenga luminaires. This pendant kit should always be used in combination with frame | SER-PK 150
7TCA091360R0219 | 32130212 | Active | 8713812073378 | 152.43 | 1 | 1 | stuk | Emergency Lighting | BE41840 | LA (Emergency luminaire) | stuk | SeregaAcc./Opbouw/Pendel 30 cm | Pendatif Serenga 300mm Pendatif Serenga 300mm | Pendant kit length 300 mm for Serenga luminaires. This pendant kit should always be used in combination with frame | SER-PK 300
7TCA091360R0222 | 32130213 | Active | 8713812073385 | 159.16 | 1 | 1 | stuk | Emergency Lighting | BE41840 | LA (Emergency luminaire) | stuk | SeregaAcc./Opbouw/Pendel 50 cm | Pendatif Serenga 500mm Pendatif Serenga 500mm | Pendant kit length 500 mm for Serenga luminaires. This pendant kit should always be used in combination with frame | SER-PK 500
7TCA091360R0225 | 32130214 | Active | 8713812073392 | 174.7 | 1 | 1 | stuk | Emergency Lighting | BE41840 | LA (Emergency luminaire) | stuk | SeregaAcc./Opbouw/Pendel 100 cm | Pendatif Serenga 1000mm Pendatif Serenga 1000mm | Pendant kit length 1000 mm for Serenga luminaires. This pendant kit should always be used in combination with a | SER-PK 1000
7TCA091360R0229 | 32130221 | Active | 8713812742311 | 311.25 | 1 | 1 | stuk | Emergency Lighting | BE41840 | LA (Emergency luminaire) | stuk | BK SER | BK SER | White painted wire guard for ceiling mounted luminaires of the series Serenga types: SER-E(C/D) + | BK SER
7TCA091360R0249 | 42380201/1301 | Active | 8713812753829 | 44.96 | 1 | 1 | stuk | Emergency Lighting | BE41840 | LA (Emergency luminaire) | stuk | SeregaAcc./Inbouw/Kit For DIB to SER-Spot | adaptateur ser-ik dib ser-xxi | Mechanical acc lumin | SER-IK DIB ADAPTER SER-XXI
7TCA091360R0567 | 92002V | Active | 8713812742236 | 103.22 | 1 | 1 | stuk | Emergency Lighting | BE41840 | LA (Emergency luminaire) | stuk | WD/DZ | Coiffe NB/WD double face Coiffe NB/WD double face | Light acc luminaires | KAP WD/DZ
7TCA091360R0640 | AT72400PP | Active | 8713812740812 | 23.94 | 1 | 1 | stuk | Emergency Lighting | BE41840 | LD (Electrical acc lumin) | stuk | PP-EK | PP-EK | Mechanical acc lumin | PP-EK
7TCA091360R0813 | 11150076 | Active | 8713812757056 | 37.46 | 1 | 1 | stuk | Emergency Lighting | BE41840 | LA (Emergency luminaire) | stuk | Zijw,beugel armaturen SER-(C/D)(L/W)O | Montage en drapeau Serenga Spot Apparent Montage en drapeau Serenga Spot Apparent | Wall bracket for luminaires of the Serenga series types: SER-(C/D)(L/W)O. | ZB SER-..O
7TCA091360R0831 | 11150063 | Active | 8713812759128 | 43.35 | 1 | 1 | stuk | Emergency Lighting | BE41840 | LA (Emergency luminaire) | stuk | AqualuxAcc./PendelPlaat | PP AQL | Aluminium pendant bracket for luminaires of the Aqualux series. | PP AQL
7TCA091360R0890 | 4510990034/13 | Active | 8713812764245 | 97.86 | 1 | 1 | stuk | Emergency Lighting | BE41840 | LA (Emergency luminaire) | stuk | EVA-PK 500 | EVA-PK 500 | Mechanical acc lumin | EVA-PK 500
7TCA091360R0891 | 4510990035/13 | Active | 8713812764252 | 104.07 | 1 | 1 | stuk | Emergency Lighting | BE41840 | LA (Emergency luminaire) | stuk | EVA-PK 1000 | EVA-PK 1000 | Mechanical acc lumin | EVA-PK 1000
7TCA091360R0930 | 255450V | Active | 8713812764672 | 2.08 | 1 | 1 | stuk | Emergency Lighting | BE41840 | LA (Emergency luminaire) | stuk | COVER SER-L | COVER SER-L | COVER SER-L | COVER SER-L
7TCA091360R0931 | 11180013V | Active | 8713812765037 | 34.64 | 1 | 1 | stuk | Emergency Lighting | BE41840 | LA (Emergency luminaire) | stuk | Explosieveilige wartel XION armaturen | WARTEL EEX 3/4 NPT | Explosionproof cable gland for luminaires of the series XION. | WARTEL EEX 3/4 NPT
7TCA091360R0935 | 4540990090/13 | Active | 8713812765105 | 6.32 | 1 | 1 | stuk | Emergency Lighting | BE41840 | LA (Emergency luminaire) | stuk | First Fix Afst,h.Set | ens entret prem racc | Mechanical acc lumin | FIRST FIX SPACER SET
7TCA091360R0944 | 11240064 | Active | 8713812765044 | 3.1 | 1 | 1 | stuk | Emergency Lighting | BE41840 | LA (Emergency luminaire) | stuk | AqualuxAcc./Kit voor zwembadtoepassingen | Accessory set consisting of socket screw rings of galvanized steel and rubber | Accessory set consisting of socket screw rings of galvanized steel and rubber | ZWEMBADSET AQL
7TCA091360R0946 | 4510990010/13 | Active | 8713812765174 | 30.79 | 1 | 1 | stuk | Emergency Lighting | BE41840 | LA (Emergency luminaire) | stuk | WB EVAGO SIGN | Montage en drapeau Evago Sign Apparent | Wall bracket aluminium for luminaires of the Evago Sign series. | WB EVAGO SIGN
7TCA091360R0949 | 11150078 | Active | 8713812765228 | 67.31 | 1 | 1 | stuk | Emergency Lighting | BE41840 | LA (Emergency luminaire) | stuk | PrevixAcc./WallBracketForEVA-(C/D)(L/W)O | ZB EVA LIGHT | Wall bracket for luminaires of the Evago series types: EVA-(C/D)(L/W)O. | ZB EVA LIGHT
7TCA091360R0954 | 4510990046/13 | Active | 8713812764351 | 200.26 | 1 | 1 | stuk | Emergency Lighting | BE41840 | LA (Emergency luminaire) | stuk | EVA-KS 1500 | EVA-KS 1500 | Mechanical acc lumin | EVA-KS 1500
7TCA091360R0955 | 42080300/13 | Active | 8713812765822 | 6.15 | 1 | 1 | stuk | Emergency Lighting | BE41840 | LA (Emergency luminaire) | stuk | Plafond Inzet Kit 70Mm | kit plafond renforce 70mm | Mechanical acc lumin | PLAFOND INZET KIT 70MM
7TCA091360R0956 | 11160110 | Active | 8713812765587 | 42.25 | 1 | 1 | stuk | Emergency Lighting | BE41840 | LA (Emergency luminaire) | stuk | EvagoAcc./KitForMountingEvagoDownLOrSign | EVA-RENO KIT | Renovation kit for mounting a Evago downlighter EVA-(R/V)-(C/D)(W/L)I on the location of a luminaire in the | EVA-RENO KIT
7TCA091360R0957 | 11160026 | Active | 8713812765921 | 202.78 | 1 | 1 | stuk | Emergency Lighting | BE41840 | LA (Emergency luminaire) | stuk | BK EVA-LIGHT | BK EVA-LIGHT | White painted wire guard for ceiling mounted luminaires of the series Evago EVA-(C/D)(L/W/S)O | BK EVA-LIGHT
7TCA091360R0958 | 11160105 | Active | 8713812765570 | 43.89 | 1 | 1 | stuk | Emergency Lighting | BE41840 | LA (Emergency luminaire) | stuk | PrevixAcc./Adapter Wit voor PRE-1/R/LED | PRE-RENO KIT WIT | Renovation kit for mounting a Previx on the location of a luminaire in the existing ceiling. | PRE-RENO KIT WIT
7TCA091360R0959 | 11160111 | Active | 8713812766027 | 45.73 | 1 | 1 | stuk | Emergency Lighting | BE41840 | LA (Emergency luminaire) | stuk | EvagoAcc./KitForMountingEvagoDownLOrSign | EVA-RENO KIT WIT | Renovation kit white for mounting a Evago downlighter EVA-(R/V)-(C/D)(W/L)I on the location of a luminaire in the | EVA-RENO KIT WIT
7TCA091360R0960 | 4540996150 | Active | 8713812766089 | 23.08 | 1 | 1 | stuk | Emergency Lighting | BE41840 | LA (Emergency luminaire) | stuk | FIRST FIX NGS SC | FIRST FIX NGS SC | Mechanical acc lumin | FIRST FIX NGS SC
7TCA091360R0986 | 11240083V | Active | 8713812770932 | 7.16 | 1 | 1 | stuk | Emergency Lighting | BE41840 | LA (Emergency luminaire) | stuk | Pendelmoer 3/8 BSP SN (4 st) | Écrou 3/8 nickel BSP (jeu de 4) | Nut 3/8 BSP nickel (set of 4) | SET A 4 STUKS PENDELMOER 3/8 BSP
7TCA091370R0019 | 11110103V | Active | 8713812029023 | 25.64 | 1 | 1 | stuk | Emergency Lighting | BE41840 | LA (Emergency luminaire) | stuk | Gesloten afdekkader in alu. Optilux | DK OPTILUX | Aluminium Cover Optilux | DK OPTILUX
7TCA091370R0020 | 11110104V | Active | 8713812738239 | 25.64 | 1 | 1 | stuk | Emergency Lighting | BE41840 | LA (Emergency luminaire) | stuk | Open esthetisch afdekkader in alu. Optilux | DF OPTILUX | Aluminium Cover Optilux | DF OPTILUX
7TCA091370R0023 | 11110105V | Active | 8713812034881 | 12.96 | 1 | 1 | stuk | Emergency Lighting | BE41840 | LA (Emergency luminaire) | stuk | TEKSTKADER OPTILUX | Cadre esthétique en alu Horizon (=P sans picto) | Aluminium Pictogram Cover Horizon | TEKSTKADER OPTILUX
7TCA091370R0030 | 11200013V | Active | 8713812745893 | 21.08 | 1 | 1 | stuk | Emergency Lighting | BE41840 | LA (Emergency luminaire) | stuk | BEDR.SET SER-EDC/ECC 2M | CABLE SER-EDC/ECC 2M | Wiring set SER-EDC/ECC 2M | BEDR.SET SER-EDC/ECC 2M
7TCA091370R0042 | 11220102V | Active | 8713812741765 | 3.93 | 1 | 1 | stuk | Emergency Lighting | BE41840 | LA (Emergency luminaire) | stuk | Fluorescentiebuis FL 8W/133 | FL 8W/133 FL 8W/133 | Fluorescent Tube FL 8W/133 | FLUORES.BUIS FL 8W/133
7TCA091370R0050 | 11220110V | Active | 8713812741758 | 6.3 | 1 | 1 | stuk | Emergency Lighting | BE41840 | LA (Emergency luminaire) | stuk | Fluorescentiebuis FL 8W/840 | FL - TL5 8W/840 FL - TL5 8W/840 | Fluorescent Tube FL 8W/840 | FLUORES.BUIS FL 8W/840
7TCA091370R0051 | 11220120V | Active | 8713812741437 | 53.25 | 1 | 1 | stuk | Emergency Lighting | BE41840 | LA (Emergency luminaire) | stuk | CCFL CLIP-IN LAMP (3W) | CCFL 3 Watt CCFL 3 Watt | CCFL 3 Watt | CCFL CLIP-IN LAMP (3W)
7TCA091370R0057 | 11240005V | Active | 8713812028293 | 13.09 | 1 | 1 | stuk | Emergency Lighting | BE41840 | LA (Emergency luminaire) | stuk | Vervangingsonderdeel Normalux | Coiffe NRO & NRI Coiffe NRO & NRI | Remplacementpart Cover Normalux series | KAP NORMALUX
7TCA091370R0060 | 11240007V | Active | 8713812007069 | 17.5 | 1 | 1 | stuk | Emergency Lighting | BE41840 | LA (Emergency luminaire) | stuk | Vervangingsonderdeel DVA360/NB-08 | Coiffe DVA360/NB-08 Coiffe DVA360/NB-08 | Remplacementpart Cover (D)VA360 en NB series | KAP DVA360/NB
7TCA091370R0062 | 11240010V | Active | 8713812007076 | 23.36 | 1 | 1 | stuk | Emergency Lighting | BE41840 | LA (Emergency luminaire) | stuk | Vervangingsonderdeel DVA 590/NB-13 | Coiffe DVA 590/NB-13 Coiffe DVA 590/NB-13 | Remplacementpart Cover (D)VA590 en NB 13 series | KAP DVA590/NB13
7TCA091370R0063 | 11240011 | Active | 8713812007083 | 2.73 | 1 | 1 | stuk | Emergency Lighting | BE41840 | LA (Emergency luminaire) | stuk | klem DVA 590/WD (Oudere types 01/05/05) | KAPKLEM DVA-TL/WD | Clip cover DVA 590/WD & DVA 670/WD (productiondate before 01/05/2005) | KAPKLEM DVA-TL/WD
7TCA091370R0065 | 11240012V | Active | 8713812007090 | 60.98 | 1 | 1 | stuk | Emergency Lighting | BE41840 | LA (Emergency luminaire) | stuk | DVA590/670-WD | KAP DVA590/670-WD | Remplacementpart cover DVA 590/WD & DVA 670/WD (productiondate before 01/05/2005) | KAP DVA590/670-WD
7TCA091370R0068 | 11240014V | Active | 8713812750088 | 68.71 | 1 | 1 | stuk | Emergency Lighting | BE41840 | LA (Emergency luminaire) | stuk | DVA590/670-WD KLIK | kap dva590/670-wd klik | Remplacementpart cover DVA 590/WD & DVA 670/WD (productiondate after 01/05/2005) | KAP DVA590/670-WD KLIK
7TCA091370R0076 | 11240022V | Active | 8713812007144 | 23.36 | 1 | 1 | stuk | Emergency Lighting | BE41840 | LA (Emergency luminaire) | stuk | Vervangingsonderdeel (C/D)IB555-FM 13 | Coiffe DIB 555/FM Coiffe DIB 555/FM | Remplacementpart Cover (C/D)IB555 - FM 13 series | KAP DIB555
7TCA091370R0079 | 11240037V | Active | 8713812007182 | 13.09 | 1 | 1 | stuk | Emergency Lighting | BE41840 | LA (Emergency luminaire) | stuk | Vervangingsonderdeel (C/D)VA360,FM | Coiffe DIB/FM (pas le RO!) Coiffe DIB/FM (pas le RO!) | Remplacementpart Cover (C/D)VA360 EN FM series | KAP DIB325/FM
7TCA091370R0081 | 11240038V | Active | 8713812007199 | 17.5 | 1 | 1 | stuk | Emergency Lighting | BE41840 | LA (Emergency luminaire) | stuk | Vervangingsonderdeel NB-WD,TN(A)T | Coiffe NB/WD Coiffe NB/WD | Remplacementpart Cover voor NB-WD en TN(A)T series | KAP WD
7TCA091370R0090 | 11240049V | Active | 8713812749006 | 2.99 | 1 | 1 | stuk | Emergency Lighting | BE41840 | LA (Emergency luminaire) | stuk | Bevestigingsset PPT315 Pictogram | Set de montage picto. PPT315 Set de montage picto. PPT315 | Mounting kit PPT315 plate | SET/VEER/PPT315
7TCA091370R0092 | 11240050V | Active | 8713812007236 | 13.09 | 1 | 1 | stuk | Emergency Lighting | BE41840 | LA (Emergency luminaire) | stuk | Vervangingsonderdeel Optilux FL | Coiffe Horizon Coiffe Horizon | Remplacementpart Cover Optilux FL series | KAP OPTILUX
7TCA091370R0097 | 11250001V | Active | 8713812037028 | 54.32 | 1 | 1 | stuk | Emergency Lighting | BE41840 | LA (Emergency luminaire) | stuk | Lamellenrooster Dib/Fm | Casette d'encastrement 100-200 mm Casette d'encastrement 100-200 mm | Light acc luminaires | LAMELLENROOSTER DIB/FM
7TCA091370R0141 | 255061V-001 | Active | 8713812743271 | 75.78 | 1 | 1 | stuk | Emergency Lighting | BE41840 | LA (Emergency luminaire) | stuk | Onderbak AAL compleet | BEHUIZING AQUALUX COMPLEET BEHUIZING AQUALUX COMPLEET | Base AQL complete | ONDERBAK AQL
7TCA091370R0195 | 350131V | Active | 8713812021461 | 95.78 | 1 | 1 | stuk | Emergency Lighting | BE41840 | LA (Emergency luminaire) | stuk | DecentralePRint DEC 08-1 | Circuit imprimée DEC 08-1 | Self-contained PCB Typ DEC 08-1 | PRINT DEC 08-1
7TCA091370R0196 | 350136V | Active | 8713812021478 | 68.71 | 1 | 1 | stuk | Emergency Lighting | BE41840 | LA (Emergency luminaire) | stuk | DecentralePRint DEC 08-1/INB | Circuit imprimée DEC 08-1/NB Circuit imprimée DEC 08-1/NB | Self-contained PCB Typ DEC 08-1/INB | PRINT DEC 08-1/INB
7TCA091370R0201 | 350151V | Active | 8713812052649 | 95.78 | 1 | 1 | stuk | Emergency Lighting | BE41840 | LA (Emergency luminaire) | stuk | DecentralePRint DEC 08-3 | PRINT DEC 08-3 | Self-contained PCB Typ DEC 08-3 | PRINT DEC 08-3
7TCA091370R0202 | 350156V | Active | 8713812021546 | 68.71 | 1 | 1 | stuk | Emergency Lighting | BE41840 | LA (Emergency luminaire) | stuk | DecentralePRint DEC 08-3/INB | PRINT DEC 08-3/INB | Self-contained PCB Typ DEC 08-3/INB | PRINT DEC 08-3/INB
7TCA091370R0204 | 350190V | Active | 8713812052991 | 68.71 | 1 | 1 | stuk | Emergency Lighting | BE41840 | LA (Emergency luminaire) | stuk | PrintMinidec 08-1/Inb | minidec impr 08-1/inb | Electrical acc lumin | PRINT MINIDEC 08-1/INB
7TCA091370R0207 | 350206V | Active | 8713812021591 | 68.71 | 1 | 1 | stuk | Emergency Lighting | BE41840 | LA (Emergency luminaire) | stuk | DecentralePRint DEC 13-2/INB | PRINT DEC 13-2/INB | Self-contained PCB Typ DEC 13-2/INB | PRINT DEC 13-2/INB
7TCA091370R0210 | 350261V | Active | 8713812021638 | 74.92 | 1 | 1 | stuk | Emergency Lighting | BE41840 | LA (Emergency luminaire) | stuk | DecentralePRint ZELF 08-1 | PRINT ZELF 08-1 | Self-contained PCB Typ ZELF 08-1 | PRINT ZELF 08-1
7TCA091370R0212 | 350263V | Active | 8713812053011 | 74.92 | 1 | 1 | stuk | Emergency Lighting | BE41840 | LA (Emergency luminaire) | stuk | Print Zelf 08-1/L.3 | PRINT ZELF 08-1/L.3 | Electrical acc lumin | PRINT ZELF 08-1/L.3
7TCA091370R0214 | 350265V | Active | 8713812028262 | 74.92 | 1 | 1 | stuk | Emergency Lighting | BE41840 | LA (Emergency luminaire) | stuk | Print Zelf 08-1/M/Inb | Circuit imprimée HOR(I)/B/1/ZT Circuit imprimée HOR(I)/B/1/ZT | Electrical acc lumin | PRINT ZELF 08-1/M/INB
7TCA091370R0215 | 350266V | Active | 8713812021645 | 74.92 | 1 | 1 | stuk | Emergency Lighting | BE41840 | LA (Emergency luminaire) | stuk | DecentralePRint ZELF 08-1/INB | Circuit imprimée ZELF 08-1/INB Circuit imprimée ZELF 08-1/INB | Self-contained PCB Typ ZELF 08-1/INB | PRINT ZELF 08-1/INB
7TCA091370R0218 | 350269V | Active | 8713812053042 | 68.71 | 1 | 1 | stuk | Emergency Lighting | BE41840 | LA (Emergency luminaire) | stuk | Print Zelf 08-1/L.3/Inb | impr zelf 08-1/l.3/inb | Electrical acc lumin | PRINT ZELF 08-1/L.3/INB
7TCA091370R0224 | 350289V | Active | 8713812053080 | 74.92 | 1 | 1 | stuk | Emergency Lighting | BE41840 | LA (Emergency luminaire) | stuk | Print Zelf 13-1/L/Inb | impr zelf 13-1/l/inb | Electrical acc lumin | PRINT ZELF 13-1/L/INB
7TCA091370R0230 | 350336V | Active | 8713812021751 | 68.71 | 1 | 1 | stuk | Emergency Lighting | BE41840 | LA (Emergency luminaire) | stuk | DecentralePRint ZELF 08-3/INB | PRINT ZELF 08-3/INB | Self-contained PCB Typ ZELF 08-3/INB | PRINT ZELF 08-3/INB
7TCA091370R0237 | 350512V | Active | 8713812053134 | 75.58 | 1 | 1 | stuk | Emergency Lighting | BE41840 | LA (Emergency luminaire) | stuk | DecentralePRint CIS 08-2/INB | Circuit imprimée CIS 08-2/INB vente | Self-contained PCB Typ CIS 08-2/INB | PRINT CIS 08-2/INB
7TCA091370R0240 | 350515V | Active | 8713812053141 | 74.92 | 1 | 1 | stuk | Emergency Lighting | BE41840 | LA (Emergency luminaire) | stuk | Print Cis 08-1/L/Inb | print HOR-B/1/LB400/CIS vente print HOR-B/1/LB400/CIS vente | Electrical acc lumin | PRINT CIS 08-1/L/INB
7TCA091370R0249 | 350572V | Active | 8713812749556 | 103.48 | 1 | 1 | stuk | Emergency Lighting | BE41840 | LA (Emergency luminaire) | stuk | DecentralePRint NCCIS 13-1/L/INB | impr nccis 13-1/l/inb | Self-contained PCB Typ NCCIS 13-1/L/INB | PRINT NCCIS 13-1/L/INB
7TCA091370R0255 | 350714V | Active | 8713812743684 | 103.48 | 1 | 1 | stuk | Emergency Lighting | BE41840 | LA (Emergency luminaire) | stuk | DecentralePRint NCZELF 08-1/INB | impr nczelf 08-1/inb | Self-contained PCB Typ NCZELF 08-1/INB | PRINT NCZELF 08-1/INB
7TCA091370R0256 | 350715V | Active | 8713812028231 | 117.05 | 1 | 1 | stuk | Emergency Lighting | BE41840 | LA (Emergency luminaire) | stuk | DecentralePRint CZELF 08-1/INB | impr czelf 08-1/inb | Self-contained PCB Typ CZELF 08-1/INB | PRINT CZELF 08-1/INB
7TCA091370R0257 | 350717V | Active | 8713812053240 | 117.05 | 1 | 1 | stuk | Emergency Lighting | BE41840 | LA (Emergency luminaire) | stuk | DecentralePRint CZELF 08-1/L/INB | impr print czelf 08-1/l/inb | Self-contained PCB Typ CZELF 08-1/L/INB | PRINT CZELF 08-1/L/INB
7TCA091370R0258 | 350718V | Active | 8713812053257 | 117.05 | 1 | 1 | stuk | Emergency Lighting | BE41840 | LA (Emergency luminaire) | stuk | Print Czelf 08-1/M/Inb | impr czelf 08-1/m/inb | Electrical acc lumin | PRINT CZELF 08-1/M/INB
7TCA091370R0260 | 350735V | Active | 8713812028248 | 117.05 | 1 | 1 | stuk | Emergency Lighting | BE41840 | LA (Emergency luminaire) | stuk | DecentralePRint CZELF 08-3/INB | impr czelf 08-3/inb | Self-contained PCB Typ CZELF 08-3/INB | PRINT CZELF 08-3/INB
7TCA091370R0261 | 350746V | Active | 8713812751955 | 103.48 | 1 | 1 | stuk | Emergency Lighting | BE41840 | LA (Emergency luminaire) | stuk | Print Nczelf 13-1/L.3/Inb | impr nczelf 13-1/l.3/inb | Electrical acc lumin | PRINT NCZELF 13-1/L.3/INB
7TCA091370R0264 | 350754V | Active | 8713812742182 | 114.75 | 1 | 1 | stuk | Emergency Lighting | BE41840 | LA (Emergency luminaire) | stuk | DecentralePRint NCZELF 13-1/D/INB | Circuit imprimée NCZELF 13-1/D/INB | Self-contained PCB Typ NCZELF 13-1/D/INB | PRINT NCZELF 13-1/D/INB
7TCA091370R0265 | 350755V | Active | 8713812744049 | 117.05 | 1 | 1 | stuk | Emergency Lighting | BE41840 | LA (Emergency luminaire) | stuk | DecentralePRint CZELF 13-1/D/INB | Circuit imprimée AQL 11A/1/ZT Circuit imprimée AQL 11A/1/ZT | Self-contained PCB Typ CZELF 13-1/D/INB | PRINT CZELF 13-1/D/INB
7TCA091370R0269 | 350772V | Active | 8713812028255 | 117.05 | 1 | 1 | stuk | Emergency Lighting | BE41840 | LA (Emergency luminaire) | stuk | Print Cdec 08-1/M/Inb | Circuit imprimée HOR(I)/A/1/ZT Circuit imprimée HOR(I)/A/1/ZT | Electrical acc lumin | PRINT CDEC 08-1/M/INB
7TCA091370R0271 | 350776V | Active | 8713812053288 | 117.05 | 1 | 1 | stuk | Emergency Lighting | BE41840 | LA (Emergency luminaire) | stuk | DecentralePRint CDEC 08-3/INB | PRINT CDEC 08-3/INB | Self-contained PCB Typ CDEC 08-3/INB | PRINT CDEC 08-3/INB
7TCA091370R0272 | 350800V | Active | 8713812053295 | 57.47 | 1 | 1 | stuk | Emergency Lighting | BE41840 | LA (Emergency luminaire) | stuk | Vervangings EVSA 8/13W | PRINT EVSA 8/13W | Replacement EVSA 8/13W | PRINT EVSA 8/13W
7TCA091370R0273 | 350805V | Active | 8713812744032 | 57.47 | 1 | 1 | stuk | Emergency Lighting | BE41840 | LA (Emergency luminaire) | stuk | Vervangings EVSA 11/13W | PRINT EVSA 11/13 | Replacement EVSA 11/13W | PRINT EVSA 11/13
7TCA091370R0278 | 350853V | Active | 8713812022116 | 9.95 | 1 | 1 | stuk | Emergency Lighting | BE41840 | LA (Emergency luminaire) | stuk | VervangingsPRint led/test | PRINT LED/TEST/DEC | Replacement PCB led/test | PRINT LED/TEST/DEC
7TCA091370R0284 | 350864V | Active | 8713812749303 | 74.93 | 1 | 1 | stuk | Emergency Lighting | BE41840 | LA (Emergency luminaire) | stuk | VervangingsPRint Aqualux verwarmings- | Circuit imprimée Aqualux élément chauffant | Replacement PCB Aqualux heatingselement | PRINT VERW.ELEMENT AQL 230VAC
7TCA091370R0290 | 351715V | Active | 8713812750545 | 117.05 | 1 | 1 | stuk | Emergency Lighting | BE41840 | LA (Emergency luminaire) | stuk | DecentralePRint CZELF2LEDS-1/INB | impr czelf 2leds-1/inb/etf | Self-contained PCB Typ CZELF2LEDS-1/INB | PRINT CZELF 2LEDS-1/INB/ETF
7TCA091370R0313 | 355145V | Active | 8713812752495 | 53.52 | 1 | 1 | stuk | Emergency Lighting | BE41840 | LA (Emergency luminaire) | stuk | VervangingsPRint SER-FLX | Circuit imprimée SER-FLX | Replacement PCB SER-FLX | PRINT SER-FLX
7TCA091370R0681 | 6000857 | Active | 5414363539322 | 197 | 1 | 1 | stuk | Emergency Lighting | BE41840 | LA (Emergency luminaire) | stuk | AC/DC HWS-30-24/A 24V 1.2A | Chargeur AC/DC HWS-30-24/A 24V 1.2A | Powersupply AC/DC HWS-30-24/A 24V 1.2A | STROMVERSORGUNG AC/DC HWS-30-24/A
7TCA091370R3085 | 6006000 | Active | 5414363564355 | 1191.04 | 1 | 1 | stuk | Emergency Lighting | BE41840 | LA (Emergency luminaire) | stuk | LADERMUITGANG 220-260VDC 2 5A | MODULE CHARGEUR FOURNIR 220-260VDC 2,5A | CHARGERMODUL SUPPLY 220-260VDC 2,5A | LADEMODUL AUSGANG 220-260VDC 2,5A
7TCA091370R3093 | 6006027 | Active | 5414363564447 | 139.86 | 1 | 1 | stuk | Emergency Lighting | BE41840 | LA (Emergency luminaire) | stuk | SENTARA I8MODULE | SENTARA I8 8-DIGITALEINGAENGE | SENTARA I8 MODUL | SENTARA I8 8-DIGITALEINGAENGE
7TCA091370R3104 | 6006062 | Active | 5414363564539 | 19.55 | 1 | 1 | stuk | Emergency Lighting | BE41840 | LA (Emergency luminaire) | stuk | SENTARAMLFMODULE | SENTARA MLF MODUL ZUR LEITUNGS- | SENTARA MLF MODUL | SENTARA MLF MODUL ZUR LEITUNGS-
7TCA091370R3109 | 6006077 | Active | 5414363564614 | 3985.14 | 1 | 1 | stuk | Emergency Lighting | BE41840 | LA (Emergency luminaire) | stuk | SENTARA SENSO BASISSOFTWARE | SENTARA SENSO BASISSOFTWARE | SENTARA SENSO BASIC SOFTWARE | SENTARA SENSO BASISSOFTWARE
7TCA091370R3111 | 6006081 | Active | 5414363564645 | 541.38 | 1 | 1 | stuk | Emergency Lighting | BE41840 | LA (Emergency luminaire) | stuk | SENTARAprogMEER SOFTWARE | SENTARA PROGRAMMING SOFTWARE | SENTARA PROGRAMMING SOFTWARE | SENTARA PROGRAMMING SOFTWARE
7TCA091370R3830 | 92035V | Active | 8713812061085 | 15.21 | 1 | 1 | stuk | Emergency Lighting | BE41840 | LA (Emergency luminaire) | stuk | Onderbak NB/WD & VA-TL/WD | Base NB/WD & VA-TL/WD (non-LB400) Base NB/WD & VA-TL/WD (non-LB400) | Housing NB/WD & VA-TL/WD | BEHUIZING TNT 8W ABS WIT
7TCA091370R4185 | LNP2V | Active | 8713812749525 | 165.06 | 1 | 1 | stuk | Emergency Lighting | BE41840 | LA (Emergency luminaire) | stuk | MconversieMLNP 2 | Module sans batterie du kit LNX2 Module sans batterie du kit LNX2 | Module conversionkit Typ LNP 2 | PRINT NU LNP 2
7TCA091370R4186 | LNP3V | Active | 8713812748108 | 165.06 | 1 | 1 | stuk | Emergency Lighting | BE41840 | LA (Emergency luminaire) | stuk | MconversieMLNP 3 | Module sans batterie du kit LNX3 Module sans batterie du kit LNX3 | Module conversionkit Typ LNP 3 | PRINT NU LNP 3
7TCA091370R4188 | LNS2V | Active | 8713812747392 | 141.63 | 1 | 1 | stuk | Emergency Lighting | BE41840 | LA (Emergency luminaire) | stuk | MconversieMLNS 2 | Module sans batterie du kit LNR2 Module sans batterie du kit LNR2 | Module conversionkit Typ LNS 2 | PRINT NU LNS 2
7TCA091370R4414 | 350532V | Active | 8713812755939 | 117.05 | 1 | 1 | stuk | Emergency Lighting | BE41840 | LA (Emergency luminaire) | stuk | DecentralePRint CCIS 08-1/C/INB | PRINT CCIS 08-1/C/INB PRINT CCIS 08-1/C/INB | Self-contained PCB Typ CCIS 08-1/C/INB | PRINT CCIS 08-1/C/INB
7TCA091370R4431 | 350534V | Active | 8713812757223 | 117.05 | 1 | 1 | stuk | Emergency Lighting | BE41840 | LA (Emergency luminaire) | stuk | Print Ccis08-1/L/Inb | PRINT CCIS08-1/L/INB PRINT CCIS08-1/L/INB | Electrical acc lumin | PRINT CCIS08-1/L/INB
7TCA091370R4463 | 32110100-005 | Active | 8713812757735 | 118.11 | 1 | 1 | stuk | Emergency Lighting | BE41840 | LA (Emergency luminaire) | stuk | Vervangings EVSA serenga SER-ED | module entetien ser-ed | Replacement EVSA serenga Typs SER-ED | SER-ED ONDERHOUDSMODULE | B208022113 | 5.14
7TCA091370R4468 | 355150V | Active | 8713812758527 | 103.48 | 1 | 1 | stuk | Emergency Lighting | BE41840 | LA (Emergency luminaire) | stuk | CentralePRint serenga types SER C(L/W)O | impr ser-ldsm esclave | Slave PCB serenga Typs SER C(L/W)O | PRINT SER-LDSM SLAVE
7TCA091370R4515 | 350719V | Active | 8713812760438 | 103.48 | 1 | 1 | stuk | Emergency Lighting | BE41840 | LA (Emergency luminaire) | stuk | Print Nczelf08-1/L.3/Inb | impr nczelf08-1/l.3/inb | Electrical acc lumin | PRINT NCZELF08-1/L.3/INB
7TCA091370R4540 | 6008100 | Active | 5415022311327 | 330.84 | 1 | 1 | stuk | Emergency Lighting | BE41840 | LA (Emergency luminaire) | stuk | VIAFLEXMELDTABLEAU DUITS | VIAFLEX MELDTABLEAU ALLEMAND | VIAFLEX OPERATOR PANEL GERMAN | VIAFLEX TBL GERMAN
7TCA091370R4541 | 6008101 | Active | 5415022311334 | 354.9 | 1 | 1 | stuk | Emergency Lighting | BE41840 | LA (Emergency luminaire) | stuk | VIAFLEXMELDTABLEAU ENGELS | VIAFLEX MELDTABLEAU ANGLAIS | VIAFLEX OPERATOR PANEL ENGLISH | VIAFLEX TBL_ENGLISH
7TCA091370R4542 | 6008102 | Active | 5415022311365 | 421.07 | 1 | 1 | stuk | Emergency Lighting | BE41840 | LA (Emergency luminaire) | stuk | viaFlexprog. SOFTWARE | viaFlex PROGRAMMING SOFTWARE | viaFlex PROGRAMMING SOFTWARE | VIAFLEX PRO
7TCA091370R4603 | 350747V | Active | 8713812765501 | 117.05 | 1 | 1 | stuk | Emergency Lighting | BE41840 | LA (Emergency luminaire) | stuk | Print Czelf 13-1/L.3/Inb | impr czelf 13-1/l.3/inb | Electrical acc lumin | PRINT CZELF 13-1/L.3/INB
7TCA091370R4605 | 351532V | Active | 8713812765792 | 117.05 | 1 | 1 | stuk | Emergency Lighting | BE41840 | LA (Emergency luminaire) | stuk | Print Ccis 2Leds-1/Inb/Etf | impr ccis 2leds-1/inb/etf | Electrical acc lumin | PRINT CCIS 2LEDS-1/INB/ETF
7TCA091370R4606 | 355540V | Active | 8713812765808 | 117.05 | 1 | 1 | stuk | Emergency Lighting | BE41840 | LA (Emergency luminaire) | stuk | Print Cis Ldsm 1 Hr | PRINT CIS LDSM 1 HR | Electrical acc lumin | PRINT CIS LDSM 1 HR
7TCA091370R4607 | LNP9V | Active | 8713812765815 | 162.71 | 1 | 1 | stuk | Emergency Lighting | BE41840 | LA (Emergency luminaire) | stuk | MconversieMLNP 9 | PRINT NU LNP 9 | Module conversionkit Typ LNP 9 | PRINT NU LNP 9
7TCA091370R4608 | 255210V | Active | 8713812765945 | 21.66 | 1 | 1 | stuk | Emergency Lighting | BE41840 | LA (Emergency luminaire) | stuk | SMART FRAME SERENGA | COIFFE SMART FRAME SERENGA | COVER SMART FRAME SERENGA | COVER SMART FRAME SERENGA
7TCA091370R4625 | 355155V | Active | 8713812765983 | 122.91 | 1 | 1 | stuk | Emergency Lighting | BE41840 | LA (Emergency luminaire) | stuk | PRINT SER-LDSM | PRINT SER-LDSM | PRINT SER-LDSM | PRINT SER-LDSM
7TCA091370R4643 | LNS9V | Active | 8713812767123 | 138.86 | 1 | 1 | stuk | Emergency Lighting | BE41840 | LA (Emergency luminaire) | stuk | LosseMvan noodunit LNR9 | Module sans batterie du kit LNR 9 | Module conversionkit Typ LNS 9 | PRINT NU LNS 9
7TCA091370R4648 | 351401V | Active | 5415022404869 | 122.91 | 1 | 1 | stuk | Emergency Lighting | BE41840 | LA (Emergency luminaire) | stuk | DecentralePRint Evago EVA-D(L/W)O | PCB 635 SC SM 3HR | Electrical acc lumin | PCB 635 SC SM 3HR
7TCA091370R4653 | 351434V | Active | 8713812768106 | 76.51 | 1 | 1 | stuk | Emergency Lighting | BE41840 | LA (Emergency luminaire) | stuk | CentralePRint Evago types EVA-(R/V)-C(L/W)I | Circuit imprimée EVA-(R/V)-C(L/W)I | Slave PCB Evago for type EVA-(R/V)-C(L/W)I | PCB 640 SL 230V RC FLX/LTC
7TCA091370R4670 | 351674V | Active | 8713812768632 | 77.97 | 1 | 1 | stuk | Emergency Lighting | BE41840 | LA (Emergency luminaire) | stuk | CentralePRint Evago types EVA-CIP-22 | Circuit imprimée EVA-ECC- 22M | Slave PCB Evago for type EVA-CIP-22 | PCB 605 SL RC 22M NO DIM
7TCA091370R4678 | 351405V | Active | 8713812768755 | 122.81 | 1 | 1 | stuk | Emergency Lighting | BE41840 | LA (Emergency luminaire) | stuk | DecentralePRint Evago EVA-D(L/W)O/CIS | Circuit imprimée EVA-D(L/W)O/CIS | Self-contained PCB Evago for Types EVA-D(L/W)O/CIS | PCB 635 SC SM 3HR CIS
7TCA091370R4679 | 351421V | Active | 8713812768731 | 122.81 | 1 | 1 | stuk | Emergency Lighting | BE41840 | LA (Emergency luminaire) | stuk | DecentralePRint Evago EVA-(R/V)-D(L/W)I | Circuit imprimée EVA-(R/V)-D(L/W)I | Self-contained PCB Evago for types EVA-(R/V)-D(L/W)I | PCB 645 SC RC 3HR
7TCA091370R4680 | 351425V | Active | 8713812768724 | 122.81 | 1 | 1 | stuk | Emergency Lighting | BE41840 | LA (Emergency luminaire) | stuk | DecentralePRint Evago EVA-(R/V)-D(L/W)I/CIS | Circuit imprimée EVA-(R/V)-D(L/W)I/CIS | Self-contained PCB Evago for types EVA-(R/V)-D(L/W)I/CIS | PCB 645 SC RC 3HR CIS
7TCA091370R4682 | 351677V | Active | 8713812768816 | 77.97 | 1 | 1 | stuk | Emergency Lighting | BE41840 | LA (Emergency luminaire) | stuk | CentralePRint Evago types EVA-CO(P/W)-32 | Circuit imprimée EVA-CO(P/W)-32 | Slave PCB Evago for types EVA-CO(P/W)-32 | PCB 608 SL RC 32M DIM
7TCA091370R4683 | 351676V | Active | 8713812768809 | 76.51 | 1 | 1 | stuk | Emergency Lighting | BE41840 | LA (Emergency luminaire) | stuk | CentralePRint Evago types EVA-CO(P/W)-32 | Circuit imprimée EVA-CO(P/W)-32 | Slave PCB Evago for types EVA-CO(P/W)-32 | PCB 607 SL RC 32M NO DIM
7TCA091370R4684 | 351601V | Active | 8713812768786 | 145.74 | 1 | 1 | stuk | Emergency Lighting | BE41840 | LA (Emergency luminaire) | stuk | DecentralePRint Evago EVA-DO(P/W)-22 3 urig | Circuit imprimée EVA-DO(P/W)-22, 3 heur | Self-contained PCB Evago for types EVA-DO(P/W)-22, 3 hour | PCB 610 SC SM 3HR 22M
7TCA091370R4686 | 351661V | Active | 8713812768885 | 148.05 | 1 | 1 | stuk | Emergency Lighting | BE41840 | LA (Emergency luminaire) | stuk | DecentralePRint Evago EVA-DIP-32/CIS 3 urig | Circuit imprimée EVA-DIP-32/CIS, 3 heur | Self-contained PCB Evago for types EVA-DIP-32/CIS, 3 hour | PCB 617 SC RC 3HR 32M CIS
7TCA091370R4687 | 351659V | Active | 8713812768861 | 148.05 | 1 | 1 | stuk | Emergency Lighting | BE41840 | LA (Emergency luminaire) | stuk | DecentralePRint Evago EVA-DIP-22/CIS 3 urig | Circuit imprimée EVA-DIP-22/CIS, 3 heur | Self-contained PCB Evago for types EVA-DIP-22/CIS, 3 hour | PCB 615 SC RC 3HR 22M CIS
7TCA091370R4688 | 351611V | Active | 8713812768878 | 122.81 | 1 | 1 | stuk | Emergency Lighting | BE41840 | LA (Emergency luminaire) | stuk | DecentralePRint Evago EVA-DIP-32 3 urig | Circuit imprimée EVA-DIP-32, 3 heur | Self-contained PCB Evago for types EVA-DIP-32, 3 hour | PCB 617 SC RC 3HR 32M
7TCA091370R4689 | 351609V | Active | 8713812768854 | 122.81 | 1 | 1 | stuk | Emergency Lighting | BE41840 | LA (Emergency luminaire) | stuk | DecentralePRint Evago EVA-DIP-22 3 urig | Circuit imprimée EVA-DIP-22, 3 heur | Self-contained PCB Evago for types EVA-DIP-22, 3 hour | PCB 615 SC RC 3HR 22M
7TCA091370R4690 | 351653V | Active | 8713812768847 | 148.05 | 1 | 1 | stuk | Emergency Lighting | BE41840 | LA (Emergency luminaire) | stuk | Emergency Lighting 351653V | Circuit imprimée EVA-DO(P/W)-22, 3 heur | Self-contained PCB Evago for types EVA-DO(P/W)-32/CIS, 3 hour | PCB 612 SC SM 3HR 32M CIS
7TCA091370R4691 | 351603V | Active | 8713812768830 | 145.74 | 1 | 1 | stuk | Emergency Lighting | BE41840 | LA (Emergency luminaire) | stuk | DecentralePRint Evago EVA-DO(P/W)-32 3 urig | Circuit imprimée EVA-DO(P/W)-32, 3 heur | Self-contained PCB Evago for types EVA-DO(P/W)-32, 3 hour | PCB 612 SC SM 3HR 32M
7TCA091370R4692 | 351651V | Active | 8713812768823 | 148.05 | 1 | 1 | stuk | Emergency Lighting | BE41840 | LA (Emergency luminaire) | stuk | Emergency Lighting 351651V | Circuit imprimée EVA-DO(P/W)-22/CIS, 3 heur | Self-contained PCB Evago for types EVA-DO(P/W)-22/CIS, 3 hour | PCB 610 SC SM 3HR 22M CIS
7TCA091370R4693 | 351691V | Active | 8713812768908 | 9.06 | 1 | 1 | stuk | Emergency Lighting | BE41840 | LA (Emergency luminaire) | stuk | SubPRint Evago types EVA-CIP | Circuit imprimée sub EVA-CIP-22 | Sub PCB Evago for type EVA-CIP | PCB 290 SL RECESSED
7TCA091370R4694 | 351690V | Active | 8713812768892 | 18.08 | 1 | 1 | stuk | Emergency Lighting | BE41840 | LA (Emergency luminaire) | stuk | SubPRint Evago types EVA-DIP | Circuit imprimée sub EVA-DIP-22 | Sub PCB Evago for type EVA-DIP | PCB 290 SC RECESSED LED/TEST
7TCA091370R4712 | ELD1410.009R | Active | 5415022452860 | 1673.53 | 1 | 1 | stuk | Emergency Lighting | BE41840 | LA (Emergency luminaire) | stuk | LADER INVERTER KIT EMEXMINI | MODULE CHARGEUR INVERTER EMEX MINI | PCB SHELF ASSEMBLY EMEX MINI | PCB SHELF ASSEMBLY (SALEABLE) |  | 5.14
7TCA091370R4716 | 256110V | Active | 8713812769714 | 13.61 | 1 | 1 | stuk | Emergency Lighting | BE41840 | LA (Emergency luminaire) | stuk | Vervangingsonderdeel PRevix | COVER PREVIX | Remplacementpart Cover Previx series | COVER PREVIX
7TCA091370R4717 | ELD0070.002AR | Active | 5415022455991 | 232.95 | 1 | 1 | stuk | Emergency Lighting | BE41840 | LA (Emergency luminaire) | stuk | AF26 4P AC/DC RELAIS | AF26 4POLE AC/DC RELAIS | AF26 4POLE AC/DC CONTACTOR | AF26-22-00-13 2.5NM 4P SALEABLE
7TCA091370R4718 | ELD0070.003AR | Active | 5415022456004 | 528.2 | 1 | 1 | stuk | Emergency Lighting | BE41840 | LA (Emergency luminaire) | stuk | AF40 4P AC/DC RELAIS | AF40 4POLE AC/DC RELAIS | AF40 4POLE AC/DC CONTACTOR | AF40-22-00-13 4NM 4P SALEABLE
7TCA091370R4719 | ELD0070.005AR | Active | 5415022456011 | 962.98 | 1 | 1 | stuk | Emergency Lighting | BE41840 | LA (Emergency luminaire) | stuk | AF80-4P AC/DC RELAIS | AF80-4POLE AC/DC RELAIS | AF80-4POLE AC/DC CONTACTOR | AF80-22-00-13 6NM 4P SALEABLE |  | 5.14
7TCA091370R4722 | 351420V | Active | 8713812770086 | 134.93 | 1 | 1 | stuk | Emergency Lighting | BE41840 | LA (Emergency luminaire) | stuk | DecentralePRint Evago EVA-(R/V)-D(L/W)I | Autonome PCB Evago pour les types droit, taille de conduit 1/2 pouce / | Self-contained PCB Evago for types EVA-(R/V)-D(L/W)I | PCB 645 SC RC 1HR
7TCA091370R4723 | 351400V | Active | 8713812770093 | 134.93 | 1 | 1 | stuk | Emergency Lighting | BE41840 | LA (Emergency luminaire) | stuk | DecentralePRint Evago EVA-D(L/W)O | Autonome PCB Evago pour les types | Self-contained PCB Evago for Type EVA-D(L/W)O | PCB 635 SC SM 1HR
7TCA091370R4728 | 11220050V | Active | 8713812770284 | 7.17 | 1 | 1 | stuk | Emergency Lighting | BE41840 | LA (Emergency luminaire) | stuk | HALLAMP 12V-55W/H3-PK22S | HALLAMP 12V-55W/H3-PK22S | HALLAMP 12V-55W/H3-PK22S | HALLAMP 12V-55W/H3-PK22S
7TCA091370R4731 | 4520996962 | Active | 8713812770345 | 235.85 | 1 | 1 | stuk | Emergency Lighting | BE41840 | LA (Emergency luminaire) | stuk | Vervangings EVSA Evago EVA-DIP-22/DALI | Module EVA-DIP-22/DALI SANS SPOT | Replacement EVSA Evago type EVA-DIP-22/DALI | EVA-EDC-22/DALI | B208035210 | 5.14
7TCA091370R4744 | 351032V | Active | 8713812770888 | 127.58 | 1 | 1 | stuk | Emergency Lighting | BE41840 | LA (Emergency luminaire) | stuk | DecentralePRint WER 02A/ZT | Circuit imprimée pour WER 02A/ZT | Self-contained PCB for WER 02A/ZT | PRINT DEC 1U 110X70 LED
7TCA091370R4749 | 350216V | Active | 8713812771083 | 68.55 | 1 | 1 | stuk | Emergency Lighting | BE41840 | LA (Emergency luminaire) | stuk | PRINT DEC13-3/INB | PRINT DEC13-3/INB | PRINT DEC13-3/INB | PRINT DEC13-3/INB
7TCA091380R0033 | 11190002V | Active | 8713812006086 | 36.75 | 1 | 1 | stuk | Emergency Lighting | BE41840 | LA (Emergency luminaire) | stuk | BATT.STAAF 2XD4.0/HT | BATT.STICK D 2,4V-4,0Ah/HT BATT.STICK D 2,4V-4,0Ah/HT | Replacement Battery type stick 2D4,0HT for VanLien luminaires | BATT.STAAF 2XD4.0/HT | B207035190 | 5.14
7TCA091380R0034 | 11190003V | Active | 8713812006093 | 48.9 | 1 | 1 | stuk | Emergency Lighting | BE41840 | LA (Emergency luminaire) | stuk | BATT.STAAF 3XD4.0/HT | boulon batt 3xd4.0/ht | Replacement Battery type stick 3D4,0HT for VanLien luminaires | BATT.STAAF 3XD4.0/HT | B207035190 | 5.14
7TCA091380R0035 | 11190004V | Active | 8713812006109 | 73.49 | 1 | 1 | stuk | Emergency Lighting | BE41840 | LA (Emergency luminaire) | stuk | BATT.STAAF 4XD4.0/HT | boulon batt 4xd4.0/ht | Replacement Battery type stick 4D4,0HT for VanLien luminaires | BATT.STAAF 4XD4.0/HT | B207035190 | 5.14
7TCA091380R0036 | 11190005V | Active | 8713812028286 | 42.84 | 1 | 1 | stuk | Emergency Lighting | BE41840 | LA (Emergency luminaire) | stuk | SET 4 ST VTC 1.5/HT | BATT-SET VNTCs 4,8V/1,5Ah BATT-SET VNTCs 4,8V/1,5Ah | Replacement Battery type block 4VTC1,5HT for VanLien luminaires | SET 4 ST VTC 1.5/HT | B207035190 | 5.14
7TCA091380R0037 | 11190006V | Active | 8713812036090 | 36.75 | 1 | 1 | stuk | Emergency Lighting | BE41840 | LA (Emergency luminaire) | stuk | Lastenboek Set A 2st D4.0 | BATT-SET LB400 D 2,4V-4,0Ah/HT BATT-SET LB400 D 2,4V-4,0Ah/HT | Rechargeable battery | LASTENBOEK SET A 2STUKS D4.0 | B207035190 | 5.14
7TCA091380R0040 | 11190009V | Active | 8713812006130 | 30.65 | 1 | 1 | stuk | Emergency Lighting | BE41840 | LA (Emergency luminaire) | stuk | SET 3 ST VTC 1.5/HT | BATT-SET VNTCs 3,6V/1,5Ah BATT-SET VNTCs 3,6V/1,5Ah | Replacement Battery type block 3VTC1,5HT for VanLien luminaires | SET 3 ST VTC 1.5/HT | B207035190 | 5.14
7TCA091380R0041 | 11190010V | Active | 8713812006147 | 48.9 | 1 | 1 | stuk | Emergency Lighting | BE41840 | LA (Emergency luminaire) | stuk | SET 3 ST C 1.8/HT | BATT-SET C 3,6V/1,8Ah/HT BATT-SET C 3,6V/1,8Ah/HT | Replacement Battery type block 3C1,8HT for VanLien luminaires | SET 3 ST C 1.8/HT | B207035190 | 5.14
7TCA091380R0043 | 11190011V | Active | 8713812006154 | 42.84 | 1 | 1 | stuk | Emergency Lighting | BE41840 | LA (Emergency luminaire) | stuk | SET 3 ST D 2.0/HT | BATT-SET D 3,6V/2,0Ah/HT BATT-SET D 3,6V/2,0Ah/HT | Replacement Battery type block 3D2,0HT for VanLien luminaires | SET 3 ST D 2.0/HT | B207035190 | 5.14
7TCA091380R0045 | 11190012V | Active | 8713812006161 | 42.84 | 1 | 1 | stuk | Emergency Lighting | BE41840 | LA (Emergency luminaire) | stuk | SET 2 ST D 4.0/HT | BATT-SET D 2,4V-4,0Ah/HT BATT-SET D 2,4V-4,0Ah/HT | Replacement Battery type block 2D4,0HT for VanLien luminaires | SET 2 ST D 4.0/HT | B207035190 | 5.14
7TCA091380R0046 | 11190013V | Active | 8713812036120 | 55.12 | 1 | 1 | stuk | Emergency Lighting | BE41840 | LA (Emergency luminaire) | stuk | Lastenboek Set A 3st D 4 0/Ht | ens specif a 3 pcs d 4,0/ht | Rechargeable battery | LASTENBOEK SET A 3STUKS D 4,0/HT | B207035190 | 5.14
7TCA091380R0047 | 11190014V | Active | 8713812006178 | 55.12 | 1 | 1 | stuk | Emergency Lighting | BE41840 | LA (Emergency luminaire) | stuk | SET 3 ST D 4.0/HT | SET 3 ST D 4.0/HT | Replacement Battery type block 3D4,0HT for VanLien luminaires | SET 3 ST D 4.0/HT | B207035190 | 5.14
7TCA091380R0048 | 11190015V | Active | 8713812006185 | 128.61 | 1 | 1 | stuk | Emergency Lighting | BE41840 | LA (Emergency luminaire) | stuk | BATT-UNIT 6V-4AH | BATT-UNIT 6V-4AH | Replacement Battery kit 2D4,0HT + 3D4,0HT for VanLien conversion kits | BATT-UNIT 6V-4AH | B207035190 | 5.14
7TCA091380R0049 | 11190017V | Active | 8713812741420 | 73.49 | 1 | 1 | stuk | Emergency Lighting | BE41840 | LA (Emergency luminaire) | stuk | SET 4 VTC 2.0 NIMH | BATT.4x VTC's NiMH HT 4,8V-2Ah BATT.4x VTC's NiMH HT 4,8V-2Ah | Replacement Battery type block NIMH 4VTC2,0HT for VanLien luminaires | SET 4 VTC 2.0 NIMH | B208035210 | 5.14
7TCA091380R0050 | 11190018V | Active | 8713812029467 | 36.75 | 1 | 1 | stuk | Emergency Lighting | BE41840 | LA (Emergency luminaire) | stuk | BATT.STAAF 4X VTC'S 15AH | boulon batt 4x vtc's 1,5ah | Replacement Battery type stick 4VTCS1,5HT for VanLien luminaires | BATT.STAAF 4X VTC'S 1,5AH | B207035190 | 5.14
7TCA091380R0051 | 11190019V | Active | 8713812006192 | 148.73 | 1 | 1 | stuk | Emergency Lighting | BE41840 | LA (Emergency luminaire) | stuk | Vervangingsbatt.set 2x4D4 0HT VanLien conversieM | BATT-UNIT 9,6V-4AH | Replacement Battery kit 2 x 4D4,0HT for VanLien conversion kits | BATT-UNIT 9,6V-4AH | B207035190 | 5.14
7TCA091380R0052 | 11190020V | Active | 8713812750606 | 37.46 | 1 | 1 | stuk | Emergency Lighting | BE41840 | LA (Emergency luminaire) | stuk | BATT.STAAF 4X VTC'S 1500 | boulon batt 4x vtc's 1500 | Replacement Battery type stick 4VTCS1500HT for VanLien luminaires | BATT.STAAF 4X VTC'S 1500 | B207035190 | 5.14
7TCA091380R0055 | 11190024V | Active | 8713812006222 | 91.86 | 1 | 1 | stuk | Emergency Lighting | BE41840 | LA (Emergency luminaire) | stuk | BATT-UNIT 36V-4AH | BATT-UNIT 3,6V-4AH | Replacement Battery type stick D 3,6V-4,0Ah/HT for LN[R/X] 1(B) | BATT-UNIT 3,6V-4AH | A207011000
7TCA091380R0057 | 11190027V | Active | 8713812737676 | 128.61 | 1 | 1 | stuk | Emergency Lighting | BE41840 | LA (Emergency luminaire) | stuk | batt.staaf LNR-X 4 8V-4Ah-LN[X/R] [2/3/4](B) | unit batt ln 4,8v-4ah | Replacement Battery kitLNR-X 4,8V-4Ah - for LN[X/R] [2/3/4](B) | BATT-UNIT LN 4,8V-4AH | A207011000
7TCA091380R0058 | 11190029V | Active | 8713812006246 | 128.61 | 1 | 1 | stuk | Emergency Lighting | BE41840 | LA (Emergency luminaire) | stuk | Vervangingsbatt.set 2x3D4 0HT VanLien conversieM | BATT.STICK 7,2V 4,0Ah BATT.STICK 7,2V 4,0Ah | Replacement Battery kit 2 x 3D4,0HT for VanLien conversion kits | BATT-UNIT 7,2V-4AH | B207035190 | 5.14
7TCA091380R0061 | 11190042V | Active | 8713812750613 | 55.12 | 1 | 1 | stuk | Emergency Lighting | BE41840 | LA (Emergency luminaire) | stuk | BATT.STAAF 2X 7/5 CS | boulon batt 2x 7/5 cs | Replacement Battery type stick NIMH 2 7/5C for VanLien luminaires | BATT.STAAF 2X 7/5 CS | B208022113 | 5.14
7TCA091380R0062 | 11190043V | Active | 8713812752792 | 48.9 | 1 | 1 | stuk | Emergency Lighting | BE41840 | LA (Emergency luminaire) | stuk | Batt.Staaf Lb400 3X D4 0/Ht | unit batt lb400 3x d4,0/ht | Rechargeable battery | BATT.STAAF LB400 3X D4,0/HT | A207011000
7TCA091380R0063 | 11190044V | Active | 8713812747682 | 73.49 | 1 | 1 | stuk | Emergency Lighting | BE41840 | LA (Emergency luminaire) | stuk | Batt.Staaf 4X D4.0/Ht Lb | boulon batt 4x d4.0/ht lb | Rechargeable battery | BATT.STAAF 4X D4.0/HT LB | A207011000
7TCA091380R0064 | 11190046V | Active | 8713812748993 | 30.65 | 1 | 1 | stuk | Emergency Lighting | BE41840 | LA (Emergency luminaire) | stuk | SET 4 ST VTC 1.5/HT LB | BATT-SET VNTCs 4,8V/1,5Ah - LB400 BATT-SET VNTCs 4,8V/1,5Ah - LB400 | Replacement Battery type block 4VTCS1500HT for VanLien luminaires | SET 4 ST VTC 1.5/HT LB | B207035190 | 5.14
7TCA091380R0066 | 11190048V | Active | 8713812741574 | 73.49 | 1 | 1 | stuk | Emergency Lighting | BE41840 | LA (Emergency luminaire) | stuk | Batt-Set 4.8V-1.5Ah Vtcs 1500 | @BATT-SET 4.8V-1.5AH VTCS 1500 @BATT-SET 4.8V-1.5AH VTCS 1500 | Rechargeable battery | BATT-SET 4.8V-1.5AH VTCS 1500 | A207011000
7TCA091380R0115 | 758202 | Active | 5414363931317 | 28.74 | 1 | 1 | stuk | Emergency Lighting | BE41840 | LA (Emergency luminaire) | stuk | Vervangingsbatt.Model blok BIMO | BAT NICD 2,4V 1.6AH | Replacement Battery type block for BIMO | 1 BAT NICD 2,4V 1.6AH | B207035190 | 5.14
7TCA091380R0191 | BN85300VA | Active | 8713812030722 | 37.46 | 1 | 1 | stuk | Emergency Lighting | BE41840 | LA (Emergency luminaire) | stuk | 4 VTC'S-1 5 (STAAF) | BATT.4x VTC's 4,8V-1,5Ah - EK-reeks BATT.4x VTC's 4,8V-1,5Ah - EK-reeks | 4 VTC'S-1,5 (STAAF) | 4 VTC'S-1,5 (STAAF) | B207035190 | 5.14
7TCA091380R0302 | 11190039V | Active | 8713812766003 | 54.31 | 1 | 1 | stuk | Emergency Lighting | BE41840 | LA (Emergency luminaire) | stuk | SET 2 VHT 1.1 NIMH | SET 2 VHT 1.1 NIMH | Replacement Battery type set NIMH for Evago Sign luminaires | SET 2 VHT 1.1 NIMH | B208035210 | 5.14
7TCA091380R0303 | 11190047V | Active | 8713812766010 | 72.35 | 1 | 1 | stuk | Emergency Lighting | BE41840 | LA (Emergency luminaire) | stuk | SET 4 ST VHT 2.0 NIMH | SET 4 ST VHT 2.0 NIMH | Replacement Battery type set NIMH for VanLien Evago EVA-DLO & EVA-DWO | SET 4 ST VHT 2.0 NIMH | B208035210 | 5.14
7TCA091380R0305 | 11240115V | Active | 8713812767765 | 2.8 | 1 | 1 | stuk | Emergency Lighting | BE41840 | LA (Emergency luminaire) | stuk | Setbatt.verloopstukjes | SET BATT VERLOOP | Mechanical acc lumin | SET BATT VERLOOP
7TCA091380R0306 | 11190022V | Active | 8713812768243 | 73.05 | 1 | 1 | stuk | Emergency Lighting | BE41840 | LA (Emergency luminaire) | stuk | BATT.STAAF 4XVHTCS NIMH HT 4.8V-2AH | BATT.STICK 4XVHTCS NIMH HT 4.8V-2AH | Replacement Battery type stick 4XVHTCS NIMH HT 4.8V-2AH | BATT.STAAF 4XVHTCS NIMH HT 4.8V-2AH | B208035210
7TCA091380R0307 | 11190036V | Active | 8713812768625 | 86.54 | 1 | 1 | stuk | Emergency Lighting | BE41840 | LA (Emergency luminaire) | stuk | Vervangingsbatt.Model 2X2X4 AA NiCd VanLien DCP | BATT-SET type 2X2X4 AA NiCd pour VanLien DCP | Replacement Battery type 2X2X4 AA NiCd for VanLien DCP | BATT-SET 2X4XAA NICAD | A207011000
7TCA091380R0320 | 11190033V | Active | 8713812771052 | 51.78 | 1 | 1 | stuk | Emergency Lighting | BE41840 | LA (Emergency luminaire) | stuk | BATT-SET ENDURANCE | BATT-SET ENDURANCE | BATT-SET ENDURANCE | BATT-SET ENDURANCE | B207035190 | 5.14
7TCA091380R0322 | 11190038V | Active | 8713812771397 | 54.8 | 1 | 1 | stuk | Emergency Lighting | BE41840 | LA (Emergency luminaire) | stuk | BATT-SET 2XAA H-AA1200BH | BATT.SET - NiMH - SOLO | Replacement Battery type set NIMH for Solo luminaires | BATT-SET 2XAA H-AA1200BH | B208035210 | 5.14
7TCA091390R0005 | 10800V | Active | 8713812000343 | 74.92 | 1 | 1 | stuk | Emergency Lighting | BE41840 | LA (Emergency luminaire) | stuk | LOODBATT.12AH-6V | LOODBATT. 12AH-6V | LEAD ACID BATTERY 12AH-6V | LOODBATT. 12AH-6V | SB11101025
7TCA091390R0007 | 10801V | Active | 8713812028279 | 40.4 | 1 | 1 | stuk | Emergency Lighting | BE41840 | LA (Emergency luminaire) | stuk | LOODBATT.7 2AH-6V | batt plomb 7,2ah-6v | LEAD ACID BATTERY 7,2AH-6V | LOODBATT. 7,2AH-6V | SB11101025
7TCA091390R0009 | 10805V | Active | 8713812028187 | 74.92 | 1 | 1 | stuk | Emergency Lighting | BE41840 | LA (Emergency luminaire) | stuk | LOODBATT.7AH-12V | LOODBATT. 7AH-12V | LEAD ACID BATTERY 7AH-12V | LOODBATT. 7AH-12V | SB11101025
7TCA091390R0027 | 10905V | Active | 8713812750972 | 55.94 | 1 | 1 | stuk | Emergency Lighting | BE41840 | LA (Emergency luminaire) | stuk | LOODbatt.12V-07AH-6.35 | batterie plomb 12v-07ah-6,35 | LEAD ACID BATTERY 12V-07AH-6.35 | LOODBATTERIJ 12V-07AH-6.35 | SB11101025
7TCA091390R0028 | 10910V | Active | 8713812750989 | 97.9 | 1 | 1 | stuk | Emergency Lighting | BE41840 | LA (Emergency luminaire) | stuk | LOODbatt.12V-09AH-6.35 | batterie plomb 12v-09ah-6,35 | LEAD ACID BATTERY 12V-09AH-6.35 | LOODBATTERIJ 12V-09AH-6.35 | SB11101025
7TCA091390R0029 | 10915V | Active | 8713812750996 | 128.48 | 1 | 1 | stuk | Emergency Lighting | BE41840 | LA (Emergency luminaire) | stuk | LOODbatt.12V-15AH-6.35 | batterie plomb 12v-15ah-6,35 | LEAD ACID BATTERY 12V-15AH-6.35 | LOODBATTERIJ 12V-15AH-6.35 | SB11101035
7TCA091390R0030 | 10920V | Active | 8713812751009 | 173.18 | 1 | 1 | stuk | Emergency Lighting | BE41840 | LA (Emergency luminaire) | stuk | LOODbatt.12V-22AH-M5 | batterie plomb 12v-22ah-m5 | LEAD ACID BATTERY 12V-22AH-M5 | LOODBATTERIJ 12V-22AH-M5 | SB11101040
7TCA091390R0031 | 10925V | Active | 8713812751016 | 256.33 | 1 | 1 | stuk | Emergency Lighting | BE41840 | LA (Emergency luminaire) | stuk | LOODbatt.12V-28AH-M5 | batterie plomb 12v-28ah-m5 | LEAD ACID BATTERY 12V-28AH-M5 | LOODBATTERIJ 12V-28AH-M5 | SB11101040
7TCA091390R0032 | 10930V | Active | 8713812751023 | 274.33 | 1 | 1 | stuk | Emergency Lighting | BE41840 | LA (Emergency luminaire) | stuk | LOODbatt.12V-33AH-M6 | batterie plomb 12v-33ah-m6 | LEAD ACID BATTERY 12V-33AH-M6 | LOODBATTERIJ 12V-33AH-M6 | SB11101050
7TCA091390R0033 | 10935V | Active | 8713812751030 | 317.38 | 1 | 1 | stuk | Emergency Lighting | BE41840 | LA (Emergency luminaire) | stuk | LOODbatt.12V-40AH-M6 | batterie plomb 12v-40ah-m6 | LEAD ACID BATTERY 12V-40AH-M6 | LOODBATTERIJ 12V-40AH-M6 | SB11101050
7TCA091390R0034 | 10940V | Active | 8713812751047 | 388.76 | 1 | 1 | stuk | Emergency Lighting | BE41840 | LA (Emergency luminaire) | stuk | LOODbatt.12V-58AH-M6 | batterie plomb 12v-58ah-m6 | LEAD ACID BATTERY 12V-58AH-M6 | LOODBATTERIJ 12V-58AH-M6 | SB11101050
7TCA091390R0035 | 10945V | Active | 8713812751054 | 537.08 | 1 | 1 | stuk | Emergency Lighting | BE41840 | LA (Emergency luminaire) | stuk | LOODbatt.12V-84AH-M6 | batterie plomb 12v-84ah-m6 | LEAD ACID BATTERY 12V-84AH-M6 | LOODBATTERIJ 12V-84AH-M6 | SB11101060
7TCA091390R0037 | 10955V | Active | 8713812751078 | 843.62 | 1 | 1 | stuk | Emergency Lighting | BE41840 | LA (Emergency luminaire) | stuk | LOODbatt.12V-116AH-M6 | batterie plomb 12v-116h-m6 | LEAD ACID BATTERY 12V-116AH-M6 | LOODBATTERIJ 12V-116AH-M6 | SB11101070
7TCA091390R0039 | 10965V | Active | 8713812751399 | 1100.12 | 1 | 1 | stuk | Emergency Lighting | BE41840 | LA (Emergency luminaire) | stuk | LOODbatt.12V-153AH-M6 | batterie plomb 12v-153h-m6 | LEAD ACID BATTERY 12V-153AH-M6 | LOODBATTERIJ 12V-153AH-M6 | SB11101080
7TCA091390R0040 | 10970V | Active | 8713812751405 | 1165.42 | 1 | 1 | stuk | Emergency Lighting | BE41840 | LA (Emergency luminaire) | stuk | LOODbatt.12V-164AH-M6 | batterie plomb 12v-164h-m6 | LEAD ACID BATTERY 12V-164AH-M6 | LOODBATTERIJ 12V-164AH-M6 | SB11101080
7TCA091390R0065 | 11190075 | Active | 8713812751191 | 1059.59 | 1 | 1 | stuk | Emergency Lighting | BE41840 | LA (Emergency luminaire) | stuk | batt.PAKKET 18X12V-07AH-635 | paq batteries 18x12v-07ah-635 | BATTERY SET 18X12V-07AH-635 | BATTERIJPAKKET 18X12V-07AH-635 | SB11101080
7TCA091390R0066 | 11190076 | Active | 8713812751207 | 1408.26 | 1 | 1 | stuk | Emergency Lighting | BE41840 | LA (Emergency luminaire) | stuk | batt.PAKKET 18X12V-09AH-635 | paq batteries 18x12v-09ah-635 | BATTERY SET 18X12V-09AH-635 | BATTERIJPAKKET 18X12V-09AH-635 | SB11101080
7TCA091390R0067 | 11190077 | Active | 8713812751214 | 2236.5 | 1 | 1 | stuk | Emergency Lighting | BE41840 | LA (Emergency luminaire) | stuk | batt.PAKKET 18X12V-15AH-635 | paq batteries 18x12v-15ah-635 | BATTERY SET 18X12V-15AH-635 | BATTERIJPAKKET 18X12V-15AH-635 | SB11101090
7TCA091390R0068 | 11190078 | Active | 8713812751221 | 3047.79 | 1 | 1 | stuk | Emergency Lighting | BE41840 | LA (Emergency luminaire) | stuk | batt.PAKKET 18X12V-22AH-M5 | paq batteries 18x12v-22ah-m5 | BATTERY SET 18X12V-22AH-M5 | BATTERIJPAKKET 18X12V-22AH-M5 | SB11101100
7TCA091390R0069 | 11190079 | Active | 8713812751238 | 3860 | 1 | 1 | stuk | Emergency Lighting | BE41840 | LA (Emergency luminaire) | stuk | batt.PAKKET 18X12V-28AH-M5 | paq batteries 18x12v-28ah-m5 | BATTERY SET 18X12V-28AH-M5 | BATTERIJPAKKET 18X12V-28AH-M5 | SB11101100
7TCA091390R0071 | 11190081 | Active | 8713812751252 | 5650.47 | 1 | 1 | stuk | Emergency Lighting | BE41840 | LA (Emergency luminaire) | stuk | batt.PAKKET 18X12V-40AH-M6 | paq batteries 18x12v-40ah-m6 | BATTERY SET 18X12V-40AH-M6 | BATTERIJPAKKET 18X12V-40AH-M6 | SB11101110
7TCA091390R0072 | 11190082 | Active | 8713812751269 | 6753.74 | 1 | 1 | stuk | Emergency Lighting | BE41840 | LA (Emergency luminaire) | stuk | batt.PAKKET 18X12V-58AH-M6 | paq batteries 18x12v-58ah-m6 | BATTERY SET 18X12V-58AH-M6 | BATTERIJPAKKET 18X12V-58AH-M6 | SB11101110
7TCA091390R0073 | 11190083 | Active | 8713812751276 | 9597.82 | 1 | 1 | stuk | Emergency Lighting | BE41840 | LA (Emergency luminaire) | stuk | batt.PAKKET 18X12V-84AH-M6 | paq batteries 18x12v-84ah-m6 | BATTERY SET 18X12V-84AH-M6 | BATTERIJPAKKET 18X12V-84AH-M6 | SB11101110
7TCA091390R0075 | 11190085 | Active | 8713812751290 | 17785.56 | 1 | 1 | stuk | Emergency Lighting | BE41840 | LA (Emergency luminaire) | stuk | batt.PAKKET 18X12V-116AH-M6 | paq batteries 18x12v-116ah-m6 | BATTERY SET 18X12V-116AH-M6 | BATTERIJPAKKET 18X12V-116AH-M6 | SB11101110
7TCA091390R0077 | 11190087 | Active | 8713812751429 | 19732.21 | 1 | 1 | stuk | Emergency Lighting | BE41840 | LA (Emergency luminaire) | stuk | batt.PAKKET 18X12V-153AH-M6 | paq batteries 18x12v-153ah-m6 | BATTERY SET 18X12V-153AH-M6 | BATTERIJPAKKET 18X12V-153AH-M6 | SB11101110
7TCA091390R0079 | 11200070V | Active | 8713812750910 | 114.57 | 1 | 1 | stuk | Emergency Lighting | BE41840 | LA (Emergency luminaire) | stuk | KABELSET 2 5MM-6 35 < 19A | ens câble 2,5mm-6,35 < 19a | CABLESET 2,5mm-6,35 <19A | KABELSET 2,5MM-6,35 < 19A
7TCA091390R0080 | 11200071V | Active | 8713812750927 | 118.23 | 1 | 1 | stuk | Emergency Lighting | BE41840 | LA (Emergency luminaire) | stuk | KABELSET 4MM-M5 < 24A | ens câble 4mm-m5 < 24a | CABLESET 4mm-m5 <24A | KABELSET 4MM-M5 < 24A
7TCA091390R0081 | 11200072V | Active | 8713812750934 | 163.87 | 1 | 1 | stuk | Emergency Lighting | BE41840 | LA (Emergency luminaire) | stuk | KABELSET 10MM-M6 < 42A | ens câble 10mm-m6 < 42a | CABLESET 10mm-m6 <42A | KABELSET 10MM-M6 < 42A
7TCA091390R0082 | 11200073V | Active | 8713812750941 | 311.38 | 1 | 1 | stuk | Emergency Lighting | BE41840 | LA (Emergency luminaire) | stuk | KABELSET 16MM-M6 < 74A | ens câble 16mm-m6 < 74a | CABLESET 16mm-m6 <74A | KABELSET 16MM-M6 < 74A
7TCA091390R0083 | 11200074V | Active | 8713812750958 | 497.15 | 1 | 1 | stuk | Emergency Lighting | BE41840 | LA (Emergency luminaire) | stuk | KABELSET 25MM-M6 < 99A | ens câble 25mm-m6 < 99a | CABLESET 25mm-m6 <99A | KABELSET 25MM-M6 < 99A
7TCA091390R0084 | 11200075V | Active | 8713812750965 | 557.19 | 1 | 1 | stuk | Emergency Lighting | BE41840 | LA (Emergency luminaire) | stuk | KABELSET 35MM-M6 < 124A | ens câble 35mm-m6 < 124a | CABLESET 35mm-m6 <124A | KABELSET 35MM-M6 < 124A
7TCA091390R0359 | 310546372 | Active | 5414363523482 | 907.77 | 1 | 1 | stuk | Emergency Lighting | BE41840 | LA (Emergency luminaire) | stuk | NICD BATERIJ SBLE 110-2 | Batterie au plomb SBLE 110-2 | LEAD NICD BATTERY SBLE 110-2 | SBLE 110-2 | B207035190 | 5.14
7TCA091390R0376 | 310547271 | Active | 5415022089806 | 1778.23 | 1 | 1 | stuk | Emergency Lighting | BE41840 | LA (Emergency luminaire) | stuk | NICD BATERIJ SBLE 510-1 | Batterie au plomb SBLE 510-1 | LEAD NICD BATTERY SBLE 510-1 | SBLE 510-1 | B207035190 | 5.14
7TCA091390R0929 | 6015032 | Active | 5414363581802 | 60.15 | 1 | 1 | stuk | Emergency Lighting | BE41840 | LA (Emergency luminaire) | stuk | LOODBATERIJPRIMUS 12-7 | PRIMUS 12-7 | LEAD ACID BATTERY PRIMUS 12-7 | PRIMUS 12-7 | SB11101025 | 5.14
7TCA091390R0934 | PRIMUS 12-44 | Active | 5414363581857 | 302.26 | 1 | 1 | stuk | Emergency Lighting | BE41840 | LA (Emergency luminaire) | stuk | Batterij 44Ah 12V | Batterie etanche 12V 44Ah | Sealed batterie 12V 44Ah | Sealed batterie 12V 44Ah
7TCA091390R0935 | PRIMUS 12-55 | Active | 5414363581864 | 383.48 | 1 | 1 | stuk | Emergency Lighting | BE41840 | LA (Emergency luminaire) | stuk | Batterij 55Ah 12V | Batterie etanche 12V 55Ah | Sealed batterie 12V 55Ah | Sealed batterie 12V 55Ah
7TCA091390R0991 | 6015304 | Active | 5414363584247 | 221.06 | 1 | 1 | stuk | Emergency Lighting | BE41840 | LA (Emergency luminaire) | stuk | LOODBATERIJPRIMUS 12-28 | PRIMUS 12-28 | LEAD ACID BATTERY PRIMUS 12-28 | PRIMUS 12-28 | SB11101040 | 5.14
7TCA091390R1502 | 10962V | Active | 8713812764689 | 1100.78 | 1 | 1 | stuk | Emergency Lighting | BE41840 | LA (Emergency luminaire) | stuk | LOODbatt.12V-142AH-M8 | batterie plomb 12v-142ah-m8 | LEAD ACID BATTERY 12V-142AH-M8 | LOODBATTERIJ 12V-142AH-M8 | SB11101080
7TCA091390R1503 | 10966V | Active | 8713812764696 | 1259.41 | 1 | 1 | stuk | Emergency Lighting | BE41840 | LA (Emergency luminaire) | stuk | LOODbatt.12V-161AH-M8 | batterie plomb 12v-161h-m8 | LEAD ACID BATTERY 12V-161AH-M8 | LOODBATTERIJ 12V-161AH-M8 | SB11101080
7TCA091390R1504 | 11190089 | Active | 8713812764702 | 19740.72 | 1 | 1 | stuk | Emergency Lighting | BE41840 | LA (Emergency luminaire) | stuk | batt.PAKKET 18X12V-142AH-M8 | paq batteries 18x12v-142ah-m8 | BATTERY SET 18X12V-142AH-M8 | BATTERIJPAKKET 18X12V-142AH-M8 | SB11101110
7TCA091390R1505 | 11190090 | Active | 8713812764719 | 22596.38 | 1 | 1 | stuk | Emergency Lighting | BE41840 | LA (Emergency luminaire) | stuk | batt.PAKKET 18X12V-161AH-M8 | paq batteries 18x12v-161ah-m8 | BATTERY SET 18X12V-161AH-M8 | BATTERIJPAKKET 18X12V-161AH-M8 | SB11101110
7TCA091390R1506 | 11200076V | Active | 8713812764733 | 557.19 | 1 | 1 | stuk | Emergency Lighting | BE41840 | LA (Emergency luminaire) | stuk | KABELSET 35MM-M8 < 124A | ens câble 35mm-m8 < 124a | CABLESET 35mm-m8 <124A | KABELSET 35MM-M8 < 124A
7TCA091390R1515 | 10862V | Active | 8713812769882 | 213.24 | 1 | 1 | stuk | Emergency Lighting | BE41840 | LA (Emergency luminaire) | stuk | LOODbatt.12V-28AH-M5 | batterie plomb 28ah-m5 inv | LEAD ACID BATTERY 12V-28AH-M5 | LOODBATTERIJ 28AH-M5 INV | SB11101040
7TCA091390R1524 | 10947V | Active | 8713812770420 | 577.53 | 1 | 1 | stuk | Emergency Lighting | BE41840 | LA (Emergency luminaire) | stuk | LOODbatt.12V-92AH-M6 | LOODBATTERIJ 12V-92AH-M6 | LEAD ACID BATTERY 12V-92AH-M6 | LOODBATTERIJ 12V-92AH-M6 | SB11101060
7TCA091390R1525 | 11190091 | Active | 8713812770437 | 10777.99 | 1 | 1 | stuk | Emergency Lighting | BE41840 | LA (Emergency luminaire) | stuk | batt.PAKKET 18X12V-92AH-M6 | BATTERIJPAKKET 18X12V-92AH-M6 | BATTERY SET 18X12V-92AH-M6 | BATTERIJPAKKET 18X12V-92AH-M6 | SB11101110
7TCA091430R1278 | 9577100/13 | Active | 8713812757070 | 1697.29 | 1 | 1 | stuk | Emergency Lighting | BE41840 | LA (Emergency luminaire) | stuk | NAV-SITE 100 | NAV-SITE 100 | Test device luminair | NAV-SITE 100
7TCA091430R1304 | 6676100 | Active | 8713812771113 | 839.98 | 1 | 1 | stuk | Emergency Lighting | BE41840 | LA (Emergency luminaire) | stuk | NAV-UITVOERDER 100 | NAV-UITVOERDER 100 | NAV-UITVOERDER 100 | NAV-UITVOERDER 100
7TCA091430R1305 | 6676500 | Active | 8713812771120 | 3357.61 | 1 | 1 | stuk | Emergency Lighting | BE41840 | LA (Emergency luminaire) | stuk | NAV-UITVOERDER 500 | NAV-UITVOERDER 500 | NAV-UITVOERDER 500 | NAV-UITVOERDER 500
7TCA091430R1306 | 6671000 | Active | 8713812771137 | 5876.4 | 1 | 1 | stuk | Emergency Lighting | BE41840 | LA (Emergency luminaire) | stuk | NAV-UITVOERDER 1000 | NAV-UITVOERDER 1000 | NAV-UITVOERDER 1000 | NAV-UITVOERDER 1000
7TCA091430R1307 | 6675000 | Active | 8713812771144 | 8394.03 | 1 | 1 | stuk | Emergency Lighting | BE41840 | LA (Emergency luminaire) | stuk | NAV-UITVOERDER 5000 | NAV-UITVOERDER 5000 | NAV-UITVOERDER 5000 | NAV-UITVOERDER 5000
7TCA091720R0079 | 11170102/13 | Active | 5415022376715 | 60.72 | 1 | 1 | stuk | Emergency Lighting | BE41840 | LA (Emergency luminaire) | stuk | HiledAcc./Inbouw/Inbouwkit voor Hiled | Cadre d'encastrement Hiled | Recessing kit for luminaires for the Hiled series | HIL-IK (HILED) |  | 5.14
7TCA091720R0087 | 11170101/13 | Active | 5415022385243 | 60.72 | 1 | 1 | stuk | Emergency Lighting | BE41840 | LA (Emergency luminaire) | stuk | HiledAcc./Mounting Bracket | Montage Hiled Apparent | Mounting Bracket (pilar, cable tray etc) , series Hiled | PACK 2 MB-HIL (HILED) |  | 5.14
7TCA091720R0095 | 11170051/13 | Active | 5415022431377 | 495.16 | 1 | 1 | stuk | Emergency Lighting | BE41840 | LA (Emergency luminaire) | stuk | Hiled/LED/Area/Opbouw/ZelfTest/LB400 | Eclairage antipanique, décentralisé - 1 h d'autonomie 230 V AC-50 Hz permanent (commutable), autotest LB400, montage plafond/mural, LED, série Hiled, armatur | Self-contained 7 watt maintained surface mount led luminaire including automatic self test, series Hiled. Light distribution: wide (W) | HIL-DWO LB400 OPEN 1H (HILED) | B207035190 | 5.56
7TCA091720R0100 | 11170067 | Active | 5415022432138 | 450.05 | 1 | 1 | stuk | Emergency Lighting | BE41840 | LA (Emergency luminaire) | stuk | Hiled/For Central Battery System | Hiled spot, centralisé, 24 V AC/DC, fonctionnement dépendant de l'armoire d'alimentation, montage plafond/mural, LED, série Hiled, armature | Slave 7 watt, 24 Volt surface mount led luminaire, series Hiled. Light distribution: long (L) | HIL-CLO/24 IPEN (HILED) |  | 5.56
7TCA091720R0101 | 11170077 | Active | 5415022432145 | 450.05 | 1 | 1 | stuk | Emergency Lighting | BE41840 | LA (Emergency luminaire) | stuk | Hiled/For Central Battery System | Eclairage antipanique, centralisé, 24 V AC/DC, fonctionnement dépendant de l'armoire d'alimentation montage plafond | Slave 7 watt, 24 Volt surface mount led luminaire, series Hiled. Light distribution: wide (W) | HIL-CWO/24 (HILED) |  | 5.56
7TCA091720R0102 | 11170065/13 | Active | 5415022432275 | 409.7 | 1 | 1 | stuk | Emergency Lighting | BE41840 | LA (Emergency luminaire) | stuk | Hiled/For Central Battery System | Hiled spot, centralisé, 230 V AC/DC, fonctionnement dépendant de l'armoire d' alimentation, montage plafond/mural, LED , série Hiled, armature | Slave 7 watt, 230 Volt surface mount led luminaire, series Hiled. Light distribution: long (L) | HIL-CLO SLAVE CORRIDOR (HILED) |  | 5.56
7TCA091720R0103 | 11170075/13 | Active | 5415022432282 | 409.7 | 1 | 1 | stuk | Emergency Lighting | BE41840 | LA (Emergency luminaire) | stuk | Hiled/For Central Battery System | Eclairage antipanique, centralisé, 230 V AC/DC, fonctionnement dépendant de l'armoire d'alimentation montage plafond | Slave 7 watt, 230 Volt surface mount led luminaire, series Hiled. Light distribution: wide (W) | HIL-CWO SLAVE OPEN (HILED) |  | 5.56
7TCA091720R0110 | 11170040/13 | Active | 5415022432411 | 497.49 | 1 | 1 | stuk | Emergency Lighting | BE41840 | LA (Emergency luminaire) | stuk | Hiled/LED/Escape/Opbouw/ZelfTest | Hiled spot 1 led 7 Watt apparent blanc | Self-contained 7 watt maintained surface mount led luminaire including automatic self test, series Hiled. Light distribution: long (L) | HIL-DLO CORRIDOR (HILED) | B207035190 | 5.56
7TCA091720R0111 | 11170042/13 | Active | 5415022432428 | 520.91 | 1 | 1 | stuk | Emergency Lighting | BE41840 | LA (Emergency luminaire) | stuk | Hiled/LED/Escape/Opbouw/Naveo | Hiled spot, décentralisé 1 h d'autonomie , 230 V AC-50 Hz, permanent (commutable) , bloc adressable, montage plafond/mural | Self-contained 7 watt maintained surface mount led luminaire, including control module, series Hiled. Light distribution : long (L) | HIL-DLO/CIS CORRIDOR 1H (HILED) | B207035190 | 5.56
7TCA091720R0112 | 11170050/13 | Active | 5415022432435 | 485.78 | 1 | 1 | stuk | Emergency Lighting | BE41840 | LA (Emergency luminaire) | stuk | Hiled/LED/Area/Opbouw/ZelfTest | Eclairage antipanique, décentralisé - 1 h d'autonomie 230 V AC-50 Hz permanent (commutable), autotest, montage plafond | Self-contained 7 watt maintained surface mount led luminaire including automatic self test, series Hiled. Light distribution: wide (W) | HIL-DWO OPEN 1H (HILED) | B207035190 | 5.56
7TCA091720R0113 | 11170052/13 | Active | 5415022432442 | 520.91 | 1 | 1 | stuk | Emergency Lighting | BE41840 | LA (Emergency luminaire) | stuk | Hiled/LED/Area/Opbouw/Naveo | Eclairage antipanique, décentralisé - 1 h d'autonomie230 V AC-50 Hz, permanent (commutable), bloc adressable, montage plafond/mural, LED, série Hiled, armatur | Self-contained 7 watt maintained surface mount led luminaire, including control module, series Hiled. Light distribution : wide (W) | HIL-DWO/CIS OPEN 1H (ALTILED COM) | B207035190 | 5.56
7TCA091720R0117 | 11170066/13 | Active | 5415022433142 | 438.96 | 1 | 1 | stuk | Emergency Lighting | BE41840 | LA (Emergency luminaire) | stuk | Hiled/For Central Battery System | Hiled spot, centralisé, 230 V DC, pour armoire d'alimentation centralisée viaFlex avec adressage LBS fonctionnemen t dépendant de l'armoire d'alimentation, | Slave 7 watt, 220 Volt surface mount led luminaire, including control module, series Hiled. Light distribution: long (L) | HIL-CLO/LBS CORRIDOR (HILED) |  | 5.56
7TCA091720R0118 | 11170076/13 | Active | 5415022433159 | 438.96 | 1 | 1 | stuk | Emergency Lighting | BE41840 | LA (Emergency luminaire) | stuk | Hiled/For Central Battery System | Eclairage antipanique, centralisé, 230 V DC, pour armoire d'alimentation centralisée viaFlex avec adressage LBS, fonctionnement dépendant de l'armoire d' | Slave 7 watt, 220 Volt surface mount led luminaire, including control module, series Hiled. Light distribution: wide (W) | HIL-CWO/LBS OPEN (HILED) |  | 5.56
7TCA091720R0121 | 11170041/13 | Active | 5415022433197 | 497.49 | 1 | 1 | stuk | Emergency Lighting | BE41840 | LA (Emergency luminaire) | stuk | Hiled/LED/Escape/Opbouw/ZelfTest/LB400 | Hiled spot, décentralisé 1 h d'autonomie , 230 V AC-50 Hz, permanent (commutable) , autotest LB400, montage plafond/mural, LED, série Hiled, armature | Self-contained 7 watt maintained surface mount led luminaire including automatic self test, series Hiled. Light distribution: long (L) | HIL-DLO LB400 1H CORRIDOR | B207035190 | 5.56
7TCA091720R0164 | 11120402 | Active | 5415022466188 | 453.31 | 1 | 1 | stuk | Emergency Lighting | BE41840 | LA (Emergency luminaire) | stuk | Indulux/LED/1x4W/3hrs/ZelfTest | Permanent led 1x4W 3h IP68 autotest - IK10 | Self-contained 4 watt maintained surface mount led luminaire, including automatic self test, series Indulux | IND 1X4A/3/ZT/LED | B208035210 | 5.14
7TCA091720R0165 | 11120403 | Active | 5415022466195 | 475.31 | 1 | 1 | stuk | Emergency Lighting | BE41840 | LA (Emergency luminaire) | stuk | Indulux/LED/2x4W/3hrs/ZelfTest/DubbelZijde | Permanent led 2x4W 3h IP68 autotest - IK10 | Self-contained 4 watt, double sided main tained surface mount led luminaire, including automatic self test, series Indulux | IND 2X4A/3/ZT/LED/DZ | B208035210 | 5.14
7TCA091720R0166 | 11120406 | Active | 5415022466201 | 476.27 | 1 | 1 | stuk | Emergency Lighting | BE41840 | LA (Emergency luminaire) | stuk | Indulux/LED/1x4W/3hrs/Naveo | Permanent led 1x4W 3h IP68 bloc adres- sable - IK10 | Self-contained 4 watt maintained surface mount led luminaire, including control module, series Indulux | IND 1X4A/3/CIS/LED | B208035210 | 5.14
7TCA091720R0167 | 11120407 | Active | 5415022466218 | 494.77 | 1 | 1 | stuk | Emergency Lighting | BE41840 | LA (Emergency luminaire) | stuk | Indulux/LED/2x4W/3hrs/Naveo/DubbelZijde | Permanent led 2x4W 3h IP68 bloc adres- sable - IK10 | Self-contained 4 watt maintained double sided surface mount led luminaire, including control module, series Indulux | IND 2X4A/3/CIS/LED/DZ | B208035210 | 5.14
7TCA091720R0168 | 11120408 | Active | 5415022466249 | 453.31 | 1 | 1 | stuk | Emergency Lighting | BE41840 | LA (Emergency luminaire) | stuk | Indulux/LED/2x4W/1hrs/LB400/DZ ???? | Permanent led 1x4W 3h IP68 autotest LB400 - IK10 | Self-contained 4 watt maintained surface mount led luminaire, including automatic self test LB400, series Indulux | IND 2X4A/1/LB400/LED/DZ | B208035210 | 5.14
7TCA091720R0169 | 11120409 | Active | 5415022466256 | 475.31 | 1 | 1 | stuk | Emergency Lighting | BE41840 | LA (Emergency luminaire) | stuk | Indulux/LED/2x4W/1hrs/LB400/DubbelZijde | Permanent led 2x4W 3h IP68 autotest LB400 - IK10 | Self-contained 4 watt, double sided main tained surface mount led luminaire, including automatic self test LB400, ser ies Indulux | IND 2X4 A/1/LB400 LED/DZ | B208035210 | 5.14
7TCA091720R0170 | 11120412 | Active | 5415022466263 | 476.27 | 1 | 1 | stuk | Emergency Lighting | BE41840 | LA (Emergency luminaire) | stuk | Indulux/LED/1x4W/1hr/Naveo/LB400 | Permanent led 1x4W 3h IP68 autotest LB400 - IK10 | Self-contained 4 watt maintained surface mount led luminaire, including automatic self test LB400, series Indulux | IND 1X4A/1/CIS/LB400/LED | B208035210 | 5.14
7TCA091720R0171 | 11120413 | Active | 5415022466270 | 494.77 | 1 | 1 | stuk | Emergency Lighting | BE41840 | LA (Emergency luminaire) | stuk | Indulux/LED/2x4W/1hr/Naveo/LB400/DubbelZ | Permanent led 2x4W 3h IP68 autotest LB400 - IK10 | Self-contained 4 watt, double sided main tained surface mount led luminaire, including automatic self test LB400, ser ies Indulux | IND 2X4A/1/CIS/LB400/LED/DZ | B208035210 | 5.14
7TCA091720R0174 | 11120200 | Active | 5415022466300 | 390.65 | 1 | 1 | stuk | Emergency Lighting | BE41840 | LA (Emergency luminaire) | stuk | Indulux/For Central Battery System | Centralisé 230V 1x4W led - Cylindre - IP68 - IK10 | Slave 4 watt, 230 Volt surface mount led luminaire, series Indulux | IND 1X4/HF/LED |  | 5.14
7TCA091720R0183 | 11120201 | Active | 5415022467024 | 425.54 | 1 | 1 | stuk | Emergency Lighting | BE41840 | LA (Emergency luminaire) | stuk | Indulux/For Central Battery System | Centralisé 230V 2x4W led - Cylindre - IP68 - IK10 | Slave 4 watt, 230 Volt double sided surface mount led luminaire, series Indulux | IND 2X4/HF/LED/DZ |  | 5.14
7TCA091720R0184 | 11120202 | Active | 5415022467031 | 430.23 | 1 | 1 | stuk | Emergency Lighting | BE41840 | LA (Emergency luminaire) | stuk | Indulux/For Central Battery System | Centralisé 230V 1x4W led - Cylindre - IP68 - IK10 - bloc adressable | Slave 4 watt, 230 Volt surface mount led luminaire, including control module, series Indulux | IND 1X4/HF/FLX/LED |  | 5.14
7TCA091720R0185 | 11120203 | Active | 5415022467048 | 465.12 | 1 | 1 | stuk | Emergency Lighting | BE41840 | LA (Emergency luminaire) | stuk | Indulux/For Central Battery System | Centralisé 230V 2x4W led - Cylindre - IP68 - IK10 - bloc adressable | Slave 4 watt, 230 Volt double sided surface mount led luminaire, including control module, series Indulux | IND 2X4/HF/FLX/LED/DZ |  | 5.14
7TCA091720R0186 | 11120300 | Active | 5415022468212 | 390.65 | 1 | 1 | stuk | Emergency Lighting | BE41840 | LA (Emergency luminaire) | stuk | Indulux/For Central Battery System | Centralisé 24V 1x4W led - Cylindre - IP68 - IK10 | Slave 4 watt, 24 Volt surface mount led luminaire, series Indulux | IND 1X4/24/LED |  | 5.14
7TCA091720R0187 | 11120301 | Active | 5415022468328 | 425.54 | 1 | 1 | stuk | Emergency Lighting | BE41840 | LA (Emergency luminaire) | stuk | Indulux/For Central Battery System | Centralisé 24V 2x4W led - Cylindre - IP68 - IK10 | Slave 4 watt, 24 Volt double sided surface mount led luminaire, series Indulux | IND 2X4/24/LED/DZ |  | 5.14
7TCA091720R0190 | ELDCS1/DALI VL | Active | 5415022469196 | 710.77 | 1 | 1 | stuk | Emergency Lighting | BE41840 | LA (Emergency luminaire) | stuk | DALI ctrl Unit ELDCS1/DALI VL | EMLIGHT DALI CONTRSYST 1 VAN LIEN | DALI Control Unit ELDCS1/DALI VL | EMLIGHT DALI CONTRSYST 1 VAN LIEN |  | 5.14
7TCA091720R0191 | RS100ST | Active | 05415022473483 | 95 | 1 | 1 | stuk | Emergency Lighting | BE41840 | LA (Emergency luminaire) | stuk | PRIMEVO/Escape/Inbouwspot/ZT | PRIMEVO/Evac/Spot Encastré/AT | PrimEVO RS100 ST für Decken-Einbaumontage | PRIMEVO/Escape/Recessed/AT | B207035140 | 5.56
7TCA091720R0192 | XT200ST | Active | 05415022473490 | 100 | 1 | 1 | stuk | Emergency Lighting | BE41840 | LA (Emergency luminaire) | stuk | PRIMEVO/Sign/Opb/ZT | PRIMEVO/Sign/Surface/AT | PrimEVO XT200 ST für Wand- und Deckenaufbaumontage | PRIMEVO/Sign/Surface/AT | B207035080 | 5.56
7TCA091720R0193 | SM100ST | Active | 05415022473506 | 95 | 1 | 1 | stuk | Emergency Lighting | BE41840 | LA (Emergency luminaire) | stuk | PRIMEVO/Escape/Opbouwspot/ZT | PRIMEVO/Evac/Spot Surface/AT | PrimEVO SM100 ST für Decken-Aufbaumontage | PRIMEVO/Escape/Surface spot/AT | B207035140 | 5.56
7TCA091830R0075 | 102601K | Active | 5415022449372 | 47.38 | 1 | 1 | stuk | Emergency Lighting | BE41840 | LA (Emergency luminaire) | stuk | InduluxAcc./2 Caps Stainless Steel | PAIRE ENJOLIVEURS INOX INDULUX + KIT SECURITE | 2 Caps Indulux Stainless Steel | 2 CAPS INDULUX STAINLESS STEEL 316L
7TCA091830R0077 | 102702K | Active | 5415022449396 | 90.66 | 1 | 1 | stuk | Emergency Lighting | BE41840 | LA (Emergency luminaire) | stuk | Indulux/2 BAT. INDULUX 4.8V/1.2AH MIMH | 2 BAT. INDULUX 4.8V/1.2AH MIMH | 2 BAT. INDULUX 4.8V/1.2AH MIMH | 2 BAT. INDULUX 4.8V/1.2AH MIMH | B208022113 | 5.14
7TCA091830R0078 | 758600 | Active | 5415022456639 | 96.84 | 1 | 1 | stuk | Emergency Lighting | BE41840 | LA (Emergency luminaire) | stuk | BAT.ALTILED 7.2V/4AH NICD | BAT. ALTILED 7.2V/4AH NICD | BAT. ALTILED 7.2V/4AH NICD | BAT. ALTILED 7.2V/4AH NICD |  | 5.14
7TCA304050R0022 | 11100355 | Active | 8713812772226 | 206.57 | 1 | 1 | stuk | Emergency Lighting | BE41840 | LA (Emergency luminaire) | stuk | Decolux/For Central Battery system | DECO LED20/HF | Slave 20 watt 230 Volt surface mount led luminaire, series Decolux | DECO LED20/HF | B207035190 | 5.14
7TCA304050R0024 | 11100356 | Active | 8713812772301 | 241.01 | 1 | 1 | stuk | Emergency Lighting | BE41840 | LA (Emergency luminaire) | stuk | Decolux/For Central Battery system | Decolux led 20W centrale FLX adressable | Slave 20 watt 230 Volt surface mount led luminaire with control module series Decolux | DECO LED20/FLX |  | 5.14
7TCA304060R0001 | 5530257368 | Active | 8713812771472 | 185.43 | 1 | 1 | stuk | Emergency Lighting | BE41840 | LA (Emergency luminaire) | stuk | Evago/For Central Battery System | Eclairage de chemin de fuite hauteur à partir de 4m lentille B+C 230 V CC avec module adressage FLX encastré rond noir LED série EVAGO | Slave 2 watt, designed for mounting from 4 meter upwards,220 Volt round black recess led luminaire,+ control module, series Evago, for example hallways | EVA-R-CLI-X/FLX/ZWART |  | 5.14
7TCA305020R0000 | 65760231 | Active | 8713812770574 | 366.1 | 1 | 1 | stuk | Emergency Lighting | BE41840 | LA (Emergency luminaire) | stuk | Lutia/LED/IP65/IK10/-20->40°C/Naveo/LightS | Permanent 2W led 1h IP65 - bloc adressable - crépusculaire + resistant | Self-contained 2 watt maintained surface mount led luminaire including heating element en daylight sensor + addressable control module, series Lutia | LTA-DLO/3/CIS | B208035210 | 5.14
7TCA305020R0010 | 5530217958 | Active | 8713812771939 | 256.35 | 1 | 1 | stuk | Emergency Lighting | BE41840 | LA (Emergency luminaire) | stuk | Evago/Escape h>4m/Opbouw/DALI/Zwart | EVA-DLO-X/DALI/ZWART | Self-contained 2 watt for mounting from 4 meter upwards black maintained surface mount led luminaire, including DALI control module, series Evago | EVA-DLO-X/DALI/ZWART | B208035210 | 5.14
7TCA305020R0012 | 11100352 | Active | 8713812772219 | 312.86 | 1 | 1 | stuk | Emergency Lighting | BE41840 | LA (Emergency luminaire) | stuk | Decolux/LED/207 lm/IP65/IK10/Naveo | DECO LED20/CIS | Self-contained 22 watt, maintained surface mount led luminaire, including control module, series Decolux | DECO LED20/CIS | B207035190 | 5.14
7TCA305020R0015 | 5530217171 | Active | 8713812772356 | 274.29 | 1 | 1 | stuk | Emergency Lighting | BE41840 | LA (Emergency luminaire) | stuk | Evago/Escape h<=4m/Inb./Vierk./Naveo/Zwart | Eclairage de chemin de fuite hauteur jusque 4m 1h 230 V CA-50 Hz permanent Bloc adressable encastré carré, montage plafond RAL9011 NOIR LED série EVAGO | Selfcontained 2W square black maintained recess led luminaire, including control module, series Evago. Light distribution long (L), for example hallways, RAL9011 | EVA-V-DLI/CIS/ZWART | B208035210 | 5.14
7TCA305020R0016 | 5530217961 | Active | 8713812772387 | 269.07 | 1 | 1 | stuk | Emergency Lighting | BE41840 | LA (Emergency luminaire) | stuk | Evago/Escape h<=4m/Inbouw/Rond/DALI/Zwart | Eclairage de chemin de fuite hauteur jusque 4m inclus 1h d'autonomie 230VCA50 Hz permanent bloc DALI encastré montage plafond RAL9011 série EVAGO | Self-contained 2 watt, round black main- tained recess led luminaire, including DALI control module, series Evago. Light distribution: long (L), RAL9003 | EVA-R-DLI/DALI/ZWART | B208035210 | 5.14
7TCA305020R0017 | 5530217968 | Active | 8713812772394 | 269.07 | 1 | 1 | stuk | Emergency Lighting | BE41840 | LA (Emergency luminaire) | stuk | Evago/Escape h>4m/Inbouw/Rond/DALI/Zwart | Eclairage de chemin de fuite hauteur à partir de 4 m (lentille B+C) 1h 230VCA- 50 Hz permanent bloc DALI encastré rond plafond RAL9011 LED série EVAGO | Self-contained 2 watt for mounting from 4 meter upwards round black maintained recess led luminaire, including DALI control module, series Evago | EVA-R-DLI-X/DALI/ZWART | B208035210 | 5.14
7TCA305020R0022 | MIREVO TWIN SP ST 500LM NM3HR | Active | 5415022510089 | 287.43 | 1 | 1 | stuk | Luminaire | BE41840 | LA (Emergency luminaire) | stuk | MirevoTwinSP/500lm/ZelfTest/3hrs/2x4W | Eclairage de chemin de fuite 2X4W LED IP65 3h 500lm | Mirevo Twinspot 2X4W LED IP65 3h 500lm | Mirevo Twinspot 2X4W LED IP65 3h 500lm | B106020960 | 5.14
7TCA305020R0023 | MIREVO TWIN SP DALI 500LM NM3HR | Active | 5415022510096 | 328.43 | 1 | 1 | stuk | Luminaire | BE41840 | LA (Emergency luminaire) | stuk | MirevoTwinSP/500lm/DALI/3hrs/2x4W | Eclairage de chemin de fuite 2X4W LED IP65 3h 500lm | Mirevo Twinspot 2X4W LED IP65 3h 500lm | Mirevo Twinspot 2X4W LED IP65 3h 500lm | B106020960 | 5.14
7TCA305020R0047 | EVA-R-DWI/DALI/ZWART | Active | 8713812772707 | 266.55 | 1 | 1 | stuk | Emergency Lighting | BE41840 | LA (Emergency luminaire) | stuk | Evago/Area h<=4m/Inbouw/Rond/DALI/Zwart | EVA-R-DWI/DALI/ZWART | EVA-R-DWI/DALI/ZWART | EVA-R-DWI/DALI/ZWART
7TCA305020R0127 | 511012812 | Active | 08713812773674 | 117.42 | 1 | 1 | stuk | Emergency Lighting | BE41840 | LA (Emergency luminaire) | stuk | Movion/Open Area/Opb/Centraal | Movion/Open Area/Surface/Centaal | EL800S-230 OA VL | Movion/Open Area/Surface/Central |  | 5.56
7TCA305020R0128 | 511012712 | Active | 08713812773681 | 133.9 | 1 | 1 | stuk | Emergency Lighting | BE41840 | LA (Emergency luminaire) | stuk | Movion/Open Area/Opb/Centraal/Flx | Movion/Open Area/Surface/Central/Flx | EL800S-230/FLX OA VL | Movion/Open Area/Surface/Central/Flx |  | 5.56
7TCA305020R0130 | 511013121 | Active | 08713812773704 | 145.23 | 1 | 1 | stuk | Emergency Lighting | BE41840 | LA (Emergency luminaire) | stuk | Movion/Escape/Inb/ZT | Movion/Evac/Encastré/AT | EL800R-M3/ST ER VL | Movion/Escape/Recessed/AT | B208035110 | 5.56
7TCA305020R0131 | 511013221 | Active | 08713812773711 | 167.89 | 1 | 1 | stuk | Emergency Lighting | BE41840 | LA (Emergency luminaire) | stuk | Movion/Escape/Inb/DALI | Movion/Evac/Encastré/DALI | EL800R-M3/DALI ER VL | Movion/Escape/Recessed/DALI | B208035110 | 5.56
7TCA305020R0132 | 511013321 | Active | 08713812773728 | 167.89 | 1 | 1 | stuk | Emergency Lighting | BE41840 | LA (Emergency luminaire) | stuk | Movion/Escape/Inb/Naveo(Pro) | Movion/Evac/Encastré/Naveo(Pro) | EL800R-M3/COM ER VL | Movion/Escape/Recessed/Naveo(Pro) | B208035110 | 5.56
7TCA305020R0133 | 511013521 | Active | 08713812773742 | 145.23 | 1 | 1 | stuk | Emergency Lighting | BE41840 | LA (Emergency luminaire) | stuk | Movion/Escape/Inb/ZT/LB400 | Movion/Evac/Encastré/AT/LB400 | EL800R-M3/LB400 ER VL | Movion/Escape/Recessed/AT/LB400 | B208035110 | 5.56
7TCA305020R0134 | 511012821 | Active | 08713812773759 | 112.27 | 1 | 1 | stuk | Emergency Lighting | BE41840 | LA (Emergency luminaire) | stuk | Movion/Escape/Inb/Centraal | Movion/Evac/Encastré/Central | EL800R-230 ER VL | Movion/Escape/Recessed/Central |  | 5.56
7TCA305020R0135 | 511012721 | Active | 08713812773766 | 133.9 | 1 | 1 | stuk | Emergency Lighting | BE41840 | LA (Emergency luminaire) | stuk | Movion/Escape/Inb/Centraal/Flx | Movion/Evac/Encastré/Central/Flx | EL800R-230/FLX ER VL | Movion/Escape/Inb/Centraal/Flx |  | 5.56
7TCA305020R0137 | 511013122 | Active | 08713812773780 | 145.23 | 1 | 1 | stuk | Emergency Lighting | BE41840 | LA (Emergency luminaire) | stuk | Movion/Open Area/Inb/ZT | Movion/Open Area/Encastré/AT | EL800R-M3/ST OA VL | Movion/Open Area/Recessed/AT | B208035110 | 5.56
7TCA305020R0138 | 511013222 | Active | 08713812773797 | 167.89 | 1 | 1 | stuk | Emergency Lighting | BE41840 | LA (Emergency luminaire) | stuk | Movion/Open Area/Inb/DALI | Movion/Open Area/Encastré/DALI | EL800R-M3/DALI OA VL | Movion/Open Area/Recessed/DALI | B208035110 | 5.56
7TCA305020R0139 | 511013322 | Active | 08713812773803 | 167.89 | 1 | 1 | stuk | Emergency Lighting | BE41840 | LA (Emergency luminaire) | stuk | Movion/Open Area/Inb/Naveo(Pro) | Movion/Open Area/Encastré/Naveo(Pro) | EL800R-M3/COM OA VL | Movion/Open Area/Recessed/Naveo(Pro) | B208035110 | 5.56
7TCA305020R0140 | 511013522 | Active | 08713812773827 | 145.23 | 1 | 1 | stuk | Emergency Lighting | BE41840 | LA (Emergency luminaire) | stuk | Movion/Open Area/Inb/ZT/LB400 | Movion/Open Area/Encastré/AT/LB400 | EL800R-M3/LB400 OA VL | Movion/Open Area/Recessed/AT/LB400 | B208035110 | 5.56
7TCA305020R0141 | 511012822 | Active | 08713812773841 | 112.27 | 1 | 1 | stuk | Emergency Lighting | BE41840 | LA (Emergency luminaire) | stuk | Movion/Open Area/Inb/Centraal | Movion/Open Area/Encastré/Central | EL800R-230 OA VL | Movion/Open Area/Recessed/Central |  | 5.56
7TCA305020R0142 | 511012722 | Active | 08713812773841 | 133.9 | 1 | 1 | stuk | Emergency Lighting | BE41840 | LA (Emergency luminaire) | stuk | Movion/Open Area/Inb/Centraal/Flx | Movion/Open Area/Encastré/Central/Flx | EL800R-230/FLX OA VL | Movion/Open Area/Recessed/Central/Flx |  | 5.56
7TCA305020R0154 | 511013421BT | Active | 08713812773735 | 186.43 | 1 | 1 | stuk | Emergency Lighting | BE41840 | LA (Emergency luminaire) | stuk | Movion/Escape/Inb/Naveo(Pro)draadloos | Movion/Evac/Encastré/Naveo(Pro)Sans fil | EL800R-M3/BT ER VL | Movion/Escape/Rec/Naveo(Pro)wireless | B208035110 | 5.56
7TCA305020R0155 | 511013422BT | Active | 08713812773810 | 186.43 | 1 | 1 | stuk | Emergency Lighting | BE41840 | LA (Emergency luminaire) | stuk | Movion/Open Area/Inb/Naveo(Pro)draadloos | Movion/Open Area/Enc/Naveo(Pro)Sans fil | EL800R-M3/BT OA VL | Movion/Open Area/Rec/Naveo(Pro)wireless | B208035110 | 5.56
7TCA305060R0000 | 51000040 | Active | 5415022509915 | 1660.09 | 1 | 1 | stuk | Emergency Lighting | BE41840 | LA (Emergency luminaire) | stuk | NaveoPro/Gateway for max 500 luminaires | Naveo Pro Gateway jusqu'à 100 luminaires | Naveo Pro Gateway for maximum 500 luminaries | NAVEOPRO GW 1.0 WIRED |  | 5.14
7TCA305060R0003 | 51000042 | Active | 5415022514445 | 3716.73 | 1 | 1 | stuk | Emergency Lighting | BE41840 | LA (Emergency luminaire) | stuk | ToCheck/ NaveoPro/Gateway and Ipad | Naveo Pro Gateway jusqu'à 100 luminaires + iPad 32GB 4G | Naveo Pro Gateway for maximum 500 luminaries + iPad 32GB 4G | NAVEOPRO GW 1.0 WIRED+IPAD CELL | B209020670 | 5.14
7TCA305060R0004 | 51000041 | Active | 5415022514452 | 3251.93 | 1 | 1 | stuk | Emergency Lighting | BE41840 | LA (Emergency luminaire) | stuk | ToCheck/ NaveoPro/Gateway and Ipad WiFi | Naveo Pro Gateway jusqu'à 100 luminaires + iPad 32GB wifi | Naveo Pro Gateway for maximum 500 luminaries + iPad 32GB wifi | NAVEOPRO GW 1.0 WIRED+IPAD WIFI | B209020670 | 5.14
7TCA307020R0009 | LIGHTGUIDE 22 METER | Active | 5415022508581 | 84.8 | 1 | 1 | stuk | Parts and Accessories | BE41840 | LA (Emergency luminaire) | stuk | LIGHTGUIDE 22 METER | LIGHTGUIDE 22 METER | LIGHTGUIDE 22 METER | LIGHTGUIDE 22 METER
7TCA307020R0012 | 758730 | Active | 5415022512731 | 79.67 | 1 | 1 | stuk | Emergency Lighting | BE41840 | LA (Emergency luminaire) | stuk | NaveoProAcc./Antenne 5 GHz for WiFi | Naveo Pro Antenna 5 GHz WIFI | Naveo Pro Antenna 5 GHz WiFi | NAVEOPRO ANTENNA 5 GHZ WIFI |  | 5.14
7TCA307020R0013 | 758740 | Active | 5415022512748 | 85.8 | 1 | 1 | stuk | Emergency Lighting | BE41840 | LA (Emergency luminaire) | stuk | NaveoProAcc./Gateway Montingplate | Naveo Pro Gateway montage mural | Naveo Pro Gateway Mounting plate | NAVEOPRO WALL MOUNTING PLATE
7TCA307020R0048 | 4100007/50 | Active | 08713812774817 | 56.65 | 1 | 1 | stuk | Emergency Lighting | BE41840 | LA (Emergency luminaire) | stuk | Movion/Renovatiekit sign toestel | Movion/Renovatiekit armature sign | RENO XT800 | Movion/Renovaton kit sign toestel
7TCA307020R0049 | 4110001/50 | Active | 08713812774831 | 27.81 | 1 | 1 | stuk | Emergency Lighting | BE41840 | LA (Emergency luminaire) | stuk | Movion/Inbouwkit sign toestel | Movion/Kit d'encastrement armature sign | RK XT800 | Movion/Recess kit sign luminaire
7TCA307020R0050 | 4110003/50 | Active | 08713812774848 | 25.75 | 1 | 1 | stuk | Emergency Lighting | BE41840 | LA (Emergency luminaire) | stuk | Movion/Pendelkit sign toestel | Movion/Kit suspension armature sign | PK XT800 | Movion/Pendant kit sign luminaire
7TCA307020R0051 | 4110004/50 | Active | 08713812774862 | 28.84 | 1 | 1 | stuk | Emergency Lighting | BE41840 | LA (Emergency luminaire) | stuk | Movion/Muurbeugel sign toestel | Movion/Support mural armature sign | WB XTH800 | Movion/Wall Bracket sign luminaire
7TCA307020R0052 | 4110007V/50 | Active | 08713812774893 | 12.36 | 1 | 1 | stuk | Emergency Lighting | BE41840 | LA (Emergency luminaire) | stuk | Movion/LENS XTH 800/1 lux | Movion/Lentille XTH 800/1 lux | LENS XTH 800 | Movion/LENS XTH 800/1 lux
7TCA307020R0053 | 4110008V/50 | Active | 08713812774909 | 12.36 | 1 | 1 | stuk | Emergency Lighting | BE41840 | LA (Emergency luminaire) | stuk | Movion/LENS XTH 800/5 lux | Movion/Lentille XTH 800/5 lux | LENS XTH 800 SE | Movion/LENS XTH 800/5 lux
7TCA307020R0054 | 5110007/50 | Active | 08713812774916 | 25.75 | 1 | 1 | stuk | Emergency Lighting | BE41840 | LA (Emergency luminaire) | stuk | Movion/Pendelkit opb verlichtingstoestel | Movion/Kit de suspension luminaire evac | PK EL800 | Movion/Pendant kit surface luminaire
7TCA307030R0009 | 15122250Z | Active | 8713812771625 | 34.88 | 1 | 1 | stuk | Emergency Lighting | BE41840 | LA (Emergency luminaire) | stuk | EvagoAcc./Foil/22cm/ ??? | PP 220/ZWART | PP 220/ZWART | PP 220/ZWART
7TCA307030R0010 | 15132250Z | Active | 8713812771632 | 248.88 | 1 | 1 | stuk | Emergency Lighting | BE41840 | LA (Emergency luminaire) | stuk | EvagoAcc./Foil/32cm/??? | PP 320/ZWART | PP 320/ZWART | PP 320/ZWART
7TCA307030R0020 | 12240001-094 | Active | 8713812771847 | 54.9 | 1 | 1 | stuk | Emergency Lighting | BE41840 | LA (Emergency luminaire) | stuk | ToCheck/ | PP 400/ORANJE-ISO BRANDMELDKNOP - | Slave 18 watt, 230 Volt surface mount fluorescent tube luminaire, series Alulux | PP 400/ORANJE-ISO BRANDMELDKNOP -
7TCA307030R0145 | 1522251 | Active | 08713812775364 | 24.72 | 1 | 1 | stuk | Emergency Lighting | BE41840 | LA (Emergency luminaire) | stuk | Movion/Pictogram/pijl boven | Movion/Pictogramme/Flèche haut | PF800 22M/U VL | Movion/Pictogram/up
7TCA307030R0146 | 1522253 | Active | 08713812775371 | 24.72 | 1 | 1 | stuk | Emergency Lighting | BE41840 | LA (Emergency luminaire) | stuk | Movion/Pictogram/pijl links | Movion/Pictogramme/Flèche gauche | PF800 22M/L VL | Movion/Pictogram/left
7TCA307030R0147 | 1522252 | Active | 08713812775388 | 24.72 | 1 | 1 | stuk | Emergency Lighting | BE41840 | LA (Emergency luminaire) | stuk | Movion/Pictogram/pijl rechts | Movion/Pictogramme/Flèche droite | PF800 22M/R VL | Movion/Pictogram/right
7TCA307030R0148 | 1522258 | Active | 08713812775395 | 24.72 | 1 | 1 | stuk | Emergency Lighting | BE41840 | LA (Emergency luminaire) | stuk | Movion/Pictogram/pijl onder | Movion/Pictogramme/Flèche bas | PF800 22M/D VL | Movion/Pictogram/down
7TCA307040R0000 | 351608V | Active | 8713812771731 | 122.81 | 1 | 1 | stuk | Emergency Lighting | BE41840 | LA (Emergency luminaire) | stuk | EvagoSparePart/PCB for EVA-DIP-22, 1hr | Circuit imprimée EVA-DIP-22, 1 heur | Self-contained PCB Evago for types EVA-DIP-22, 1 hour | PCB 615 SC RC 1HR 22M
7TCA307040R0003 | 351632V-KIT | Active | 5415022507508 | 230.84 | 1 | 1 | stuk | Emergency Lighting | BE41840 | LA (Emergency luminaire) | stuk | EvagoSparePart/PCB for EVA-DO(P/W)-32/DALI | Circuit imprimée EVA-DO(P/W)-32/DALI | Self-contained PCB Evago for types EVA-DO(P/W)-32/DALI | PRINT EVA-ED 32M DALI KIT
7TCA309010R0010 | 65760240 | Active | 8713812770567 | 343.14 | 1 | 1 | stuk | Emergency Lighting | BE41840 | LA (Emergency luminaire) | stuk | Lutia/LED/IP65/IK10/-20->40°C/ZelfT./LS/LB400 | Permanent 2W led 1h IP65 autotest LB400 - crépusculaire + resistant | Self-contained 2 watt maintained surface mount led luminaire including heating element en daylight sensor and automatic self test LB400, series Lutia | LTA-DLO/3/LB400 | B208035210 | 5.14
7TCA309010R0018 | 5513227057 | Active | 8713812771489 | 242.58 | 1 | 1 | stuk | Emergency Lighting | BE41840 | LA (Emergency luminaire) | stuk | Evago/Spot h<=4m/Opbouw/LB400/Alu | EVA-DSO/LB400/ALU | EVA-DSO/LB400/ALU | EVA-DSO/LB400/ALU | B208035210 | 5.14
7TCA309010R0019 | 5510227059 | Active | 8713812771496 | 254.84 | 1 | 1 | stuk | Emergency Lighting | BE41840 | LC (Conversion kit lumin) | stuk | Evago/Area h>4m/Opbouw/LB400/Alu | EVA-DWO-X/LB400/ALU | EVA-DWO-X/LB400/ALU | EVA-DWO-X/LB400/ALU | B208035210 | 5.14
7TCA309010R0020 | 5510227054 | Active | 8713812771502 | 246.04 | 1 | 1 | stuk | Emergency Lighting | BE41840 | LC (Conversion kit lumin) | stuk | Evago/Area h<=4m/Opbouw/LB400/Alu | EVA-DWO/LB400/ALU | EVA-DWO/LB400/ALU | EVA-DWO/LB400/ALU | B208035210 | 5.14
7TCA309010R0021 | 5510227058 | Active | 8713812771519 | 254.84 | 1 | 1 | stuk | Emergency Lighting | BE41840 | LC (Conversion kit lumin) | stuk | Evago/Escape h>4m/Opbouw/LB400/Alu | EVA-DLO-X/LB400/ALU | EVA-DLO-X/LB400/ALU | EVA-DLO-X/LB400/ALU | B208035210 | 5.14
7TCA309010R0022 | 5510227061 | Active | 8713812771526 | 260.38 | 1 | 1 | stuk | Emergency Lighting | BE41840 | LA (Emergency luminaire) | stuk | Evago/Escape h<=4m/Inbouw/Rond/LB400/Alu | EVA-R-DLI/LB400/ALU | EVA-R-DLI/LB400/ALU | EVA-R-DLI/LB400/ALU | B208035210 | 5.14
7TCA309010R0023 | 5510227068 | Active | 8713812771533 | 236.21 | 1 | 1 | stuk | Emergency Lighting | BE41840 | LA (Emergency luminaire) | stuk | Evago/Escape h>4m/Inbouw/Rond/LB400/Alu | EVA-R-DLI-X/LB400/ALU | Self-contained 2W, designed for mountingfrom 4 meter upwards, round alumInium maintained recess led luminaire, with automatic self test LB400, series Evago | EVA-R-DLI-X/LB400/ALU | B208035210 | 5.14
7TCA309010R0024 | 5520227068 | Active | 8713812771540 | 236.21 | 1 | 1 | stuk | Emergency Lighting | BE41840 | LA (Emergency luminaire) | stuk | Evago/Escape h>4m/Inbouw/Rond/LB400 | Eclairage de chemin de fuite hauteur à partir de 4m (lentille B+C) décentralisé 1h 230 V CA-50Hz permanent autotest LB400 encastré blanc LED série EVAGO | Self-contained 2W, designed for mounting from 4m upwards round white maintained recess led luminaire, with automatic self test LB400, series Evago | EVA-R-DLI-X/LB400 | B208035210 | 5.14
7TCA309010R0025 | EVA-R-DWI/LB400/ALU | Active | 8713812771557 | 225.54 | 1 | 1 | stuk | Emergency Lighting | BE41840 | LA (Emergency luminaire) | stuk | Evago/Area h<=4m/Inbouw/Rond/LB400/Alu | EVA-R-DWI/LB400/ALU | EVA-R-DWI/LB400/ALU | EVA-R-DWI/LB400/ALU
7TCA309010R0026 | 5510227069 | Active | 8713812771564 | 249.15 | 1 | 1 | stuk | Emergency Lighting | BE41840 | LA (Emergency luminaire) | stuk | Evago/Area h>4m/Inbouw/Rond/LB400/Alu | Eclairage antipanique hauteur jusqu'à 4m 1h d'autonomie 230 V CA-50 Hz permanent autotest LB400 encastré rond montage plafond RAL9006 alu série EVAGO | Self-contained 2 watt for mounting > 4m round alu maintained recess luminaire + automatic self test LB400 series Evago Light distribution wide RAL9003 | EVA-R-DWI-X/LB400/ALU | B208035210 | 5.14
7TCA309010R0027 | 5520227069 | Active | 8713812771571 | 237.46 | 1 | 1 | stuk | Emergency Lighting | BE41840 | LA (Emergency luminaire) | stuk | Evago/Area h>4m/Inbouw/Rond/LB400 | EVA-R-DWI-X/LB400 | EVA-R-DWI-X/LB400 | EVA-R-DWI-X/LB400 | B208035210 | 5.14
7TCA309010R0028 | 5520227079 | Active | 8713812771588 | 229.53 | 1 | 1 | stuk | Emergency Lighting | BE41840 | LA (Emergency luminaire) | stuk | Evago/Area h>4m/Inbouw/Vierkant/LB400 | Eclairage antipanique hauteur jusqu'à 4m inclus (lentille D) décentralisé 1h 230 V CA-50Hz permanent autotest LB400 encastré carré blanc LED série EVAGO | Self-contained 2W, designed for mounting from 4 meter upwards, square white maintained recess led luminaire, with automatic self test LB400, series Evago | EVA-V-DWI-X/LB400 | B208035210 | 5.14
7TCA309010R0029 | EVA-DLO/LB400/ALU | Active | 8713812771595 | 226.25 | 1 | 1 | stuk | Emergency Lighting | BE41840 | LA (Emergency luminaire) | stuk | Evago/Escape h<=4m/Opbouw/LB400/Alu | EVA-DLO/LB400/ALU | EVA-DLO/LB400/ALU | EVA-DLO/LB400/ALU
7TCA309010R0030 | 5510227071 | Active | 8713812771601 | 234.12 | 1 | 1 | stuk | Emergency Lighting | BE41840 | LA (Emergency luminaire) | stuk | Evago/Escape h<=4m/Inb./Vierk./LB400/Alu | EVA-V-DLI/LB400/ALU | Self-contained 2 watt square alu main-tained recess led luminaire + automatic self test LB400 series Evago Light distribution long (L) RAL9006 | EVA-V-DLI/LB400/ALU | B208035210 | 5.14
7TCA309010R0031 | 5510227078 | Active | 8713812771618 | 234.12 | 1 | 1 | stuk | Emergency Lighting | BE41840 | LA (Emergency luminaire) | stuk | Evago/Escape h>4m/Inb./Vierk./LB400/Alu | EVA-V-DLI-X/LB400/ALU | Self-contained 2 watt for mounting from 4 meter upwards square alu maintained recess led luminaire + automatic self test LB400 series Evago RAL9006 | EVA-V-DLI-X/LB400/ALU | B208035210 | 5.14
7TCA309010R0032 | 5520227078 | Active | 8713812771649 | 236.21 | 1 | 1 | stuk | Emergency Lighting | BE41840 | LA (Emergency luminaire) | stuk | Evago/Escape h>4m/Inbouw/Vierkant/LB400 | EVA-V-DLI-X/LB400 | Self-contained 2 watt for mounting from 4 meter upwards square white maintained recess led luminaire + automatic self test LB400 series Evago RAL9003 | EVA-V-DLI-X/LB400 | B208035210 | 5.14
7TCA309010R0033 | 5510227074 | Active | 8713812771656 | 236.21 | 1 | 1 | stuk | Emergency Lighting | BE41840 | LA (Emergency luminaire) | stuk | Evago/Area h<=4m/Inbouw/Vierk./LB400/Alu | EVA-V-DWI/LB400/ALU | Slave 11 watt, 230 Volt surface mount compact fluorescent lamp luminaire,series Luto | EVA-V-DWI/LB400/ALU | B208035210 | 5.14
7TCA309010R0034 | 5510227079 | Active | 8713812771663 | 236.21 | 1 | 1 | stuk | Emergency Lighting | BE41840 | LA (Emergency luminaire) | stuk | Evago/Area h>4m/Inbouw/Vierk./LB400/Alu | EVA-V-DWI-X/LB400/ALU | Self-contained 2W, designed for mountingfrom 4 meter upwards, square aluminium maintained recess led luminaire, with automatic self test LB400, series Evago | EVA-V-DWI-X/LB400/ALU | B208035210 | 5.14
7TCA309010R0035 | 11100351 | Active | 8713812772202 | 272.31 | 1 | 1 | stuk | Emergency Lighting | BE41840 | LA (Emergency luminaire) | stuk | Decolux/LED/207 lm/IP65/IK10/ZelfTest | DECO LED20/ZT | Self-contained 22 watt, maintained surface mount led luminaire, including automatic self test, series Decolux | DECO LED20/ZT | B207035190 | 5.14
7TCA309010R0054 | EVA-R-DWI/3 | Active | 8713812772851 | 274.02 | 1 | 1 | stuk | Emergency Lighting | BE41840 | LA (Emergency luminaire) | stuk | Evago/Area h<=4m/Inbouw/Rond/3hrs | EVA-R-DWI/3 | EVA-R-DWI/3 | EVA-R-DWI/3 | B207035190 | 5.14
7TCA309100R0000 | 11170003 | Active | 8713812771465 | 553.37 | 1 | 1 | stuk | Emergency Lighting | BE41840 | LA (Emergency luminaire) | stuk | Draaglamp 3W led 3h rood | Portable 3W led 3h rouge | Self-contained led handheld lamp, series Mobile | HANDLAMP NHL-6L | B207035190 | 5.14
4EPY110609R1 | SER-Tx3-air inlet assy | Active |  | 300 | 1 | 1 | stuk | Terra Spare Parts | BE42180 | O8 (Spare Parts) | stuk | SER-Tx3-luchtinlaat assy | SER-Tx3-air inlet assy |  | SER-Tx3-air inlet assy
4EPY130035R2 | SPARE;TX3,SUPPORT COMBO CCS TYPE 2;4EPY130035R1 | Active |  | 80 | 1 | 1 | stuk | Terra Spare Parts | BE42180 | O8 (Spare Parts) | stuk | reserve;TX3,SUPPORT COMBO CCS TYPE 2;4EPY130035R1 | SPARE;TX3,SUPPORT COMBO CCS TYPE 2;4EPY130035R1 |  | SPARE;TX3,SUPPORT COMBO CCS TYPE 2;4EPY130035R1
4EPY130078R1 | SPARE:TX3;SUPPORT AC CONNECTOR 43 KW;4EPY130078R1 | Active |  | 95 | 1 | 1 | stuk | Terra Spare Parts | BE42180 | O8 (Spare Parts) | stuk | reserve:TX3;SUPPORT AC CONNECTOR 43 KW;4EPY130078R1 | SPARE:TX3;SUPPORT AC CONNECTOR 43 KW;4EPY130078R1 |  | SPARE:TX3;SUPPORT AC CONNECTOR 43 KW;4EPY130078R1
4EPY130080R1 | SPARE:TX3;SUPPORT AC CONNECTOR 22 KW;4EPY130080R1 | Active |  | 85 | 1 | 1 | stuk | Terra Spare Parts | BE42180 | O8 (Spare Parts) | stuk | reserve:TX3;SUPPORT AC CONNECTOR 22 KW;4EPY130080R1 | SPARE:TX3;SUPPORT AC CONNECTOR 22 KW;4EPY130080R1 |  | SPARE:TX3;SUPPORT AC CONNECTOR 22 KW;4EPY130080R1
4EPY140039R1 | SER-Tx3-inlet filter kit | Active |  | 110 | 1 | 1 | stuk | Terra Spare Parts | BE42180 | O8 (Spare Parts) | stuk | SER-Tx3-inlet filter kit | SER-Tx3-inlet filter kit |  | SER-Tx3-inlet filter kit
4EPY140040R1 | SER-Tx3-outlet filter kit | Active |  | 145 | 1 | 1 | stuk | Terra Spare Parts | BE42180 | O8 (Spare Parts) | stuk | SER-Tx3-stopcontact filter kit | SER-Tx3-sortie filter kit |  | SER-Tx3-outlet filter kit
4EPY210026R1 | SPARE;TX3;AC SOCKET 3P+N+PE 32A 400VAC;4EPY210026R1 | Active |  | 385 | 1 | 1 | stuk | Terra Spare Parts | BE42180 | O8 (Spare Parts) | stuk | reserve;TX3;AC SOCKET 3P+N+PE 32A 400VAC;4EPY210026R1 | SPARE;TX3;AC SOCKET 3P+N+PE 32A 400VAC;4EPY210026R1 |  | SPARE;TX3;AC SOCKET 3P+N+PE 32A 400VAC;4EPY210026R1
4EPY220027R1 | SPARE;TX3CE;T51/T53 DC FUSE 200A 700V;4EPY220027R1 | Active |  | 40 | 1 | 1 | stuk | Terra Spare Parts | BE42180 | O8 (Spare Parts) | stuk | reserve;TX3CE;T51/T53 DC ZEKERING 200A 700V;4EPY220027R1 | SPARE;TX3CE;T51/T53 DC FUSIBLE 200A 700V;4EPY220027R1 |  | SPARE;TX3CE;T51/T53 DC FUSE 200A 700V;4EPY220027R1
4EPY220032R1 | SER-Tx3UL-DC fuse 200A 700V | Active |  | 60 | 1 | 1 | stuk | Terra Spare Parts | BE42180 | O8 (Spare Parts) | stuk | SER-Tx3UL-DC ZEKERING 200A 700V | SER-Tx3UL-DC FUSIBLE 200A 700V |  | SER-Tx3UL-DC fuse 200A 700V
4EPY230077R1 | SER-Tx3CE-heater | Active |  | 320 | 1 | 1 | stuk | Terra Spare Parts | BE42180 | O8 (Spare Parts) | stuk | SER-Tx3CE-verwarming | SER-Tx3CE-chauffage |  | SER-Tx3CE-heater
4EPY230084R1 | SER-Tx3-door sensor | Active |  | 25 | 1 | 1 | stuk | Terra Spare Parts | BE42180 | O8 (Spare Parts) | stuk | SER-Tx3-deur sensor | SER-Tx3-door setsor |  | SER-Tx3-door sensor
4EPY230086R1 | SER-Tx3-RFID reader Mifare Elatec | Active |  | 275 | 1 | 1 | stuk | Terra Spare Parts | BE42180 | O8 (Spare Parts) | stuk | SER-Tx3-RFID lezer Mifare Elatec | SER-Tx3-RFID lecteur Mifare Elatec |  | SER-Tx3-RFID reader Mifare Elatec
4EPY240007R1 | SER-Tx3-cable CCS2 7.5m | Active |  | 1880 | 1 | 1 | stuk | Terra Spare Parts | BE42180 | O8 (Spare Parts) | stuk | SER-Tx3-kabel CCS2 7.5m | SER-Tx3-câble CCS2 7.5m |  | SER-Tx3-cable CCS2 7.5m
4EPY240009R1 | SER-Terra-cable T2 4.5m 32A CE PxC | Active |  | 305 | 1 | 1 | stuk | Terra Spare Parts | BE42180 | O8 (Spare Parts) | stuk | SER-Terra-kabel T2 4.5m 32A CE PxC | SER-Terra-câble T2 4.5m 32A CE PxC |  | SER-Terra-cable T2 4.5m 32A CE PxC
4EPY240010R2 | SER-Terra-cable CHA 3.9m 125A 500V CE SumPl | Active |  | 1170 | 1 | 1 | stuk | Terra Spare Parts | BE42180 | O8 (Spare Parts) | stuk | SER-Terra-kabel CHA 3.9m 125A 500V CE SumPl | SER-Terra-câble CHA 3.9m 125A 500V CE SumPl |  | SER-Terra-cable CHA 3.9m 125A 500V CE SumPl
4EPY240018R1 | SER-Terra-cable CCS2 3.9m 125A CE PxC | Active |  | 1165 | 1 | 1 | stuk | Terra Spare Parts | BE42180 | O8 (Spare Parts) | stuk | SER-Terra-kabel CCS2 3.9m 125A CE PxC | SER-Terra-câble CCS2 3.9m 125A CE PxC |  | SER-Terra-cable CCS2 3.9m 125A CE PxC
4EPY330157R1 | SER-Tx3-AC input EMI filter 120A 520V | Active |  | 360 | 1 | 1 | stuk | Terra Spare Parts | BE42180 | O8 (Spare Parts) | stuk | SER-Tx3-AC input EMI filter 120A 520V | SER-Tx3-AC input EMI filter 120A 520V |  | SER-Tx3-AC input EMI filter 120A 520V
4EPY420074R1 | Terra Concrete Foundation | Active | 8719874451338 | 734 | 1 | 1 | stuk | Terra 94 - 184 | BE42180 | O9 (Fast Charger Access.) | stuk | Terra Betonnen Fundering | Terra Fondation Béton |  | Terra Concrete Foundation |  | 4.54
4EPY440065R1 | SPARE;TX3;CPI COMBO CCS ASSY HW1.0;4EPY440065R1 | Active |  | 1250 | 1 | 1 | stuk | Terra Spare Parts | BE42180 | O8 (Spare Parts) | stuk | reserve;TX3;CPI COMBO CCS ASSY HW1.0;4EPY440065R1 | SPARE;TX3;CPI COMBO CCS ASSY HW1.0;4EPY440065R1 |  | SPARE;TX3;CPI COMBO CCS ASSY HW1.0;4EPY440065R1
4EPY440107R1 | SPARE;TX3;CPI CHADEMO ASSY HW1.0;4EPY440107R1 | Active |  | 1055 | 1 | 1 | stuk | Terra Spare Parts | BE42180 | O8 (Spare Parts) | stuk | reserve;TX3;CPI CHADEMO ASSY HW1.0;4EPY440107R1 | SPARE;TX3;CPI CHADEMO ASSY HW1.0;4EPY440107R1 |  | SPARE;TX3;CPI CHADEMO ASSY HW1.0;4EPY440107R1
4EPY440117R2 | SER-Terra-cable CHA 4.5m 125A 500V UL Sum pl | Active |  | 1365 | 1 | 1 | stuk | Terra Spare Parts | BE42180 | O8 (Spare Parts) | stuk | SER-Terra-kabel CHA 4.5m 125A 500V UL Sum pl | SER-Terra-câble CHA 4.5m 125A 500V UL Sum pl |  | SER-Terra-cable CHA 4.5m 125A 500V UL Sum pl
4EPY440121R1 | SER-TerraUL53-Assembly Heater | Active |  | 360 | 1 | 1 | stuk | Terra Spare Parts | BE42180 | O8 (Spare Parts) | stuk | SER-TerraUL53-Assembly verwarming | SER-TerraUL53-Assembly chauffage |  | SER-TerraUL53-Assembly Heater
4EPY440154R2 | SER-Terra-cable CHA 6.6m 125A 500V UL SumPl | Active |  | 1615 | 1 | 1 | stuk | Terra Spare Parts | BE42180 | O8 (Spare Parts) | stuk | SER-Terra-kabel CHA 6.6m 125A 500V UL SumPl | SER-Terra-câble CHA 6.6m 125A 500V UL SumPl |  | SER-Terra-cable CHA 6.6m 125A 500V UL SumPl
4EPY450001R1 | T5X Onsite Commissioning NL | Active |  | 968 | 1 | 1 | stuk | Terra 94 - 184 | BE42180 | O9 (Fast Charger Access.) | stuk | SER-T5X-Onsite Commissioning | SER-T5X-Mise et service sur site |  | SER-T5X-Onsite Commissioning |  | 4.54
4EPY450003R1 | Commissioning of 1 Power Cabinet incl. 1 Charge Post | Active |  | 1500 | 1 | 1 | stuk | Terra HP | BE42180 | O9 (Fast Charger Access.) | stuk | Inbedrijfstelling van 1 elektriciteitskast incl. 1 laadpaal | Mise en service de 1 Power Cabinet incl. 1 Poste de recharge |  | Commissioning of 1 Power Cabinet incl. 1 Charge Post |  | 4.54
4EPY450027R1 | Terra 5x/2x/9x/12x/18x Transport | Active |  | 363 | 1 | 1 | stuk | Terra 94 - 184 | BE42180 | O9 (Fast Charger Access.) | stuk | Terra 5x/2x/9x/12x/18x Transport | Terra 5x/2x/9x/12x/18x Transport |  | Terra 5x/2x/9x/12x/18x Transport |  | 4.54
4EPY450028R1 | Terra 5x/2x/9x/12x/18x Foundation Transport | Active |  | 394 | 1 | 1 | stuk | Terra 94 - 184 | BE42180 | O9 (Fast Charger Access.) | stuk | Terra 5x/2x/9x/12x/18x Fundering Transport | Terra 5x/2x/9x/12x/18x Fondation Transport |  | Terra 5x/2x/9x/12x/18x Foundation Transport |  | 4.54
4EPY450065R1 | SER Tx3 upgr kit CCV CP CE | Active |  | 1615 | 1 | 1 | stuk | Terra Spare Parts | BE42180 | O8 (Spare Parts) | stuk | SER Tx3 upgr kit CCV CP CE | SER Tx3 upgr kit CCV CP CE |  | SER Tx3 upgr kit CCV CP CE | B106020960
4EPY450068R1 | SER Tx3 upgr kit NayaxUS UL | Active |  | 1150 | 1 | 1 | stuk | Terra Spare Parts | BE42180 | O8 (Spare Parts) | stuk | SER Tx3 upgr kit NayaxUS UL | SER Tx3 upgr kit NayaxUS UL |  | SER Tx3 upgr kit NayaxUS UL
4EPY450069R1 | SER Tx3 upgr kit CCV BSP CE | Active |  | 1615 | 1 | 1 | stuk | Terra Spare Parts | BE42180 | O8 (Spare Parts) | stuk | SER Tx3 upgr kit CCV BSP CE | SER Tx3 upgr kit CCV BSP CE |  | SER Tx3 upgr kit CCV BSP CE | B106020960
4EPY530085R1 | SER-Tx3 PCBA CCB P3001 | Active |  | 365 | 1 | 1 | stuk | Terra Spare Parts | BE42180 | O8 (Spare Parts) | stuk | SER-Tx3 PCBA CCB P3001 | SER-Tx3 PCBA CCB P3001 |  | SER-Tx3 PCBA CCB P3001
4EPY530132R1 | SER-Tx3-PCB CPI AC HW1.0 | Active |  | 370 | 1 | 1 | stuk | Terra Spare Parts | BE42180 | O8 (Spare Parts) | stuk | SER-Tx3-PCB CPI AC HW1.0 | SER-Tx3-PCB CPI AC HW1.0 |  | SER-Tx3-PCB CPI AC HW1.0
6AGC062333 | SER Tx3 upgr kit NayaxEU CE | Active |  | 1985 | 1 | 1 | stuk | Terra Spare Parts | BE42180 | O8 (Spare Parts) | stuk | SER Tx3 upgr kit NayaxEU CE | SER Tx3 upgr kit NayaxEU CE |  | SER Tx3 upgr kit NayaxEU CE
6AGC063395 | BRACKET WELDMENT CONSOLE Tx3 | Active |  | 405 | 1 | 1 | stuk | Terra Spare Parts | BE42180 | O8 (Spare Parts) | stuk | BEUGEL GELASTE CONSOLE Tx3 | BRACKET WELDMetT CONSOLE Tx3 |  | BRACKET WELDMENT CONSOLE Tx3
6AGC063605 | SER-Tx3-AC out contactor 63A 43kW | Active |  | 175 | 1 | 1 | stuk | Terra Spare Parts | BE42180 | O8 (Spare Parts) | stuk | SER-Tx3-AC out contactor 63A 43kW | SER-Tx3-AC out contactor 63A 43kW |  | SER-Tx3-AC out contactor 63A 43kW
6AGC063606 | SER-Tx3-PM breaker circuit 690VAC 20A | Active |  | 65 | 1 | 1 | stuk | Terra Spare Parts | BE42180 | O8 (Spare Parts) | stuk | SER-Tx3-PM breaker circuit 690VAC 20A | SER-Tx3-PM breaker circuit 690VAC 20A |  | SER-Tx3-PM breaker circuit 690VAC 20A
6AGC063607 | SER-Tx3-AC out contactor 32A 22kW | Active |  | 90 | 1 | 1 | stuk | Terra Spare Parts | BE42180 | O8 (Spare Parts) | stuk | SER-Tx3-AC out contactor 32A 22kW | SER-Tx3-AC out contactor 32A 22kW |  | SER-Tx3-AC out contactor 32A 22kW
6AGC063608 | SER-Tx3-DC out contactor 125A | Active |  | 235 | 1 | 1 | stuk | Terra Spare Parts | BE42180 | O8 (Spare Parts) | stuk | SER-Tx3-DC out contactor 125A | SER-Tx3-DC out contactor 125A |  | SER-Tx3-DC out contactor 125A
6AGC063609 | SER-Tx3-powersup. 24V 10A 240W 115/230V | Active |  | 160 | 1 | 1 | stuk | Terra Spare Parts | BE42180 | O8 (Spare Parts) | stuk | SER-Tx3-powersup. 24V 10A 240W 115/230V | SER-Tx3-powersup. 24V 10A 240W 115/230V |  | SER-Tx3-powersup. 24V 10A 240W 115/230V
6AGC063610 | SER-Tx3-AC outlet MCB shunt trip | Active |  | 30 | 1 | 1 | stuk | Terra Spare Parts | BE42180 | O8 (Spare Parts) | stuk | SER-Tx3-AC stopcontact MCB shunt trip | SER-Tx3-AC sortie MCB shunt trip |  | SER-Tx3-AC outlet MCB shunt trip
6AGC063611 | SER Tx3 MCB RCD utility group 16A | Active |  | 220 | 1 | 1 | stuk | Terra Spare Parts | BE42180 | O8 (Spare Parts) | stuk | SER Tx3 MCB RCD utility group 16A | SER Tx3 MCB RCD utility group 16A |  | SER Tx3 MCB RCD utility group 16A
6AGC063612 | SER-Tx3-AC outlet MCB 63A | Active |  | 165 | 1 | 1 | stuk | Terra Spare Parts | BE42180 | O8 (Spare Parts) | stuk | SER-Tx3-AC stopcontact MCB 63A | SER-Tx3-AC sortie MCB 63A |  | SER-Tx3-AC outlet MCB 63A
6AGC063614 | SER-Tx3-RCD and motor reset breakers | Active |  | 460 | 1 | 1 | stuk | Terra Spare Parts | BE42180 | O8 (Spare Parts) | stuk | SER-Tx3-RCD en motor reset breakers | SER-Tx3-RCD and motor reset breakers |  | SER-Tx3-RCD and motor reset breakers
6AGC063616 | SER-Tx3-surge arrester OVR | Active |  | 355 | 1 | 1 | stuk | Terra Spare Parts | BE42180 | O8 (Spare Parts) | stuk | SER-Tx3-overspanningsbeveiliging OVR | SER-Tx3-surge arrester OVR |  | SER-Tx3-surge arrester OVR
6AGC063756 | SER-Terra-cable diam adapt CCS1 28>35mm | Active |  | 75 | 1 | 1 | stuk | Terra Spare Parts | BE42180 | O8 (Spare Parts) | stuk | SER-Terra-kabel diam adapt CCS1 28>35mm | SER-Terra-câble diam adapt CCS1 28>35mm |  | SER-Terra-cable diam adapt CCS1 28>35mm
6AGC063757 | SPARE T53 INSERT PU MANCHET CCS-1 | Active |  | 120 | 1 | 1 | stuk | Terra Spare Parts | BE42180 | O8 (Spare Parts) | stuk | reserve T53 INSERT PU MANCHET CCS-1 | SPARE T53 INSERT PU MANCHET CCS-1 |  | SPARE T53 INSERT PU MANCHET CCS-1
6AGC063796 | SER-HVC-ACS AC surge arrestor | Active |  | 300 | 1 | 1 | stuk | Terra Spare Parts | BE42180 | O8 (Spare Parts) | stuk | SER-HVC-ACS AC overspanningsbeveiliging | SER-HVC-ACS AC parafoudre |  | SER-HVC-ACS AC surge arrestor
6AGC063797 | SER-HVC-ACS DC surge arrestor | Active |  | 175 | 1 | 1 | stuk | Terra Spare Parts | BE42180 | O8 (Spare Parts) | stuk | SER-HVC-ACS DC overspanningsbeveiliging | SER-HVC-ACS DC parafoudre |  | SER-HVC-ACS DC surge arrestor
6AGC063798 | SER HVC ACS DC surge arrestor CE+UL | Active |  | 205 | 1 | 1 | stuk | Terra Spare Parts | BE42180 | O8 (Spare Parts) | stuk | SER HVC ACS DC overspanningsbeveiliging CE+UL | SER HVC ACS DC parafoudre CE+UL |  | SER HVC ACS DC surge arrestor CE+UL
6AGC063799 | SER-HVC-ACS AC fuse kit | Active |  | 140 | 1 | 1 | stuk | Terra Spare Parts | BE42180 | O8 (Spare Parts) | stuk | SER-HVC-ACS AC ZEKERING kit | SER-HVC-ACS AC FUSIBLE kit |  | SER-HVC-ACS AC fuse kit
6AGC063800 | SER-HxC-power module | Active |  | 5840 | 1 | 1 | stuk | Terra Spare Parts | BE42180 | O8 (Spare Parts) | stuk | SER-HxC-power module | SER-HxC-module de puissance |  | SER-HxC-power module
6AGC063801 | SER-HxC-top main fan | Active |  | 335 | 1 | 1 | stuk | Terra Spare Parts | BE42180 | O8 (Spare Parts) | stuk | SER-HxC-top main ventilator | SER-HxC-top main Ventilateur |  | SER-HxC-top main fan
6AGC063808 | SER-HVC-ACS cabinet fan | Active |  | 35 | 1 | 1 | stuk | Terra Spare Parts | BE42180 | O8 (Spare Parts) | stuk | SER-HVC-ACS cabinet ventilator | SER-HVC-ACS cabinet Ventilateur |  | SER-HVC-ACS cabinet fan
6AGC063809 | SER-HxC-air filter inlet kit | Active |  | 395 | 1 | 1 | stuk | Terra Spare Parts | BE42180 | O8 (Spare Parts) | stuk | SER-HxC-luchtfilter inlet kit | SER-HxC-Filtre à air inlet kit |  | SER-HxC-air filter inlet kit
6AGC063810 | SER-HVC-ACS DC contactor 600A 800V | Active |  | 370 | 1 | 1 | stuk | Terra Spare Parts | BE42180 | O8 (Spare Parts) | stuk | SER-HVC-ACS DC contactor 600A 800V | SER-HVC-ACS DC contactor 600A 800V |  | SER-HVC-ACS DC contactor 600A 800V
6AGC063812 | SER-HVC-ACS control PCB | Active |  | 120 | 1 | 1 | stuk | Terra Spare Parts | BE42180 | O8 (Spare Parts) | stuk | SER-HVC-ACS control PCB | SER-HVC-ACS control PCB |  | SER-HVC-ACS control PCB
6AGC063814 | SER-HVC-ACS PCB CPI CCS | Active |  | 370 | 1 | 1 | stuk | Terra Spare Parts | BE42180 | O8 (Spare Parts) | stuk | SER-HVC-ACS PCB CPI CCS | SER-HVC-ACS PCB CPI CCS |  | SER-HVC-ACS PCB CPI CCS
6AGC063816 | SER-HVC-ACS powersupply AC-DC 120W 6A | Active |  | 335 | 1 | 1 | stuk | Terra Spare Parts | BE42180 | O8 (Spare Parts) | stuk | SER-HVC-ACS powersupply AC-DC 120W 6A | SER-HVC-ACS powersupply AC-DC 120W 6A |  | SER-HVC-ACS powersupply AC-DC 120W 6A
6AGC063817 | SER-HxC-powersupply AC-DC 240W | Active |  | 435 | 1 | 1 | stuk | Terra Spare Parts | BE42180 | O8 (Spare Parts) | stuk | SER-HxC-powersupply AC-DC 240W | SER-HxC-powersupply AC-DC 240W |  | SER-HxC-powersupply AC-DC 240W
6AGC063818 | SER-HxC-powersupply AC-DC 480W | Active |  | 275 | 1 | 1 | stuk | Terra Spare Parts | BE42180 | O8 (Spare Parts) | stuk | SER-HxC-powersupply AC-DC 480W | SER-HxC-powersupply AC-DC 480W |  | SER-HxC-powersupply AC-DC 480W
6AGC063819 | SER-HVC-ACS modem wireless module | Active |  | 1400 | 1 | 1 | stuk | Terra Spare Parts | BE42180 | O8 (Spare Parts) | stuk | SER-HVC-ACS modem draadloze module | SER-HVC-ACS modem wireless module |  | SER-HVC-ACS modem wireless module
6AGC063820 | HVC CE D WiFi-antenna | Active |  | 30 | 1 | 1 | stuk | Terra Spare Parts | BE42180 | O8 (Spare Parts) | stuk | HVC CE D WiFi-antenne | HVC CE D WiFi-antetna |  | HVC CE D WiFi-antenna
6AGC063849 | SER-HVC-ACS surge arrester Wi-Fi antenna | Active |  | 185 | 1 | 1 | stuk | Terra Spare Parts | BE42180 | O8 (Spare Parts) | stuk | SER-HVC-ACS overspanningsbeveiliging Wi-Fi antenne | SER-HVC-ACS surge arrester Wi-Fi antetna |  | SER-HVC-ACS surge arrester Wi-Fi antenna
6AGC063851 | SER-HVC-ACS fiber-Eth-CAN converters | Active |  | 1215 | 1 | 1 | stuk | Terra Spare Parts | BE42180 | O8 (Spare Parts) | stuk | SER-HVC-ACS fiber-Eth-CAN converters | SER-HVC-ACS fiber-Eth-CAN converters |  | SER-HVC-ACS fiber-Eth-CAN converters
6AGC063852 | SER-HxC-door switch | Active |  | 60 | 1 | 1 | stuk | Terra Spare Parts | BE42180 | O8 (Spare Parts) | stuk | SER-HxC-deur switch | SER-HxC-door switch |  | SER-HxC-door switch
6AGC063853 | SER-HxC-AC surge arrester | Active |  | 260 | 1 | 1 | stuk | Terra Spare Parts | BE42180 | O8 (Spare Parts) | stuk | SER-HxC-AC overspanningsbeveiliging | SER-HxC-AC surge arrester |  | SER-HxC-AC surge arrester
6AGC063854 | SER-HxC-AC contactor | Active |  | 725 | 1 | 1 | stuk | Terra Spare Parts | BE42180 | O8 (Spare Parts) | stuk | SER-HxC-AC contactor | SER-HxC-AC contactor |  | SER-HxC-AC contactor
6AGC063855 | SER-HxC-HMI display | Active |  | 2115 | 1 | 1 | stuk | Terra Spare Parts | BE42180 | O8 (Spare Parts) | stuk | SER-HxC-HMI display | SER-HxC-HMI écran |  | SER-HxC-HMI display
6AGC064024 | SER-HxC-middle fan | Active |  | 75 | 1 | 1 | stuk | Terra Spare Parts | BE42180 | O8 (Spare Parts) | stuk | SER-HxC-middle ventilator | SER-HxC-middle Ventilateur |  | SER-HxC-middle fan
6AGC064025 | SER HVC contactor DC 690V 28A 3P CE+UL | Active |  | 50 | 1 | 1 | stuk | Terra Spare Parts | BE42180 | O8 (Spare Parts) | stuk | SER HVC contactor DC 690V 28A 3P CE+UL | SER HVC contactor DC 690V 28A 3P CE+UL |  | SER HVC contactor DC 690V 28A 3P CE+UL
6AGC064091 | SER Tx3 Right door CE+UL | Active |  | 1710 | 1 | 1 | stuk | Terra Spare Parts | BE42180 | O8 (Spare Parts) | stuk | SER Tx3 Rechtse deur CE+UL | SER Tx3 Porte droite CE+UL |  | SER Tx3 Right door CE+UL
6AGC064101 | SER-HxC-air filter outlet kit | Active |  | 185 | 1 | 1 | stuk | Terra Spare Parts | BE42180 | O8 (Spare Parts) | stuk | SER-HxC-luchtfilter stopcontact kit | SER-HxC-Filtre à air sortie kit |  | SER-HxC-air filter outlet kit
6AGC064611 | SER-Tx3CE-cabinet fan 24V 80x80x25mm | Active |  | 60 | 1 | 1 | stuk | Terra Spare Parts | BE42180 | O8 (Spare Parts) | stuk | SER-Tx3CE-cabinet ventilator 24V 80x80x25mm | SER-Tx3CE-cabinet Ventilateur 24V 80x80x25mm |  | SER-Tx3CE-cabinet fan 24V 80x80x25mm
6AGC064612 | SER-Tx3UL-cabinet fan 12VDC 80x80x38mm | Active |  | 70 | 1 | 1 | stuk | Terra Spare Parts | BE42180 | O8 (Spare Parts) | stuk | SER-Tx3UL-cabinet ventilator 12VDC 80x80x38mm | SER-Tx3UL-cabinet Ventilateur 12VDC 80x80x38mm |  | SER-Tx3UL-cabinet fan 12VDC 80x80x38mm
6AGC064639 | SER-Tx3-door top lock kit, key EK333 | Active |  | 75 | 1 | 1 | stuk | Terra Spare Parts | BE42180 | O8 (Spare Parts) | stuk | SER-Tx3-deur top lock kit, key EK333 | SER-Tx3-door top lock kit, key EK333 |  | SER-Tx3-door top lock kit, key EK333
6AGC064643 | SER-Tx3-AC outlet MCB 32A | Active |  | 145 | 1 | 1 | stuk | Terra Spare Parts | BE42180 | O8 (Spare Parts) | stuk | SER-Tx3-AC stopcontact MCB 32A | SER-Tx3-AC sortie MCB 32A |  | SER-Tx3-AC outlet MCB 32A
6AGC064670 | SER-Tx3-input filter 250VAC 3A | Active |  | 35 | 1 | 1 | stuk | Terra Spare Parts | BE42180 | O8 (Spare Parts) | stuk | SER-Tx3-input filter 250VAC 3A | SER-Tx3-input filter 250VAC 3A |  | SER-Tx3-input filter 250VAC 3A
6AGC064740 | SER-Tx3-PM fan | Active |  | 120 | 1 | 1 | stuk | Terra Spare Parts | BE42180 | O8 (Spare Parts) | stuk | SER-Tx3-PM ventilator | SER-Tx3-PM Ventilateur |  | SER-Tx3-PM fan
6AGC065061 | SPARE;TX3CE,SUPPORT CHADEMO TYPE SUMITOMO PLASTIC;6AGC065061 | Active |  | 105 | 1 | 1 | stuk | Terra Spare Parts | BE42180 | O8 (Spare Parts) | stuk | reserve;TX3CE,SUPPORT CHADEMO TYPE SUMITOMO kunststof;6AGC065061 | SPARE;TX3CE,SUPPORT CHADEMO TYPE SUMITOMO PLASTIC;6AGC065061 |  | SPARE;TX3CE,SUPPORT CHADEMO TYPE SUMITOMO PLASTIC;6AGC065061
6AGC066142 | BRACKET FRONT COVER FLOOR CONSOLE Tx4 | Active |  | 70 | 1 | 1 | stuk | Terra Spare Parts | BE42180 | O8 (Spare Parts) | stuk | BEUGEL VOORKANT VLOERCONSOLE Tx4 | BRACKET Couverture avant FLOOR CONSOLE Tx4 |  | BRACKET FRONT COVER FLOOR CONSOLE Tx4
6AGC066143 | BRACKET REAR COVER FLOOR CONSOLE Tx4 | Active |  | 20 | 1 | 1 | stuk | Terra Spare Parts | BE42180 | O8 (Spare Parts) | stuk | BEUGEL ACHTERKANT VLOERCONSOLE Tx4 | BRACKET COUVERTURE ARRIÈRE FLOOR CONSOLE Tx4 |  | BRACKET REAR COVER FLOOR CONSOLE Tx4
6AGC066474 | Terra CE 54 HV CJG 0-7M-0-0 | Active | 8719874450836 | 31109 | 1 | 1 | stuk | Terra 54 | BE42180 | O5 (Terra 54) | stuk | Terra multistenard DC laadstation 54HV CJG CE (43kW AC) | Terra multistandard DC station de recharge 54HV CJG CE (43kW AC) |  | Terra multistandard DC charging station 54HV CJG CE (43kW AC) | B106020960 | 4.54
6AGC066673 | SER-Tx3-AC socket wiring harness assy | Active |  | 365 | 1 | 1 | stuk | Terra Spare Parts | BE42180 | O8 (Spare Parts) | stuk | SER-Tx3-AC socket KABELBOOM assy | SER-Tx3-AC socket HARNAIS DE CÂBLAGE assy |  | SER-Tx3-AC socket wiring harness assy
6AGC066929 | SER-TX3-EMC rerouting cable kit | Active |  | 95 | 1 | 1 | stuk | Terra Spare Parts | BE42180 | O8 (Spare Parts) | stuk | SER-TX3-EMC rerouting kabel kit | SER-TX3-EMC rerouting câble kit |  | SER-TX3-EMC rerouting cable kit
6AGC067618 | SER Tx3-Tx4 Assy ARMXL, 7in displ, 3Gmod | Active |  | 2225 | 1 | 1 | stuk | Terra Spare Parts | BE42180 | O8 (Spare Parts) | stuk | SER Tx3-Tx4 Assy ARMXL, 7in displ, 3Gmod | SER Tx3-Tx4 Assy ARMXL, 7in displ, 3Gmod |  | SER Tx3-Tx4 Assy ARMXL, 7in displ, 3Gmod | B106020960
6AGC067668 | THP CE 175 D | Active |  | 45925 | 1 | 1 | stuk | Terra HP | BE42180 | O7 (Terra HP / Terra 360) | stuk | THP CE 175 D | THP CE 175 D |  | THP CE 175 D |  | 4.54
6AGC067720 | SER-Terra-cable T2 6.5m 32A CE PxC | Active |  | 475 | 1 | 1 | stuk | Terra Spare Parts | BE42180 | O8 (Spare Parts) | stuk | SER-Terra-kabel T2 6.5m 32A CE PxC | SER-Terra-câble T2 6.5m 32A CE PxC |  | SER-Terra-cable T2 6.5m 32A CE PxC
6AGC067780 | HxC - Foundation Back Cover | Active |  | 535 | 1 | 1 | stuk | Terra HP | BE42180 | O9 (Fast Charger Access.) | stuk | HxC - Fundering Deksel aan de achterzijde | HxC - Fondation Couverture arrière |  | HxC - Foundation Back Cover |  | 4.54
6AGC067990 | SER-Terra-cable T2 8.5m 32A CE PxC | Active |  | 500 | 1 | 1 | stuk | Terra Spare Parts | BE42180 | O8 (Spare Parts) | stuk | SER-Terra-kabel T2 8.5m 32A CE PxC | SER-Terra-câble T2 8.5m 32A CE PxC |  | SER-Terra-cable T2 8.5m 32A CE PxC
6AGC067991 | SER-Terra-cable T2 6.5m 63A CE Ray | Active |  | 1685 | 1 | 1 | stuk | Terra Spare Parts | BE42180 | O8 (Spare Parts) | stuk | SER-Terra-kabel T2 6.5m 63A CE Ray | SER-Terra-câble T2 6.5m 63A CE Ray |  | SER-Terra-cable T2 6.5m 63A CE Ray
6AGC067992 | SER-Terra-cable T2 8.5m 63A CE Ray | Active |  | 1820 | 1 | 1 | stuk | Terra Spare Parts | BE42180 | O8 (Spare Parts) | stuk | SER-Terra-kabel T2 8.5m 63A CE Ray | SER-Terra-câble T2 8.5m 63A CE Ray |  | SER-Terra-cable T2 8.5m 63A CE Ray
6AGC067994 | SER-Terra-cable CCS1 8.5m 150A 600V UL Rem | Active |  | 2620 | 1 | 1 | stuk | Terra Spare Parts | BE42180 | O8 (Spare Parts) | stuk | SER-Terra-kabel CCS1 8.5m 150A 600V UL Rem | SER-Terra-câble CCS1 8.5m 150A 600V UL Rem |  | SER-Terra-cable CCS1 8.5m 150A 600V UL Rem
6AGC067995 | SER-Terra-cable CCS2 6.5m 125A 500V CE PxC | Active |  | 1640 | 1 | 1 | stuk | Terra Spare Parts | BE42180 | O8 (Spare Parts) | stuk | SER-Terra-kabel CCS2 6.5m 125A 500V CE PxC | SER-Terra-câble CCS2 6.5m 125A 500V CE PxC |  | SER-Terra-cable CCS2 6.5m 125A 500V CE PxC
6AGC067996 | SER-Terra-cable CCS2 8.5m 125A 500V CE PxC | Active |  | 1730 | 1 | 1 | stuk | Terra Spare Parts | BE42180 | O8 (Spare Parts) | stuk | SER-Terra-kabel CCS2 8.5m 125A 500V CE PxC | SER-Terra-câble CCS2 8.5m 125A 500V CE PxC |  | SER-Terra-cable CCS2 8.5m 125A 500V CE PxC
6AGC067997 | SER-Terra-cable CHA 8.5m 125A 500V UL SumPl | Active |  | 1895 | 1 | 1 | stuk | Terra Spare Parts | BE42180 | O8 (Spare Parts) | stuk | SER-Terra-kabel CHA 8.5m 125A 500V UL SumPl | SER-Terra-câble CHA 8.5m 125A 500V UL SumPl |  | SER-Terra-cable CHA 8.5m 125A 500V UL SumPl
6AGC067998 | SER-Terra-cable CHA 15m 125A 500V UL SumMet | Active |  | 3115 | 1 | 1 | stuk | Terra Spare Parts | BE42180 | O8 (Spare Parts) | stuk | SER-Terra-kabel CHA 15m 125A 500V UL SumMet | SER-Terra-câble CHA 15m 125A 500V UL Sumavec |  | SER-Terra-cable CHA 15m 125A 500V UL SumMet
6AGC067999 | SER-Terra-cable CHA 5.5m 125A 500V CE SumPl | Active |  | 1275 | 1 | 1 | stuk | Terra Spare Parts | BE42180 | O8 (Spare Parts) | stuk | SER-Terra-kabel CHA 5.5m 125A 500V CE SumPl | SER-Terra-câble CHA 5.5m 125A 500V CE SumPl |  | SER-Terra-cable CHA 5.5m 125A 500V CE SumPl
6AGC068000 | SER-Terra-cable CHA 6.5m 125A 500V CE SumPl | Active |  | 1400 | 1 | 1 | stuk | Terra Spare Parts | BE42180 | O8 (Spare Parts) | stuk | SER-Terra-kabel CHA 6.5m 125A 500V CE SumPl | SER-Terra-câble CHA 6.5m 125A 500V CE SumPl |  | SER-Terra-cable CHA 6.5m 125A 500V CE SumPl
6AGC068001 | SER-Terra-cable CHA 8.5m 125A 500V CE SumPl | Active |  | 1640 | 1 | 1 | stuk | Terra Spare Parts | BE42180 | O8 (Spare Parts) | stuk | SER-Terra-kabel CHA 8.5m 125A 500V CE SumPl | SER-Terra-câble CHA 8.5m 125A 500V CE SumPl |  | SER-Terra-cable CHA 8.5m 125A 500V CE SumPl
6AGC068175 | T5x total 3 years of warranty | Active |  | 1125 | 1 | 1 | stuk | Terra 54 | BE42180 | O9 (Fast Charger Access.) | stuk | T5x total 3 jaren garantie | T5x total 3 années de garantie |  | T5x total 3 years of warranty |  | 4.54
6AGC068176 | T5x total 4 years of warranty | Active |  | 2251 | 1 | 1 | stuk | Terra 54 | BE42180 | O9 (Fast Charger Access.) | stuk | T5x total 4 jaren garantie | T5x total 4 années de garantie |  | T5x total 4 years of warranty |  | 4.54
6AGC068177 | T5x total 5 years of warranty | Active |  | 3376 | 1 | 1 | stuk | Terra 54 | BE42180 | O9 (Fast Charger Access.) | stuk | T5x total 5 jaren garantie | T5x total 5 années de garantie |  | T5x total 5 years of warranty |  | 4.54
6AGC068179 | THP CP total 3 years of warranty | Active |  | 2325 | 1 | 1 | stuk | Terra HP | BE42180 | O9 (Fast Charger Access.) | stuk | THP CP total 3 jaren garantie | THP CP total 3 années de garantie |  | THP CP total 3 years of warranty |  | 4.54
6AGC068180 | THP CP total 4 years of warranty | Active |  | 4650 | 1 | 1 | stuk | Terra HP | BE42180 | O9 (Fast Charger Access.) | stuk | THP CP total 4 jaren garantie | THP CP total 4 années de garantie |  | THP CP total 4 years of warranty |  | 4.54
6AGC068181 | THP CP total 5 years of warranty | Active |  | 6975 | 1 | 1 | stuk | Terra HP | BE42180 | O9 (Fast Charger Access.) | stuk | THP CP total 5 jaren garantie | THP CP total 5 années de garantie |  | THP CP total 5 years of warranty |  | 4.54
6AGC068183 | Terra Express transport | Active |  | 238 | 1 | 1 | stuk | Terra DC Wallbox | BE42180 | O9 (Fast Charger Access.) | stuk | Terra Express transport | Terra Express transport |  | Terra Express transport |  | 5.5.3
6AGC069029 | HxC - Foundation + Front Cover | Active |  | 2150 | 1 | 1 | stuk | Terra HP | BE42180 | O9 (Fast Charger Access.) | stuk | HxC - Fundering + Deksel aan de voorzijde | HxC - Fondation + Couverture avant |  | HxC - Foundation + Front Cover |  | 4.54
6AGC069035 | Terra HP PC Transport | Active |  | 706 | 1 | 1 | stuk | Terra HP | BE42180 | O9 (Fast Charger Access.) | stuk | Terra HP PC Transport | Terra HP PC Transport |  | Terra HP PC Transport |  | 4.54
6AGC070091 | SER-Tx4-assy PM, EMCcage, fan duct, pack | Active |  | 2930 | 1 | 1 | stuk | Terra Spare Parts | BE42180 | O8 (Spare Parts) | stuk | SER-Tx4-assy PM, EMCcage, ventilator duct, pack | SER-Tx4-assy PM, EMCcage, Ventilateur duct, pack |  | SER-Tx4-assy PM, EMCcage, fan duct, pack
6AGC070107 | SER Tx4 UL CJ Right door | Active |  | 2135 | 1 | 1 | stuk | Terra Spare Parts | BE42180 | O8 (Spare Parts) | stuk | SER Tx4 UL CJ Rechtse deur | SER Tx4 UL CJ Porte droite |  | SER Tx4 UL CJ Right door
6AGC070190 | SER Tx4 Power module fan | Active |  | 55 | 1 | 1 | stuk | Terra Spare Parts | BE42180 | O8 (Spare Parts) | stuk | SER Tx4 Power module ventilator | SER Tx4 module de puissance Ventilateur |  | SER Tx4 Power module fan
6AGC070248 | SER Tx4 AC outlet MCB 63A CE UL | Active |  | 150 | 1 | 1 | stuk | Terra Spare Parts | BE42180 | O8 (Spare Parts) | stuk | SER Tx4 AC stopcontact MCB 63A CE UL | SER Tx4 AC sortie MCB 63A CE UL |  | SER Tx4 AC outlet MCB 63A CE UL
6AGC070257 | SER Tx4 Tx4HV Txx4 cabinet fan | Active |  | 60 | 1 | 1 | stuk | Terra Spare Parts | BE42180 | O8 (Spare Parts) | stuk | SER Tx4 Tx4HV Txx4 cabinet ventilator | SER Tx4 Tx4HV Txx4 cabinet Ventilateur |  | SER Tx4 Tx4HV Txx4 cabinet fan
6AGC070289 | SER Tx4 RCBO 2-pole 10A CE | Active |  | 95 | 1 | 1 | stuk | Terra Spare Parts | BE42180 | O8 (Spare Parts) | stuk | SER Tx4 RCBO 2-pool 10A CE | SER Tx4 RCBO 2-pole 10A CE |  | SER Tx4 RCBO 2-pole 10A CE
6AGC070297 | SER-Tx4CE-powersupply 24VDC 20A 480W | Active |  | 465 | 1 | 1 | stuk | Terra Spare Parts | BE42180 | O8 (Spare Parts) | stuk | SER-Tx4CE-powersupply 24VDC 20A 480W | SER-Tx4CE-powersupply 24VDC 20A 480W |  | SER-Tx4CE-powersupply 24VDC 20A 480W
6AGC070360 | SER Tx4 DC outlet contactor CE+UL | Active |  | 175 | 1 | 1 | stuk | Terra Spare Parts | BE42180 | O8 (Spare Parts) | stuk | SER Tx4 DC stopcontact contactor CE+UL | SER Tx4 DC sortie contactor CE+UL |  | SER Tx4 DC outlet contactor CE+UL
6AGC070421 | Terra HP PC Foundation Transport | Active |  | 569 | 1 | 1 | stuk | Terra HP | BE42180 | O9 (Fast Charger Access.) | stuk | Terra HP PC Fundering Transport | Terra HP PC Fondation Transport |  | Terra HP PC Foundation Transport |  | 4.54
6AGC070818 | Terra CE 54 HV C 0-7M-0-0 | Active | 8719874450782 | 27587 | 1 | 1 | stuk | Terra 54 | BE42180 | O5 (Terra 54) | stuk | Terra multistenard DC laadstation 54HV C | Terra multistandard DC station de recharge 54HV C |  | Terra multistandard DC charging station 54HV C | B106020960 | 4.54
6AGC070922 | SER-Terra53-RemResetRCD-ACout | Active |  | 1040 | 1 | 1 | stuk | Terra Spare Parts | BE42180 | O8 (Spare Parts) | stuk | SER-Terra53-RemResetRCD-ACout | SER-Terra53-RemResetRCD-ACout |  | SER-Terra53-RemResetRCD-ACout
6AGC070923 | SER-Terra-TiltSensorKit | Active |  | 850 | 1 | 1 | stuk | Terra Spare Parts | BE42180 | O8 (Spare Parts) | stuk | SER-Terra-TiltSensorKit | SER-Terra-TiltSetsorKit |  | SER-Terra-TiltSensorKit
6AGC071145 | SER-Terra-conn holder CHA CE Sum pl | Active |  | 155 | 1 | 1 | stuk | Terra Spare Parts | BE42180 | O8 (Spare Parts) | stuk | SER-Terra-conn houder CHA CE Sum pl | SER-Terra-support de connexion CHA CE Sum pl |  | SER-Terra-conn holder CHA CE Sum pl
6AGC071222 | SER Tx4 Fan heater 950W 230V CE | Active |  | 300 | 1 | 1 | stuk | Terra Spare Parts | BE42180 | O8 (Spare Parts) | stuk | SER Tx4 ventilator verwarming 950W 230V CE | SER Tx4 Ventilateur chauffage 950W 230V CE |  | SER Tx4 Fan heater 950W 230V CE
6AGC071236 | SER Tx4 Fan heater 950W 120V UL | Active |  | 345 | 1 | 1 | stuk | Terra Spare Parts | BE42180 | O8 (Spare Parts) | stuk | SER Tx4 ventilator verwarming 950W 120V UL | SER Tx4 Ventilateur chauffage 950W 120V UL |  | SER Tx4 Fan heater 950W 120V UL
6AGC071258 | SER Tx4 cable T2 4.5m 63A 400V CE | Active |  | 440 | 1 | 1 | stuk | Terra Spare Parts | BE42180 | O8 (Spare Parts) | stuk | SER Tx4 kabel T2 4.5m 63A 400V CE | SER Tx4 câble T2 4.5m 63A 400V CE |  | SER Tx4 cable T2 4.5m 63A 400V CE
6AGC072019 | Terra CE 54 HV C 8-7M-0-0 | Active | 8719874450799 | 28174 | 1 | 1 | stuk | Terra 54 | BE42180 | O5 (Terra 54) | stuk | Terra multistenard DC laadstation 54HV C (8m kabel) (Picture is of shorter kabel length) | Terra multistandard DC station de recharge 54HV C (8m câble) (Picture is de shorter câble letgth) |  | Terra multistandard DC charging station 54HV C (8m cable) (Picture is of shorter cable length) | B106020960 | 4.54
6AGC072188 | SER-CP-RFID reader | Active |  | 195 | 1 | 1 | stuk | Terra Spare Parts | BE42180 | O8 (Spare Parts) | stuk | SER-CP-RFID lezer | SER-CP-RFID lecteur |  | SER-CP-RFID reader
6AGC072189 | SER-CP-Tx4-PCB CPI CCS | Active |  | 540 | 1 | 1 | stuk | Terra Spare Parts | BE42180 | O8 (Spare Parts) | stuk | SER-CP-Tx4-PCB CPI CCS | SER-CP-Tx4-PCB CPI CCS |  | SER-CP-Tx4-PCB CPI CCS
6AGC072190 | SER-CP-15inch display | Active |  | 1740 | 1 | 1 | stuk | Terra Spare Parts | BE42180 | O8 (Spare Parts) | stuk | SER-CP-15inch display | SER-CP-15inch écran |  | SER-CP-15inch display
6AGC072193 | SER-CP-8inch display | Active |  | 755 | 1 | 1 | stuk | Terra Spare Parts | BE42180 | O8 (Spare Parts) | stuk | SER-CP-8inch display | SER-CP-8inch écran |  | SER-CP-8inch display
6AGC072194 | SER-CP-Tx4-PCB CPI CHA | Active |  | 370 | 1 | 1 | stuk | Terra Spare Parts | BE42180 | O8 (Spare Parts) | stuk | SER-CP-Tx4-PCB CPI CHA | SER-CP-Tx4-PCB CPI CHA |  | SER-CP-Tx4-PCB CPI CHA
6AGC072279 | SER Tx3 CE CJG Left door | Active |  | 1380 | 1 | 1 | stuk | Terra Spare Parts | BE42180 | O8 (Spare Parts) | stuk | SER Tx3 CE CJG Linkse deur | SER Tx3 CE CJG Porte gauche |  | SER Tx3 CE CJG Left door
6AGC072311 | SER-CP-Tx4-PCB IMI | Active |  | 200 | 1 | 1 | stuk | Terra Spare Parts | BE42180 | O8 (Spare Parts) | stuk | SER-CP-Tx4-PCB IMI | SER-CP-Tx4-PCB IMI |  | SER-CP-Tx4-PCB IMI
6AGC072314 | SER-CP ELAM-cable CCS1 5m 500A UL H+S | Active |  | 4955 | 1 | 1 | stuk | Terra Spare Parts | BE42180 | O8 (Spare Parts) | stuk | SER-CP ELAM-kabel CCS1 5m 500A UL H+S | SER-CP ELAM-câble CCS1 5m 500A UL H+S |  | SER-CP ELAM-cable CCS1 5m 500A UL H+S
6AGC072322 | SER-CP Gen1-cable CCS2 5m 500A CE H+S | Active |  | 4785 | 1 | 1 | stuk | Terra Spare Parts | BE42180 | O8 (Spare Parts) | stuk | SER-CP Gen1-kabel CCS2 5m 500A CE H+S | SER-CP Get1-câble CCS2 5m 500A CE H+S |  | SER-CP Gen1-cable CCS2 5m 500A CE H+S
6AGC072332 | SER-CP ELAM-cable CHA 5m 200A 600V UL SumPl | Active |  | 5960 | 1 | 1 | stuk | Terra Spare Parts | BE42180 | O8 (Spare Parts) | stuk | SER-CP ELAM-kabel CHA 5m 200A 600V UL SumPl | SER-CP ELAM-câble CHA 5m 200A 600V UL SumPl |  | SER-CP ELAM-cable CHA 5m 200A 600V UL SumPl
6AGC072333 | SER-CP-conn holder CCS1 H+S | Active |  | 110 | 1 | 1 | stuk | Terra Spare Parts | BE42180 | O8 (Spare Parts) | stuk | SER-CP-conn houder CCS1 H+S | SER-CP-support de connexion CCS1 H+S |  | SER-CP-conn holder CCS1 H+S
6AGC072334 | SER-CP-conn holder CCS2 H+S | Active |  | 135 | 1 | 1 | stuk | Terra Spare Parts | BE42180 | O8 (Spare Parts) | stuk | SER-CP-conn houder CCS2 H+S | SER-CP-support de connexion CCS2 H+S |  | SER-CP-conn holder CCS2 H+S
6AGC072353 | SER CP PCB CCB | Active |  | 395 | 1 | 1 | stuk | Terra Spare Parts | BE42180 | O8 (Spare Parts) | stuk | SER CP PCB CCB | SER CP PCB CCB |  | SER CP PCB CCB
6AGC072354 | SER-CP-conn holder CHA 200A Sum | Active |  | 105 | 1 | 1 | stuk | Terra Spare Parts | BE42180 | O8 (Spare Parts) | stuk | SER-CP-conn houder CHA 200A Sum | SER-CP-support de connexion CHA 200A Sum |  | SER-CP-conn holder CHA 200A Sum
6AGC072371 | SER-CP Gen1-100W heater | Active |  | 145 | 1 | 1 | stuk | Terra Spare Parts | BE42180 | O8 (Spare Parts) | stuk | SER-CP Gen1-100W verwarming | SER-CP Get1-100W chauffage |  | SER-CP Gen1-100W heater
6AGC072372 | SER-CP-100W heater | Active |  | 205 | 1 | 1 | stuk | Terra Spare Parts | BE42180 | O8 (Spare Parts) | stuk | SER-CP-100W verwarming | SER-CP-100W chauffage |  | SER-CP-100W heater
6AGC072391 | SER HxC EMC filter board CE | Active |  | 115 | 1 | 1 | stuk | Terra Spare Parts | BE42180 | O8 (Spare Parts) | stuk | SER HxC EMC filter board CE | SER HxC EMC filter board CE |  | SER HxC EMC filter board CE
6AGC072421 | SER Tx3 Right door CJG CE | Active |  | 3290 | 1 | 1 | stuk | Terra Spare Parts | BE42180 | O8 (Spare Parts) | stuk | SER Tx3 Rechtse deur CJG CE | SER Tx3 Porte droite CJG CE |  | SER Tx3 Right door CJG CE
6AGC072422 | SER Tx3 Front door CJG CE | Active |  | 3290 | 1 | 1 | stuk | Terra Spare Parts | BE42180 | O8 (Spare Parts) | stuk | SER Tx3 Voordeur CJG CE | SER Tx3 PORTE AVANT CJG CE |  | SER Tx3 Front door CJG CE
6AGC072437 | SER-CP-3G antenna | Active |  | 50 | 1 | 1 | stuk | Terra Spare Parts | BE42180 | O8 (Spare Parts) | stuk | SER-CP-3G antenne | SER-CP-3G antetna |  | SER-CP-3G antenna
6AGC072438 | SER-CP UL-Nayax reader, spare | Active |  | 1080 | 1 | 1 | stuk | Terra Spare Parts | BE42180 | O8 (Spare Parts) | stuk | SER-CP UL-Nayax lezer, reserve | SER-CP UL-Nayax lecteur, spare |  | SER-CP UL-Nayax reader, spare
6AGC072445 | SER-CP UL-push button | Active |  | 40 | 1 | 1 | stuk | Terra Spare Parts | BE42180 | O8 (Spare Parts) | stuk | SER-CP UL-drukknop | SER-CP UL-push button |  | SER-CP UL-push button
6AGC072449 | SER-CP ELAM-top side green plastic | Active |  | 50 | 1 | 1 | stuk | Terra Spare Parts | BE42180 | O8 (Spare Parts) | stuk | SER-CP ELAM-bovenzijde green kunststof | SER-CP ELAM-top side greet plastic |  | SER-CP ELAM-top side green plastic
6AGC072450 | SER-CP-LED lateral plastic cover | Active |  | 10 | 1 | 1 | stuk | Terra Spare Parts | BE42180 | O8 (Spare Parts) | stuk | SER-CP-LED lateral kunststof deksel | SER-CP-LED lateral plastic couverture |  | SER-CP-LED lateral plastic cover
6AGC072451 | SER-CP-AC surge arrestor | Active |  | 290 | 1 | 1 | stuk | Terra Spare Parts | BE42180 | O8 (Spare Parts) | stuk | SER-CP-AC overspanningsbeveiliging | SER-CP-AC parafoudre |  | SER-CP-AC surge arrestor
6AGC072453 | SER-CP-DC surge arrestor | Active |  | 160 | 1 | 1 | stuk | Terra Spare Parts | BE42180 | O8 (Spare Parts) | stuk | SER-CP-DC overspanningsbeveiliging | SER-CP-DC parafoudre |  | SER-CP-DC surge arrestor
6AGC072458 | SER-CP-DC contactor CHA 350A 1kV K2 | Active |  | 230 | 1 | 1 | stuk | Terra Spare Parts | BE42180 | O8 (Spare Parts) | stuk | SER-CP-DC contactor CHA 350A 1kV K2 | SER-CP-DC contactor CHA 350A 1kV K2 |  | SER-CP-DC contactor CHA 350A 1kV K2
6AGC072459 | SER-CP-DC contactor CHA 350A 1kV K3 | Active |  | 230 | 1 | 1 | stuk | Terra Spare Parts | BE42180 | O8 (Spare Parts) | stuk | SER-CP-DC contactor CHA 350A 1kV K3 | SER-CP-DC contactor CHA 350A 1kV K3 |  | SER-CP-DC contactor CHA 350A 1kV K3
6AGC072460 | SER-CP-DC contactor CHA 600A 1kV K2/K4 | Active |  | 885 | 1 | 1 | stuk | Terra Spare Parts | BE42180 | O8 (Spare Parts) | stuk | SER-CP-DC contactor CHA 600A 1kV K2/K4 | SER-CP-DC contactor CHA 600A 1kV K2/K4 |  | SER-CP-DC contactor CHA 600A 1kV K2/K4
6AGC072462 | SER-CP-DC contactor CHA 600A 1kV K3/K5 | Active |  | 885 | 1 | 1 | stuk | Terra Spare Parts | BE42180 | O8 (Spare Parts) | stuk | SER-CP-DC contactor CHA 600A 1kV K3/K5 | SER-CP-DC contactor CHA 600A 1kV K3/K5 |  | SER-CP-DC contactor CHA 600A 1kV K3/K5
6AGC072478 | SER-CP-LED PCB GPIO | Active |  | 150 | 1 | 1 | stuk | Terra Spare Parts | BE42180 | O8 (Spare Parts) | stuk | SER-CP-LED PCB GPIO | SER-CP-LED PCB GPIO |  | SER-CP-LED PCB GPIO
6AGC072483 | SER-CP-air filter with frame | Active |  | 80 | 1 | 1 | stuk | Terra Spare Parts | BE42180 | O8 (Spare Parts) | stuk | SER-CP-Luchtfilter met frame | SER-CP-Filtre à air avec frame |  | SER-CP-air filter with frame
6AGC072492 | SER HVC ACS PD plug-in-relais -E | Active |  | 65 | 1 | 1 | stuk | Terra Spare Parts | BE42180 | O8 (Spare Parts) | stuk | SER HVC ACS PD plug-in-relais -E | SER HVC ACS PD plug-in-relais -E |  | SER HVC ACS PD plug-in-relais -E
6AGC072493 | SER HVC ACS PD bridgings strand -E | Active |  | 150 | 1 | 1 | stuk | Terra Spare Parts | BE42180 | O8 (Spare Parts) | stuk | SER HVC ACS PD bruggenstreng -E | SER HVC ACS PD bridgings strand -E |  | SER HVC ACS PD bridgings strand -E
6AGC072494 | SER HVC ACS PD connection cable set -E | Active |  | 6045 | 1 | 1 | stuk | Terra Spare Parts | BE42180 | O8 (Spare Parts) | stuk | SER HVC ACS PD verbindingskabel set -E | SER HVC ACS PD connection câble set -E |  | SER HVC ACS PD connection cable set -E
6AGC072495 | SER HVC ACS PD FlatSpring+Plast.Plate -E | Active |  | 205 | 1 | 1 | stuk | Terra Spare Parts | BE42180 | O8 (Spare Parts) | stuk | SER HVC ACS PD FlatSpring+Plast.plaat -E | SER HVC ACS PD FlatSpring+Plast.Plate -E |  | SER HVC ACS PD FlatSpring+Plast.Plate -E
6AGC072496 | SER PANTO STEMMAN CHAIN STRAND COMPLETE | Active |  | 4570 | 1 | 1 | stuk | Terra Spare Parts | BE42180 | O8 (Spare Parts) | stuk | SER PANTO STEMMAN CHAIN STRen COMPLETE | SER PANTO STEMMAN CHAIN STRAND COMPLETE |  | SER PANTO STEMMAN CHAIN STRAND COMPLETE
6AGC072497 | SER HVC ACS PD Contact rail -E | Active |  | 345 | 1 | 1 | stuk | Terra Spare Parts | BE42180 | O8 (Spare Parts) | stuk | SER HVC ACS PD Contactrail -E | SER HVC ACS PD Contact rail -E |  | SER HVC ACS PD Contact rail -E
6AGC072506 | SER-CP-powersupply 24V 40A 960W | Active |  | 430 | 1 | 1 | stuk | Terra Spare Parts | BE42180 | O8 (Spare Parts) | stuk | SER-CP-powersupply 24V 40A 960W | SER-CP-powersupply 24V 40A 960W |  | SER-CP-powersupply 24V 40A 960W
6AGC072508 | SER-CP-IMI plastic cover | Active |  | 25 | 1 | 1 | stuk | Terra Spare Parts | BE42180 | O8 (Spare Parts) | stuk | SER-CP-IMI kunststof deksel | SER-CP-IMI plastic couverture |  | SER-CP-IMI plastic cover
6AGC072510 | SER-CP-RCD class A 4P 30mA | Active |  | 140 | 1 | 1 | stuk | Terra Spare Parts | BE42180 | O8 (Spare Parts) | stuk | SER-CP-RCD class A 4P 30mA | SER-CP-RCD class A 4P 30mA |  | SER-CP-RCD class A 4P 30mA
6AGC072712 | SER-Terra-conn holder CHA UL Sum pl | Active |  | 170 | 1 | 1 | stuk | Terra Spare Parts | BE42180 | O8 (Spare Parts) | stuk | SER-Terra-conn houder CHA UL Sum pl | SER-Terra-support de connexion CHA UL Sum pl |  | SER-Terra-conn holder CHA UL Sum pl
6AGC072713 | SER-Terra-conn holder CCS2 CE PxC | Active |  | 165 | 1 | 1 | stuk | Terra Spare Parts | BE42180 | O8 (Spare Parts) | stuk | SER-Terra-conn houder CCS2 CE PxC | SER-Terra-support de connexion CCS2 CE PxC |  | SER-Terra-conn holder CCS2 CE PxC
6AGC072714 | SER-Terra-conn holder T2 22kW PxC ITT | Active |  | 205 | 1 | 1 | stuk | Terra Spare Parts | BE42180 | O8 (Spare Parts) | stuk | SER-Terra-conn houder T2 22kW PxC ITT | SER-Terra-support de connexion T2 22kW PxC ITT |  | SER-Terra-conn holder T2 22kW PxC ITT
6AGC072715 | SER-Terra-conn holder CCS1 PxC Rema | Active |  | 160 | 1 | 1 | stuk | Terra Spare Parts | BE42180 | O8 (Spare Parts) | stuk | SER-Terra-conn houder CCS1 PxC Rema | SER-Terra-support de connexion CCS1 PxC Rema |  | SER-Terra-conn holder CCS1 PxC Rema
6AGC072716 | SER-Terra-conn holder CHA CE JAE | Active |  | 160 | 1 | 1 | stuk | Terra Spare Parts | BE42180 | O8 (Spare Parts) | stuk | SER-Terra-conn houder CHA CE JAE | SER-Terra-support de connexion CHA CE JAE |  | SER-Terra-conn holder CHA CE JAE
6AGC072717 | SER-Terra-conn holder CHA UL JAE | Active |  | 140 | 1 | 1 | stuk | Terra Spare Parts | BE42180 | O8 (Spare Parts) | stuk | SER-Terra-conn houder CHA UL JAE | SER-Terra-support de connexion CHA UL JAE |  | SER-Terra-conn holder CHA UL JAE
6AGC072725 | SER-CP-LED strips RGB lateral white top | Active |  | 380 | 1 | 1 | stuk | Terra Spare Parts | BE42180 | O8 (Spare Parts) | stuk | SER-CP-LED strips RGB laterale witte top | SER-CP-LED strips RGB lateral BLANC top |  | SER-CP-LED strips RGB lateral white top
6AGC072732 | SER-CP ELAM-plastic plate for pay.term. | Active |  | 50 | 1 | 1 | stuk | Terra Spare Parts | BE42180 | O8 (Spare Parts) | stuk | SER-CP ELAM-kunststof plaat voor pay.term. | SER-CP ELAM-plastic plate pour pay.term. |  | SER-CP ELAM-plastic plate for pay.term.
6AGC072739 | SER-CP ELAM-plastic cover RFID hole | Active |  | 50 | 1 | 1 | stuk | Terra Spare Parts | BE42180 | O8 (Spare Parts) | stuk | SER-CP ELAM-kunststof deksel RFID hole | SER-CP ELAM-plastic couverture RFID hole |  | SER-CP ELAM-plastic cover RFID hole
6AGC072740 | SER-CP-conn holder universal raincap | Active |  | 10 | 1 | 1 | stuk | Terra Spare Parts | BE42180 | O8 (Spare Parts) | stuk | SER-CP-conn houder universal regenkap | SER-CP-support de connexion universal chapeau de pluie |  | SER-CP-conn holder universal raincap
6AGC072741 | SER-CP-adapter PCB for 15inch display | Active |  | 200 | 1 | 1 | stuk | Terra Spare Parts | BE42180 | O8 (Spare Parts) | stuk | SER-CP-adapter PCB voor 15inch display | SER-CP-adapter PCB pour 15inch écran |  | SER-CP-adapter PCB for 15inch display
6AGC072742 | SER-CP-overcurrent protect. CHA 200A | Active |  | 135 | 1 | 1 | stuk | Terra Spare Parts | BE42180 | O8 (Spare Parts) | stuk | SER-CP-overstroombeveiligingCHA 200A | SER-CP-overcurrett protect. CHA 200A |  | SER-CP-overcurrent protect. CHA 200A
6AGC072743 | SER-CP-overcurrent protect. CHA 125A | Active |  | 130 | 1 | 1 | stuk | Terra Spare Parts | BE42180 | O8 (Spare Parts) | stuk | SER-CP-overstroombeveiligingCHA 125A | SER-CP-overcurrett protect. CHA 125A |  | SER-CP-overcurrent protect. CHA 125A
6AGC072747 | SER-CP-protection panel for CPI and IMI | Active |  | 50 | 1 | 1 | stuk | Terra Spare Parts | BE42180 | O8 (Spare Parts) | stuk | SER-CP-bescherming panel voor CPI en IMI | SER-CP-protection panel pour CPI and IMI |  | SER-CP-protection panel for CPI and IMI
6AGC072748 | SUBASS,ELECTRONIC;KIT HARNESS FOR CHARGE | Active |  | 4770 | 1 | 1 | stuk | Terra Spare Parts | BE42180 | O8 (Spare Parts) | stuk | SUBASS,ELECTRONIC;KIT HARNESS voor CHARGE | SUBASS,ELECTRONIC;KIT HARNESS pour CHARGE |  | SUBASS,ELECTRONIC;KIT HARNESS FOR CHARGE
6AGC072765 | SER HxC label caution HighVoltage CE+UL | Active |  | 50 | 1 | 1 | stuk | Terra Spare Parts | BE42180 | O8 (Spare Parts) | stuk | SER HxC label caution HighVoltage CE+UL | SER HxC label caution HighVoltage CE+UL |  | SER HxC label caution HighVoltage CE+UL
6AGC072768 | SER HxC cable ties+edge protection CE+UL | Active |  | 35 | 1 | 1 | stuk | Terra Spare Parts | BE42180 | O8 (Spare Parts) | stuk | SER HxC kabel ties+edge bescherming CE+UL | SER HxC câble ties+edge protection CE+UL |  | SER HxC cable ties+edge protection CE+UL
6AGC072769 | SER HxC MCB 2A 270VAC 3-pole UL | Active |  | 165 | 1 | 1 | stuk | Terra Spare Parts | BE42180 | O8 (Spare Parts) | stuk | SER HxC MCB 2A 270VAC 3-pool UL | SER HxC MCB 2A 270VAC 3-pole UL |  | SER HxC MCB 2A 270VAC 3-pole UL
6AGC072770 | SER HxC trafo protection cover CE+UL | Active |  | 175 | 1 | 1 | stuk | Terra Spare Parts | BE42180 | O8 (Spare Parts) | stuk | SER HxC trafo bescherming deksel CE+UL | SER HxC trafo protection couverture CE+UL |  | SER HxC trafo protection cover CE+UL
6AGC072771 | SER HxC input fuse protection kit CE+UL | Active |  | 90 | 1 | 1 | stuk | Terra Spare Parts | BE42180 | O8 (Spare Parts) | stuk | SER HxC input ZEKERING bescherming kit CE+UL | SER HxC input FUSIBLE protection kit CE+UL |  | SER HxC input fuse protection kit CE+UL
6AGC072801 | SPARE; CP; CHILLER ASSY 2 CIRCUITS SMALL CONDENSER 23878 | Active |  | 10210 | 1 | 1 | stuk | Terra Spare Parts | BE42180 | O8 (Spare Parts) | stuk | reserve; CP; CHILLER ASSY 2 CIRCUITS SMALL CONDENSER 23878 | SPARE; CP; CHILLER ASSY 2 CIRCUITS SMALL CONDetSER 23878 |  | SPARE; CP; CHILLER ASSY 2 CIRCUITS SMALL CONDENSER 23878
6AGC072804 | SER-CP Gen1-emergency button kit | Active |  | 80 | 1 | 1 | stuk | Terra Spare Parts | BE42180 | O8 (Spare Parts) | stuk | SER-CP Gen1-noodknop kit | SER-CP Get1-emergetcy button kit |  | SER-CP Gen1-emergency button kit
6AGC072806 | SER-CP ELAM-top side LED kit | Active |  | 470 | 1 | 1 | stuk | Terra Spare Parts | BE42180 | O8 (Spare Parts) | stuk | SER-CP ELAM-bovenzijde LED kit | SER-CP ELAM-top side LED kit |  | SER-CP ELAM-top side LED kit
6AGC072808 | SER-CP-fan mounting kit | Active |  | 40 | 1 | 1 | stuk | Terra Spare Parts | BE42180 | O8 (Spare Parts) | stuk | SER-CP-ventilator mounting kit | SER-CP-Ventilateur mounting kit |  | SER-CP-fan mounting kit
6AGC072811 | SER-CP-front door lock kit | Active |  | 95 | 1 | 1 | stuk | Terra Spare Parts | BE42180 | O8 (Spare Parts) | stuk | SER-CP-Voordeur lock kit | SER-CP-PORTE AVANT lock kit |  | SER-CP-front door lock kit
6AGC072818 | SER-CP-door sensor kit | Active |  | 30 | 1 | 1 | stuk | Terra Spare Parts | BE42180 | O8 (Spare Parts) | stuk | SER-CP-deur sensor kit | SER-CP-door setsor kit |  | SER-CP-door sensor kit
6AGC072828 | SER-CP-base frame front cover | Active |  | 135 | 1 | 1 | stuk | Terra Spare Parts | BE42180 | O8 (Spare Parts) | stuk | SER-CP-base frame Deksel aan de voorzijde | SER-CP-base frame Couverture avant |  | SER-CP-base frame front cover
6AGC072870 | Payment Kit Tx4 CCV-BSP-CE | Active |  | 1609 | 1 | 1 | stuk | Terra 94 - 184 | BE42180 | O9 (Fast Charger Access.) | stuk | Betaalkit Tx4 CCV-BSP-CE | Paymett Kit Tx4 CCV-BSP-CE |  | Payment Kit Tx4 CCV-BSP-CE | B106020960 | 4.54
6AGC072970 | CSS PTK Txx4 CCV CP CE | Active |  | 1609 | 1 | 1 | stuk | Terra 94 - 184 | BE42180 | O9 (Fast Charger Access.) | stuk | CSS PTK Txx4 CCV CP CE | CSS PTK Txx4 CCV CP CE |  | CSS PTK Txx4 CCV CP CE | B106020960 | 4.54
6AGC073032 | CP GEN1; FUSE KIT | Active |  | 25 | 1 | 1 | stuk | Terra Spare Parts | BE42180 | O8 (Spare Parts) | stuk | CP GEN1; ZEKERING KIT | CP Get1; FUSIBLE KIT |  | CP GEN1; FUSE KIT
6AGC073035 | SER CP fuse kit | Active |  | 20 | 1 | 1 | stuk | Terra Spare Parts | BE42180 | O8 (Spare Parts) | stuk | SER CP ZEKERING kit | SER CP FUSIBLE kit |  | SER CP fuse kit
6AGC073036 | SER-CP Gen1-cable CCS2 5m 200A 1kV CE PxC | Active |  | 1995 | 1 | 1 | stuk | Terra Spare Parts | BE42180 | O8 (Spare Parts) | stuk | SER-CP Gen1-kabel CCS2 5m 200A 1kV CE PxC | SER-CP Get1-câble CCS2 5m 200A 1kV CE PxC |  | SER-CP Gen1-cable CCS2 5m 200A 1kV CE PxC
6AGC073037 | SER-CP-Ethernet switch | Active |  | 185 | 1 | 1 | stuk | Terra Spare Parts | BE42180 | O8 (Spare Parts) | stuk | SER-CP-Ethernet switch | SER-CP-Ethernet switch |  | SER-CP-Ethernet switch
6AGC073038 | SER-CP-gasket kit | Active |  | 140 | 1 | 1 | stuk | Terra Spare Parts | BE42180 | O8 (Spare Parts) | stuk | SER-CP-gasket kit | SER-CP-gasket kit |  | SER-CP-gasket kit
6AGC073041 | SER-CP Gen1-gasket kit | Active |  | 610 | 1 | 1 | stuk | Terra Spare Parts | BE42180 | O8 (Spare Parts) | stuk | SER-CP Gen1-gasket kit | SER-CP Get1-gasket kit |  | SER-CP Gen1-gasket kit
6AGC073155 | SER-Terra-conn holder gen weldment | Active |  | 95 | 1 | 1 | stuk | Terra Spare Parts | BE42180 | O8 (Spare Parts) | stuk | SER-Terra-conn houder gen weldment | SER-Terra-support de connexion get weldmett |  | SER-Terra-conn holder gen weldment
6AGC073157 | SER Tx4 conn holder gen weldment CE+UL | Active |  | 95 | 1 | 1 | stuk | Terra Spare Parts | BE42180 | O8 (Spare Parts) | stuk | SER Tx4 conn houder gen weldment CE+UL | SER Tx4 support de connexion get weldmett CE+UL |  | SER Tx4 conn holder gen weldment CE+UL
6AGC073241 | SPARE;HXC; POWER MODULE REWORK FOR EMC | Active |  | 45 | 1 | 1 | stuk | Terra Spare Parts | BE42180 | O8 (Spare Parts) | stuk | reserve;HXC; POWER MODULE herbewerking voor EMC | SPARE;HXC; module de puissance REWORK pour EMC |  | SPARE;HXC; POWER MODULE REWORK FOR EMC
6AGC073324 | SER THP CP ELAM Set of labels | Active |  | 90 | 1 | 1 | stuk | Terra Spare Parts | BE42180 | O8 (Spare Parts) | stuk | SER THP CP ELAM Set of labels | SER THP CP ELAM Set de labels |  | SER THP CP ELAM Set of labels
6AGC073415 | SER Tx3 Tx4 conn holder gen weldment UL | Active |  | 125 | 1 | 1 | stuk | Terra Spare Parts | BE42180 | O8 (Spare Parts) | stuk | SER Tx3 Tx4 conn houder gen weldment UL | SER Tx3 Tx4 support de connexion get weldmett UL |  | SER Tx3 Tx4 conn holder gen weldment UL
6AGC073717 | SER Tx4HV CCS DC Fuse 200A 1000V CE+UL | Active |  | 75 | 1 | 1 | stuk | Terra Spare Parts | BE42180 | O8 (Spare Parts) | stuk | SER Tx4HV CCS DC ZEKERING 200A 1000V CE+UL | SER Tx4HV CCS DC FUSIBLE 200A 1000V CE+UL |  | SER Tx4HV CCS DC Fuse 200A 1000V CE+UL
6AGC073734 | SER-HxC UL-PM breaker kit 3pol 125A 600V | Active |  | 240 | 1 | 1 | stuk | Terra Spare Parts | BE42180 | O8 (Spare Parts) | stuk | SER-HxC UL-PM breaker kit 3pol 125A 600V | SER-HxC UL-PM breaker kit 3pol 125A 600V |  | SER-HxC UL-PM breaker kit 3pol 125A 600V
6AGC073735 | SER-HxC UL-PM breaker cable harness | Active |  | 50 | 1 | 1 | stuk | Terra Spare Parts | BE42180 | O8 (Spare Parts) | stuk | SER-HxC UL-PM breaker kabelboom | SER-HxC UL-PM breaker câble harness |  | SER-HxC UL-PM breaker cable harness
6AGC073787 | SER Txx4 cable CCS1 4.5m 150A 600V UL | Active |  | 1765 | 1 | 1 | stuk | Terra Spare Parts | BE42180 | O8 (Spare Parts) | stuk | SER Txx4 kabel CCS1 4.5m 150A 600V UL | SER Txx4 câble CCS1 4.5m 150A 600V UL |  | SER Txx4 cable CCS1 4.5m 150A 600V UL
6AGC073894 | SER Txx4 cable CCS1 5.5m 150A 600V UL | Active |  | 1950 | 1 | 1 | stuk | Terra Spare Parts | BE42180 | O8 (Spare Parts) | stuk | SER Txx4 kabel CCS1 5.5m 150A 600V UL | SER Txx4 câble CCS1 5.5m 150A 600V UL |  | SER Txx4 cable CCS1 5.5m 150A 600V UL
6AGC073895 | SER Txx4 cable CCS1 6.5m 150A 1000V UL | Active |  | 2165 | 1 | 1 | stuk | Terra Spare Parts | BE42180 | O8 (Spare Parts) | stuk | SER Txx4 kabel CCS1 6.5m 150A 1000V UL | SER Txx4 câble CCS1 6.5m 150A 1000V UL |  | SER Txx4 cable CCS1 6.5m 150A 1000V UL
6AGC073976 | SER-CP-Tx3-Tx4-door swing handle | Active |  | 70 | 1 | 1 | stuk | Terra Spare Parts | BE42180 | O8 (Spare Parts) | stuk | SER-CP-Tx3-Tx4-deurzwenkgreep | SER-CP-Tx3-Tx4-poignée pivotante de porte |  | SER-CP-Tx3-Tx4-door swing handle
6AGC073977 | SER-CP Gen1-front door lock latch | Active |  | 25 | 1 | 1 | stuk | Terra Spare Parts | BE42180 | O8 (Spare Parts) | stuk | SER-CP Gen1-Voordeur lock latch | SER-CP Get1-PORTE AVANT lock latch |  | SER-CP Gen1-front door lock latch
6AGC074072 | SER Tx3 Downgrade kit CHAdeMO removal | Active |  | 70 | 1 | 1 | stuk | Terra Spare Parts | BE42180 | O8 (Spare Parts) | stuk | SER Tx3 Downgrade kit CHAdeMO verwijdering | SER Tx3 Downgrade kit CHAdeMO removal |  | SER Tx3 Downgrade kit CHAdeMO removal
6AGC074119 | SER-Tx4-conn holder CHA Sum metal | Active |  | 245 | 1 | 1 | stuk | Terra Spare Parts | BE42180 | O8 (Spare Parts) | stuk | SER-Tx4-conn houder CHA Sum metal | SER-Tx4-support de connexion CHA Sum avecal |  | SER-Tx4-conn holder CHA Sum metal
6AGC074120 | SER-Terra-conn holder T2 CE 43kW Ray | Active |  | 210 | 1 | 1 | stuk | Terra Spare Parts | BE42180 | O8 (Spare Parts) | stuk | SER-Terra-conn houder T2 CE 43kW Ray | SER-Terra-support de connexion T2 CE 43kW Ray |  | SER-Terra-conn holder T2 CE 43kW Ray
6AGC074440 | SER-CP-coolant tank PT1000 sensor kit | Active |  | 45 | 1 | 1 | stuk | Terra Spare Parts | BE42180 | O8 (Spare Parts) | stuk | SER-CP-coolant tank PT1000 sensor kit | SER-CP-coolant tank PT1000 setsor kit |  | SER-CP-coolant tank PT1000 sensor kit
6AGC074485 | SER-SER TILT THP CP GEN I | Active |  | 865 | 1 | 1 | stuk | Terra Spare Parts | BE42180 | O8 (Spare Parts) | stuk | SER-SER TILT THP CP GEN I | SER-SER TILT THP CP Get I |  | SER-SER TILT THP CP GEN I
6AGC074531 | SER-Terra-cable CHA 4.5m 125A 500V UL JAE | Active |  | 1875 | 1 | 1 | stuk | Terra Spare Parts | BE42180 | O8 (Spare Parts) | stuk | SER-Terra-kabel CHA 4.5m 125A 500V UL JAE | SER-Terra-câble CHA 4.5m 125A 500V UL JAE |  | SER-Terra-cable CHA 4.5m 125A 500V UL JAE
6AGC074660 | SER-CP Gen1-conn holder sensor upgr kit | Active |  | 695 | 1 | 1 | stuk | Terra Spare Parts | BE42180 | O8 (Spare Parts) | stuk | SER-CP Gen1-conn houder sensor upgr kit | SER-CP Get1-support de connexion setsor upgr kit |  | SER-CP Gen1-conn holder sensor upgr kit
6AGC074817 | SER-TWB-air filter inlet | Active |  | 75 | 1 | 1 | stuk | Terra Spare Parts | BE42180 | O8 (Spare Parts) | stuk | SER-TWB-luchtfilter inlet | SER-TWB-Filtre à air inlet |  | SER-TWB-air filter inlet
6AGC074819 | SER-TWB-air filter outlet top | Active |  | 55 | 1 | 1 | stuk | Terra Spare Parts | BE42180 | O8 (Spare Parts) | stuk | SER-TWB-luchtfilter stopcontact top | SER-TWB-Filtre à air sortie top |  | SER-TWB-air filter outlet top
6AGC074825 | SER-TWB-AC input PCB fuses | Active |  | 65 | 1 | 1 | stuk | Terra Spare Parts | BE42180 | O8 (Spare Parts) | stuk | SER-TWB-AC input PCB ZEKERINGs | SER-TWB-AC input PCB FUSIBLEs |  | SER-TWB-AC input PCB fuses
6AGC074828 | SER TWB powersupply aux | Active |  | 535 | 1 | 1 | stuk | Terra Spare Parts | BE42180 | O8 (Spare Parts) | stuk | SER TWB powersupply aux | SER TWB powersupply aux |  | SER TWB powersupply aux
6AGC074829 | SER-TWB-assy internal fans | Active |  | 145 | 1 | 1 | stuk | Terra Spare Parts | BE42180 | O8 (Spare Parts) | stuk | SER-TWB-assy internal ventilators | SER-TWB-assy internal Ventilateurs |  | SER-TWB-assy internal fans
6AGC074830 | SER-TWB-RFID reader | Active |  | 445 | 1 | 1 | stuk | Terra Spare Parts | BE42180 | O8 (Spare Parts) | stuk | SER-TWB-RFID lezer | SER-TWB-RFID lecteur |  | SER-TWB-RFID reader
6AGC074836 | SER-TWB-cover ABB branded | Active |  | 265 | 1 | 1 | stuk | Terra Spare Parts | BE42180 | O8 (Spare Parts) | stuk | SER-TWB-deksel ABB brened | SER-TWB-couverture ABB branded |  | SER-TWB-cover ABB branded
6AGC074934 | SER-CP-cable-coolant-CP3-002 | Active |  | 365 | 1 | 1 | stuk | Terra Spare Parts | BE42180 | O8 (Spare Parts) | stuk | SER-CP-kabel-coolant-CP3-002 | SER-CP-câble-coolant-CP3-002 |  | SER-CP-cable-coolant-CP3-002
6AGC075094 | SPARE; CP GEN1; UPGRADE KIT OVER CURRENT PROTECTION BOARD 125A DX | Active |  | 145 | 1 | 1 | stuk | Terra Spare Parts | BE42180 | O8 (Spare Parts) | stuk | reserve; CP GEN1; UPGRADE KIT OVER CURRENT bescherming BOARD 125A DX | SPARE; CP Get1; UPGRADE KIT OVER CURRetT PROTECTION BOARD 125A DX |  | SPARE; CP GEN1; UPGRADE KIT OVER CURRENT PROTECTION BOARD 125A DX
6AGC075103 | SPARE; CP GEN1; UPGRADE KIT OVER CURRENT PROTECTION BOARD 200A DX | Active |  | 145 | 1 | 1 | stuk | Terra Spare Parts | BE42180 | O8 (Spare Parts) | stuk | reserve; CP GEN1; UPGRADE KIT OVER CURRENT bescherming BOARD 200A DX | SPARE; CP Get1; UPGRADE KIT OVER CURRetT PROTECTION BOARD 200A DX |  | SPARE; CP GEN1; UPGRADE KIT OVER CURRENT PROTECTION BOARD 200A DX
6AGC075104 | SPARE; CP GEN1; UPGRADE KIT OVER CURRENT PROTECTION BOARD 200A SX | Active |  | 150 | 1 | 1 | stuk | Terra Spare Parts | BE42180 | O8 (Spare Parts) | stuk | reserve; CP GEN1; UPGRADE KIT OVER CURRENT bescherming BOARD 200A SX | SPARE; CP Get1; UPGRADE KIT OVER CURRetT PROTECTION BOARD 200A SX |  | SPARE; CP GEN1; UPGRADE KIT OVER CURRENT PROTECTION BOARD 200A SX
6AGC075107 | SER CP 3A fuse for CPI sense | Active |  | 35 | 1 | 1 | stuk | Terra Spare Parts | BE42180 | O8 (Spare Parts) | stuk | SER CP 3A ZEKERING voor CPI sense | SER CP 3A FUSIBLE pour CPI setse |  | SER CP 3A fuse for CPI sense
6AGC075108 | UPGRADE; CP GEN1; FAN HEATHER AND TRANSFORMER CHARGE KIT | Active |  | 160 | 1 | 1 | stuk | Terra Spare Parts | BE42180 | O8 (Spare Parts) | stuk | UPGRADE; CP GEN1; ventilator HEATHER en TRANSvoorMER CHARGE KIT | UPGRADE; CP Get1; Ventilateur HEATHER AND TRANSpourMER CHARGE KIT |  | UPGRADE; CP GEN1; FAN HEATHER AND TRANSFORMER CHARGE KIT
6AGC075109 | SPARE;CP GEN1;UPGRADE KIT WIRING HARNESS BOARD | Active |  | 85 | 1 | 1 | stuk | Terra Spare Parts | BE42180 | O8 (Spare Parts) | stuk | reserve;CP GEN1;UPGRADE KIT KABELBOOM BOARD | SPARE;CP Get1;UPGRADE KIT HARNAIS DE CÂBLAGE BOARD |  | SPARE;CP GEN1;UPGRADE KIT WIRING HARNESS BOARD
6AGC075560 | SPARE CP GEN1 UPGRADE CLAMP 125A KIT | Active |  | 30 | 1 | 1 | stuk | Terra Spare Parts | BE42180 | O8 (Spare Parts) | stuk | reserve CP GEN1 UPGRADE CLAMP 125A KIT | SPARE CP Get1 UPGRADE CLAMP 125A KIT |  | SPARE CP GEN1 UPGRADE CLAMP 125A KIT
6AGC075563 | SPARE CP GEN1 UPGRADE CLAMP 200A KIT | Active |  | 45 | 1 | 1 | stuk | Terra Spare Parts | BE42180 | O8 (Spare Parts) | stuk | reserve CP GEN1 UPGRADE CLAMP 200A KIT | SPARE CP Get1 UPGRADE CLAMP 200A KIT |  | SPARE CP GEN1 UPGRADE CLAMP 200A KIT
6AGC075564 | SPARE;CP GEN1;UPGRADE KIT BRAKET RENEWAL 125A | Active |  | 320 | 1 | 1 | stuk | Terra Spare Parts | BE42180 | O8 (Spare Parts) | stuk | reserve;CP GEN1;UPGRADE KIT BRAKET RENEWAL 125A | SPARE;CP Get1;UPGRADE KIT BRAKET RetEWAL 125A |  | SPARE;CP GEN1;UPGRADE KIT BRAKET RENEWAL 125A
6AGC075734 | SER-CP-chiller-2way, large cond. 23878-3 | Active |  | 10685 | 1 | 1 | stuk | Terra Spare Parts | BE42180 | O8 (Spare Parts) | stuk | SER-CP-chiller-2way, large cond. 23878-3 | SER-CP-chiller-2way, large cond. 23878-3 |  | SER-CP-chiller-2way, large cond. 23878-3
6AGC075745 | SER-HxC-front door handle latch | Active |  | 225 | 1 | 1 | stuk | Terra Spare Parts | BE42180 | O8 (Spare Parts) | stuk | SER-HxC-Voordeur henle latch | SER-HxC-PORTE AVANT handle latch |  | SER-HxC-front door handle latch
6AGC075796 | SER HxC door raincatcher + filter CE+UL | Active |  | 540 | 1 | 1 | stuk | Terra Spare Parts | BE42180 | O8 (Spare Parts) | stuk | SER HxC deur regenvanger + filter CE+UL | SER HxC door capteur de pluie + filter CE+UL |  | SER HxC door raincatcher + filter CE+UL
6AGC075806 | SER-CP-chiller-1way, large cond. 23605-3 | Active |  | 9500 | 1 | 1 | stuk | Terra Spare Parts | BE42180 | O8 (Spare Parts) | stuk | SER-CP-chiller-1way, large cond. 23605-3 | SER-CP-chiller-1way, large cond. 23605-3 |  | SER-CP-chiller-1way, large cond. 23605-3
6AGC075879 | SPARE;CP;CHILLER ASSY 1 CIRCUIT LARGE CONDENSER CHILLER 23605-3 + MOUNTING BRAKET | Active |  | 8325 | 1 | 1 | stuk | Terra Spare Parts | BE42180 | O8 (Spare Parts) | stuk | reserve;CP;CHILLER ASSY 1 CIRCUIT LARGE CONDENSER CHILLER 23605-3 + MOUNTING BRAKET | SPARE;CP;CHILLER ASSY 1 CIRCUIT LARGE CONDetSER CHILLER 23605-3 + MOUNTING BRAKET |  | SPARE;CP;CHILLER ASSY 1 CIRCUIT LARGE CONDENSER CHILLER 23605-3 + MOUNTING BRAKET
6AGC075880 | SPARE;CP;CHILLER ASSY 2 CIRCUIT LARGE CONDENSER CHILLER 23878-3 + MOUNTING BRAKET | Active |  | 9380 | 1 | 1 | stuk | Terra Spare Parts | BE42180 | O8 (Spare Parts) | stuk | reserve;CP;CHILLER ASSY 2 CIRCUIT LARGE CONDENSER CHILLER 23878-3 + MOUNTING BRAKET | SPARE;CP;CHILLER ASSY 2 CIRCUIT LARGE CONDetSER CHILLER 23878-3 + MOUNTING BRAKET |  | SPARE;CP;CHILLER ASSY 2 CIRCUIT LARGE CONDENSER CHILLER 23878-3 + MOUNTING BRAKET
6AGC076215 | SER HxC power cabinet rework kit CE | Active |  | 255 | 1 | 1 | stuk | Terra Spare Parts | BE42180 | O8 (Spare Parts) | stuk | SER HxC Elektriciteitskast herbewerking kit CE | SER HxC power cabinet rework kit CE |  | SER HxC power cabinet rework kit CE
6AGC076541 | SER HVC DCB power supply 24V 120W CE+UL | Active |  | 335 | 1 | 1 | stuk | Terra Spare Parts | BE42180 | O8 (Spare Parts) | stuk | SER HVC DCB voeding 24V 120W CE+UL | SER HVC DCB power supply 24V 120W CE+UL |  | SER HVC DCB power supply 24V 120W CE+UL
6AGC076568 | Terra CE 54 HV CJ 0-7M-0-0 | Active | 8719874450805 | 29348 | 1 | 1 | stuk | Terra 54 | BE42180 | O5 (Terra 54) | stuk | Terra multistenard DC laadstation 54HV CJ CE | Terra multistandard DC station de recharge 54HV CJ CE |  | Terra multistandard DC charging station 54HV CJ CE | B106020960 | 4.54
6AGC076601 | TWB Ext.Con.Hol. J | Active | 8719874450751 | 438 | 1 | 1 | stuk | Terra DC Wallbox | BE42180 | O4 (Terra DC Accessories) | stuk | Terra DC Wallbox externe connector houder voor CHAdeMO | Terra DC Wallbox support de connecteur externe pour CHAdeMO |  | Terra DC Wallbox externe connector houder voor CHAdeMO |  | 5.5.3
6AGC076603 | TWB Ext.Con.Hol. CCS2 | Active | 8719874450768 | 438 | 1 | 1 | stuk | Terra DC Wallbox | BE42180 | O4 (Terra DC Accessories) | stuk | Terra DC Wallbox externe connector houder voor CCS2 | Terra DC Wallbox support de connecteur externe pour CCS2 |  | Terra DC Wallbox externe connector houder voor CCS2 |  | 5.5.3
6AGC076604 | TWB ExtConHol CCS1 | Active | 8719874450775 | 380 | 1 | 1 | stuk | Terra Spare Parts | BE42180 | O8 (Spare Parts) | stuk | TWB ExtConHol CCS1 | TWB ExtConHol CCS1 |  | TWB ExtConHol CCS1
6AGC076627 | SER TWB SPD connection module | Active |  | 15 | 1 | 1 | stuk | Terra Spare Parts | BE42180 | O8 (Spare Parts) | stuk | SER TWB SPD aansluitmodule | SER TWB SPD module de connexion |  | SER TWB SPD connection module
6AGC076677 | SER HVC ACS PD SpindleMotorDrive+belt -E | Active |  | 435 | 1 | 1 | stuk | Terra Spare Parts | BE42180 | O8 (Spare Parts) | stuk | SER HVC ACS PD SpindleMotorDrive+belt -E | SER HVC ACS PD SpindleMotorDrive+belt -E |  | SER HVC ACS PD SpindleMotorDrive+belt -E
6AGC076678 | SER HVC ACS PD Electric motor -E | Active |  | 3015 | 1 | 1 | stuk | Terra Spare Parts | BE42180 | O8 (Spare Parts) | stuk | SER HVC ACS PD Elektrische motor -E | SER HVC ACS PD Moteur électrique -E |  | SER HVC ACS PD Electric motor -E
6AGC076684 | SPARE;CP GEN1;UPGRADE KIT DC CONTACTOR COOLING FAN | Active |  | 135 | 1 | 1 | stuk | Terra Spare Parts | BE42180 | O8 (Spare Parts) | stuk | reserve;CP GEN1;UPGRADE KIT DC CONTACTOR COOLING ventilator | SPARE;CP Get1;UPGRADE KIT DC CONTACTOR COOLING Ventilateur |  | SPARE;CP GEN1;UPGRADE KIT DC CONTACTOR COOLING FAN
6AGC076686 | SPARE;CP GEN1;UPGRADE KIT ELECTRICAL INSULATOR FOR IMI BOARD | Active |  | 60 | 1 | 1 | stuk | Terra Spare Parts | BE42180 | O8 (Spare Parts) | stuk | reserve;CP GEN1;UPGRADE KIT ELECTRICAL INSULATOR voor IMI BOARD | SPARE;CP Get1;UPGRADE KIT ELECTRICAL INSULATOR pour IMI BOARD |  | SPARE;CP GEN1;UPGRADE KIT ELECTRICAL INSULATOR FOR IMI BOARD
6AGC076696 | SPARE;CP;UPGRADE KIT FERRITE CORE FOR CAN CABLE | Active |  | 20 | 1 | 1 | stuk | Terra Spare Parts | BE42180 | O8 (Spare Parts) | stuk | reserve;CP;UPGRADE KIT FERRITE CORE voor CAN kabel | SPARE;CP;UPGRADE KIT FERRITE CORE pour CAN câble |  | SPARE;CP;UPGRADE KIT FERRITE CORE FOR CAN CABLE
6AGC076697 | SPARE;CP GEN1;UPGRADE KIT FRONT DOOR GASKET | Active |  | 75 | 1 | 1 | stuk | Terra Spare Parts | BE42180 | O8 (Spare Parts) | stuk | reserve;CP GEN1;UPGRADE KIT Voordeur GASKET | SPARE;CP Get1;UPGRADE KIT PORTE AVANT GASKET |  | SPARE;CP GEN1;UPGRADE KIT FRONT DOOR GASKET
6AGC076804 | SPARE;CP GEN2;UPGRADE KIT FOR CABLE TERM | Active |  | 35 | 1 | 1 | stuk | Terra Spare Parts | BE42180 | O8 (Spare Parts) | stuk | reserve;CP GEN2;UPGRADE KIT voor kabel TERM | SPARE;CP Get2;UPGRADE KIT pour câble TERM |  | SPARE;CP GEN2;UPGRADE KIT FOR CABLE TERM
6AGC076835 | Terra CE 54 HV CG 0-7M-0-0 | Active | 8719874450829 | 29348 | 1 | 1 | stuk | Terra 54 | BE42180 | O5 (Terra 54) | stuk | Terra multistenard DC laadstation 54HV CG CE (43kW AC) | Terra multistandard DC station de recharge 54HV CG CE (43kW AC) |  | Terra multistandard DC charging station 54HV CG CE (43kW AC) | B106020960 | 4.54
6AGC077005 | SER Tx4 RCD 4 pole 63A CE | Active |  | 390 | 1 | 1 | stuk | Terra Spare Parts | BE42180 | O8 (Spare Parts) | stuk | SER Tx4 RCD 4 pool 63A CE | SER Tx4 RCD 4 pole 63A CE |  | SER Tx4 RCD 4 pole 63A CE
6AGC077025 | SER-CP Gen2-tilt sensor kit | Active |  | 850 | 1 | 1 | stuk | Terra Spare Parts | BE42180 | O8 (Spare Parts) | stuk | SER-CP Gen2-tilt sensor kit | SER-CP Get2-tilt setsor kit |  | SER-CP Gen2-tilt sensor kit
6AGC077057 | SPARE;CP;UPGRADE KIT FOR ADDING CAPACITOR TO CHILLER | Active |  | 70 | 1 | 1 | stuk | Terra Spare Parts | BE42180 | O8 (Spare Parts) | stuk | reserve;CP;UPGRADE KIT voor ADDING CAPACITOR TO CHILLER | SPARE;CP;UPGRADE KIT pour ADDING CAPACITOR TO CHILLER |  | SPARE;CP;UPGRADE KIT FOR ADDING CAPACITOR TO CHILLER
6AGC077077 | SER-HxC-tilt sensor kit | Active |  | 850 | 1 | 1 | stuk | Terra Spare Parts | BE42180 | O8 (Spare Parts) | stuk | SER-HxC-tilt sensor kit | SER-HxC-tilt setsor kit |  | SER-HxC-tilt sensor kit
6AGC077126 | SER-ARMXL 4Gmodem EMEA+NAM | Active |  | 384 | 1 | 1 | stuk | Terra 94 - 184 | BE42180 | O9 (Fast Charger Access.) | stuk | SER-ARMXL 4Gmodem EMEA+NAM | SER-ARMXL 4Gmodem EMEA+NAM |  | SER-ARMXL 4Gmodem EMEA+NAM |  | 4.54
6AGC077234 | SER Tx3 Tx4 upgr kit CHAdeMO CJG-J CE | Active |  | 2780 | 1 | 1 | stuk | Terra Spare Parts | BE42180 | O8 (Spare Parts) | stuk | SER Tx3 Tx4 upgr kit CHAdeMO CJG-J CE | SER Tx3 Tx4 upgr kit CHAdeMO CJG-J CE |  | SER Tx3 Tx4 upgr kit CHAdeMO CJG-J CE
6AGC077282 | SPARE; HXC ; CE; POWER MODULE REWORK KIT | Active |  | 3545 | 1 | 1 | stuk | Terra Spare Parts | BE42180 | O8 (Spare Parts) | stuk | reserve; HXC ; CE; POWER MODULE herbewerking KIT | SPARE; HXC ; CE; module de puissance REWORK KIT |  | SPARE; HXC ; CE; POWER MODULE REWORK KIT
6AGC077364 | SPARE;CP GEN1;CE H+S CCS-2 500A 4.63M CABLE | Active |  | 4375 | 1 | 1 | stuk | Terra Spare Parts | BE42180 | O8 (Spare Parts) | stuk | reserve;CP GEN1;CE H+S CCS-2 500A 4.63M kabel | SPARE;CP Get1;CE H+S CCS-2 500A 4.63M câble |  | SPARE;CP GEN1;CE H+S CCS-2 500A 4.63M CABLE
6AGC077385 | SPARE;BRACKET DISPLAY 8inch WORKED FOR S | Active |  | 45 | 1 | 1 | stuk | Terra Spare Parts | BE42180 | O8 (Spare Parts) | stuk | reserve;BRACKET DISPLAY 8inch WORKED voor S | SPARE;BRACKET écran 8inch WORKED pour S |  | SPARE;BRACKET DISPLAY 8inch WORKED FOR S
6AGC077676 | SER CP upgr kit USB-HUB wiring harness | Active |  | 30 | 1 | 1 | stuk | Terra Spare Parts | BE42180 | O8 (Spare Parts) | stuk | SER CP upgr kit USB-HUB KABELBOOM | SER CP upgr kit USB-HUB HARNAIS DE CÂBLAGE |  | SER CP upgr kit USB-HUB wiring harness
6AGC077691 | SER HxC MCB 100A 440VAC 3-pole CE | Active |  | 95 | 1 | 1 | stuk | Terra Spare Parts | BE42180 | O8 (Spare Parts) | stuk | SER HxC MCB 100A 440VAC 3-pool CE | SER HxC MCB 100A 440VAC 3-pole CE |  | SER HxC MCB 100A 440VAC 3-pole CE
6AGC077704 | SER-CP-cable CHA 5m 200A 500V CE SumMet | Active |  | 5925 | 1 | 1 | stuk | Terra Spare Parts | BE42180 | O8 (Spare Parts) | stuk | SER-CP-kabel CHA 5m 200A 500V CE SumMet | SER-CP-câble CHA 5m 200A 500V CE Sumavec |  | SER-CP-cable CHA 5m 200A 500V CE SumMet
6AGC077781 | Terra CE 54 HV CJT 0-7M-0-0 | Active | 8719874450850 | 31109 | 1 | 1 | stuk | Terra 54 | BE42180 | O5 (Terra 54) | stuk | Terra multistenard DC laadstation 54HV CJT CE | Terra multistandard DC station de recharge 54HV CJT CE |  | Terra multistandard DC charging station 54HV CJT CE | B106020960 | 4.54
6AGC077783 | Terra CE 54 HV CT 0-7M-0 | Active | 8719874450867 | 29348 | 1 | 1 | stuk | Terra 54 | BE42180 | O5 (Terra 54) | stuk | Terra multistenard DC laadstation 54HV CT CE | Terra multistandard DC station de recharge 54HV CT CE |  | Terra multistandard DC charging station 54HV CT CE | B106020960 | 4.54
6AGC077814 | TWB CE 24 CJ 0-7M-0-0 | Active | 8719874450676 | 11784 | 1 | 1 | stuk | Terra DC Wallbox | BE42180 | O3 (Terra DC Wallbox) | stuk | Terra DC Wallbox, 24 kWp, CE, met 2 connectoren, CCS 2 en CHAdeMO, 3,5m kabel, 7" display, RFID lezer, EMC klasse B | Terra DC Wallbox, 24 kWp, CE, avec 2 connectoret, CCS 2 et CHAdeMO, 3,5m câble, 7" écran, RFID lecteur, EMC klasse B |  | Terra DC Wallbox, 24 kWp, CE, met 2 connectoren, CCS 2 en CHAdeMO, 3,5m kabel, 7" display, RFID reader, EMC klasse B | B106020960 | 5.5.3
6AGC077815 | TWB CE 24 C 0-7M-0-0 | Active | 8719874450669 | 9768 | 1 | 1 | stuk | Terra DC Wallbox | BE42180 | O3 (Terra DC Wallbox) | stuk | Terra DC Wallbox, 24 kWp, CE, met 1 connector, CCS 2, 3,5m kabel, 7" display, RFID lezer, EMC klasse B | Terra DC Wallbox, 24 kWp, CE, avec 1 connector, CCS 2, 3,5m câble, 7" écran, RFID lecteur, EMC klasse B |  | Terra DC Wallbox, 24 kWp, CE, met 1 connector, CCS 2, 3,5m kabel, 7" display, RFID reader, EMC klasse B | B106020960 | 5.5.3
6AGC077816 | TWB CE 24 C 7-7M-0-0 | Active | 8719874450690 | 10381 | 1 | 1 | stuk | Terra DC Wallbox | BE42180 | O3 (Terra DC Wallbox) | stuk | Terra DC Wallbox, 24 kWp, CE, met 1 connector, CCS 2, 7m kabel, 7" display, RFID lezer, EMC klasse B | Terra DC Wallbox, 24 kWp, CE, avec 1 connector, CCS 2, 7m câble, 7" écran, RFID lecteur, EMC klasse B |  | Terra DC Wallbox, 24 kWp, CE, met 1 connector, CCS 2, 7m kabel, 7" display, RFID reader, EMC klasse B | B106020960 | 5.5.3
6AGC077817 | TWB CE 24 CJ 7-7M-0-0 | Active | 8719874450737 | 12789 | 1 | 1 | stuk | Terra DC Wallbox | BE42180 | O3 (Terra DC Wallbox) | stuk | Terra DC Wallbox, 24 kWp, CE, met 2 connectoren, CCS 2 en CHAdeMO, 7m kabel, 7" display, RFID lezer, EMC klasse B | Terra DC Wallbox, 24 kWp, CE, avec 2 connectoret, CCS 2 et CHAdeMO, 7m câble, 7" écran, RFID lecteur, EMC klasse B |  | Terra DC Wallbox, 24 kWp, CE, met 2 connectoren, CCS 2 en CHAdeMO, 7m kabel, 7" display, RFID reader, EMC klasse B | B106020960 | 5.5.3
6AGC077819 | SUBASS,ELECTRONIC;KIT HARNESS FOR MECH A | Active |  | 5295 | 1 | 1 | stuk | Terra Spare Parts | BE42180 | O8 (Spare Parts) | stuk | SUBASS,ELECTRONIC;KIT HARNESS voor MECH A | SUBASS,ELECTRONIC;KIT HARNESS pour MECH A |  | SUBASS,ELECTRONIC;KIT HARNESS FOR MECH A
6AGC077910 | SER-TWB-cable CCS1 3.5m 65A 1kV UL Rem | Active |  | 1785 | 1 | 1 | stuk | Terra Spare Parts | BE42180 | O8 (Spare Parts) | stuk | SER-TWB-kabel CCS1 3.5m 65A 1kV UL Rem | SER-TWB-câble CCS1 3.5m 65A 1kV UL Rem |  | SER-TWB-cable CCS1 3.5m 65A 1kV UL Rem
6AGC077917 | SER TWB cable CCS1 7m 65A 1kV CE Rem | Active |  | 2010 | 1 | 1 | stuk | Terra Spare Parts | BE42180 | O8 (Spare Parts) | stuk | SER TWB kabel CCS1 7m 65A 1kV CE Rem | SER TWB câble CCS1 7m 65A 1kV CE Rem |  | SER TWB cable CCS1 7m 65A 1kV CE Rem
6AGC077918 | SER-TWB-cable CHA 3.5m 60A 500V CE | Active |  | 1340 | 1 | 1 | stuk | Terra Spare Parts | BE42180 | O8 (Spare Parts) | stuk | SER-TWB-kabel CHA 3.5m 60A 500V CE | SER-TWB-câble CHA 3.5m 60A 500V CE |  | SER-TWB-cable CHA 3.5m 60A 500V CE
6AGC077919 | SER-TWB-cable CHA 7m 60A 500V CE | Active |  | 1705 | 1 | 1 | stuk | Terra Spare Parts | BE42180 | O8 (Spare Parts) | stuk | SER-TWB-kabel CHA 7m 60A 500V CE | SER-TWB-câble CHA 7m 60A 500V CE |  | SER-TWB-cable CHA 7m 60A 500V CE
6AGC077920 | SER-TWB-cable CHA 3.5m 80A 500V UL | Active |  | 1370 | 1 | 1 | stuk | Terra Spare Parts | BE42180 | O8 (Spare Parts) | stuk | SER-TWB-kabel CHA 3.5m 80A 500V UL | SER-TWB-câble CHA 3.5m 80A 500V UL |  | SER-TWB-cable CHA 3.5m 80A 500V UL
6AGC077921 | SER TWB cable CHA 7m 60A 500V UL | Active |  | 1730 | 1 | 1 | stuk | Terra Spare Parts | BE42180 | O8 (Spare Parts) | stuk | SER TWB kabel CHA 7m 60A 500V UL | SER TWB câble CHA 7m 60A 500V UL |  | SER TWB cable CHA 7m 60A 500V UL
6AGC077940 | SER Tx4 switch 4pole 200A 1kVDC CE+UL | Active |  | 205 | 1 | 1 | stuk | Terra Spare Parts | BE42180 | O8 (Spare Parts) | stuk | SER Tx4 switch 4pool 200A 1kVDC CE+UL | SER Tx4 switch 4pole 200A 1kVDC CE+UL |  | SER Tx4 switch 4pole 200A 1kVDC CE+UL
6AGC078009 | SER-TWB-fans, 2 external | Active |  | 95 | 1 | 1 | stuk | Terra Spare Parts | BE42180 | O8 (Spare Parts) | stuk | SER-TWB-ventilators, 2 external | SER-TWB-Ventilateurs, 2 external |  | SER-TWB-fans, 2 external
6AGC078010 | SER-TWB-emergency button kit | Active |  | 70 | 1 | 1 | stuk | Terra Spare Parts | BE42180 | O8 (Spare Parts) | stuk | SER-TWB-noodknop kit | SER-TWB-emergetcy button kit |  | SER-TWB-emergency button kit
6AGC078037 | SER cable CP2 CHA 3.2m 125A CE | Active |  | 1785 | 1 | 1 | stuk | Terra Spare Parts | BE42180 | O8 (Spare Parts) | stuk | SER kabel CP2 CHA 3.2m 125A CE | SER câble CP2 CHA 3.2m 125A CE |  | SER cable CP2 CHA 3.2m 125A CE
6AGC078089 | SER-CP-cable CHA 125>200A upgr kit CE | Active |  | 505 | 1 | 1 | stuk | Terra Spare Parts | BE42180 | O8 (Spare Parts) | stuk | SER-CP-kabel CHA 125>200A upgr kit CE | SER-CP-câble CHA 125>200A upgr kit CE |  | SER-CP-cable CHA 125>200A upgr kit CE
6AGC078098 | SER Tx3 Assy ARMXL, 7inch display, 4G mod | Active |  | 1150 | 1 | 1 | stuk | Terra Spare Parts | BE42180 | O8 (Spare Parts) | stuk | SER Tx3 Assy ARMXL, 7inch display, 4G mod | SER Tx3 Assy ARMXL, 7inch écran, 4G mod |  | SER Tx3 Assy ARMXL, 7inch display, 4G mod | B106020960
6AGC078273 | SER HVC ACS DC contactor 1500V 350A UL | Active |  | 725 | 1 | 1 | stuk | Terra Spare Parts | BE42180 | O8 (Spare Parts) | stuk | SER HVC ACS DC contactor 1500V 350A UL | SER HVC ACS DC contactor 1500V 350A UL |  | SER HVC ACS DC contactor 1500V 350A UL
6AGC078293 | Terra HP CP Transport | Active |  | 363 | 1 | 1 | stuk | Terra HP | BE42180 | O9 (Fast Charger Access.) | stuk | Terra HP CP Transport | Terra HP CP Transport |  | Terra HP CP Transport |  | 4.54
6AGC078294 | Terra HP CP Foundation Transport | Active |  | 569 | 1 | 1 | stuk | Terra HP | BE42180 | O9 (Fast Charger Access.) | stuk | Terra HP CP Fundering Transport | Terra HP CP Fondation Transport |  | Terra HP CP Foundation Transport |  | 4.54
6AGC078306 | SER Tx4(HV) Fan heater 950W 120V UL | Active |  | 315 | 1 | 1 | stuk | Terra Spare Parts | BE42180 | O8 (Spare Parts) | stuk | SER Tx4(HV) ventilator verwarming 950W 120V UL | SER Tx4(HV) Ventilateur chauffage 950W 120V UL |  | SER Tx4(HV) Fan heater 950W 120V UL
6AGC078318 | CP;WIRING HARNESS FROM J15 CCB | Active |  | 30 | 1 | 1 | stuk | Terra Spare Parts | BE42180 | O8 (Spare Parts) | stuk | CP;KABELBOOM VAN J15 CCB | CP;HARNAIS DE CÂBLAGE DE J15 CCB |  | CP;WIRING HARNESS FROM J15 CCB
6AGC078319 | SER CP2 wiring CPI CCS temp sensors | Active |  | 20 | 1 | 1 | stuk | Terra Spare Parts | BE42180 | O8 (Spare Parts) | stuk | SER CP2 bedrading CPI CCS temp sensors | SER CP2 wiring CPI CCS temp setsors |  | SER CP2 wiring CPI CCS temp sensors
6AGC078320 | SER CP CCS wiring harness CE and UL | Active |  | 10 | 1 | 1 | stuk | Terra Spare Parts | BE42180 | O8 (Spare Parts) | stuk | SER CP CCS KABELBOOM CE en UL | SER CP CCS HARNAIS DE CÂBLAGE CE and UL |  | SER CP CCS wiring harness CE and UL
6AGC078321 | CP;WIRING HARNESS J6 CHADEMO 40A | Active |  | 25 | 1 | 1 | stuk | Terra Spare Parts | BE42180 | O8 (Spare Parts) | stuk | CP;KABELBOOM J6 CHADEMO 40A | CP;HARNAIS DE CÂBLAGE J6 CHADEMO 40A |  | CP;WIRING HARNESS J6 CHADEMO 40A
6AGC078322 | CP;WIRING HARNESS RJ45 CABLES KIT | Active |  | 60 | 1 | 1 | stuk | Terra Spare Parts | BE42180 | O8 (Spare Parts) | stuk | CP;KABELBOOM RJ45 kabelS KIT | CP;HARNAIS DE CÂBLAGE RJ45 câbleS KIT |  | CP;WIRING HARNESS RJ45 CABLES KIT
6AGC078323 | SER CP power supp cable Nayax Vpos Touch | Active |  | 30 | 1 | 1 | stuk | Terra Spare Parts | BE42180 | O8 (Spare Parts) | stuk | SER CP voedingskabel Nayax Vpos Touch | SER CP power supp câble Nayax Vpos Touch |  | SER CP power supp cable Nayax Vpos Touch
6AGC078324 | CP GEN2;CHILLER-3 PIPE ACCESSORIES | Active |  | 25 | 1 | 1 | stuk | Terra Spare Parts | BE42180 | O8 (Spare Parts) | stuk | CP GEN2;CHILLER-3 BUISACCESSOIRES | CP Get2;CHILLER-3 PIPE ACCESSORIES |  | CP GEN2;CHILLER-3 PIPE ACCESSORIES
6AGC078357 | SER HVC DCB PCBA overload protection CE | Active |  | 155 | 1 | 1 | stuk | Terra Spare Parts | BE42180 | O8 (Spare Parts) | stuk | SER HVC DCB PCBA overbelastingsbeveiliging CE | SER HVC DCB PCBA protection contre la surcharge CE |  | SER HVC DCB PCBA overload protection CE
6AGC078358 | SER HVC DCB LED light 3 colors CE+UL | Active |  | 195 | 1 | 1 | stuk | Terra Spare Parts | BE42180 | O8 (Spare Parts) | stuk | SER HVC DCB LED licht 3 kleuren CE+UL | SER HVC DCB LED lumière 3 couleurs CE+UL |  | SER HVC DCB LED light 3 colors CE+UL
6AGC078418 | SER HVC DCB Emergency stop button CE+UL | Active |  | 225 | 1 | 1 | stuk | Terra Spare Parts | BE42180 | O8 (Spare Parts) | stuk | SER HVC DCB Noodstopknop CE+UL | SER HVC DCB Emergetcy stop button CE+UL |  | SER HVC DCB Emergency stop button CE+UL
6AGC078420 | SER DCB pilot device push button | Active |  | 225 | 1 | 1 | stuk | Terra Spare Parts | BE42180 | O8 (Spare Parts) | stuk | SER DCB pilot device drukknop | SER DCB pilot device push button |  | SER DCB pilot device push button
6AGC078422 | SER HVC DCB Eth-fiber converter | Active |  | 480 | 1 | 1 | stuk | Terra Spare Parts | BE42180 | O8 (Spare Parts) | stuk | SER HVC DCB Eth-fiber converter | SER HVC DCB Eth-fiber converter |  | SER HVC DCB Eth-fiber converter
6AGC078423 | SER HVC DCB Ethernet switch CE+UL | Active |  | 250 | 1 | 1 | stuk | Terra Spare Parts | BE42180 | O8 (Spare Parts) | stuk | SER HVC DCB Ethernet switch CE+UL | SER HVC DCB Ethernet switch CE+UL |  | SER HVC DCB Ethernet switch CE+UL
6AGC078424 | SER HVC DCB surge arrestor CE+UL | Active |  | 80 | 1 | 1 | stuk | Terra Spare Parts | BE42180 | O8 (Spare Parts) | stuk | SER HVC DCB overspanningsbeveiliging CE+UL | SER HVC DCB parafoudre CE+UL |  | SER HVC DCB surge arrestor CE+UL
6AGC078425 | SER HVC DCB surge arrestor 150V 40kA UL | Active |  | 85 | 1 | 1 | stuk | Terra Spare Parts | BE42180 | O8 (Spare Parts) | stuk | SER HVC DCB overspanningsbeveiliging 150V 40kA UL | SER HVC DCB parafoudre 150V 40kA UL |  | SER HVC DCB surge arrestor 150V 40kA UL
6AGC078427 | SER HVC DCB fuse 20A CE+UL | Active |  | 20 | 1 | 1 | stuk | Terra Spare Parts | BE42180 | O8 (Spare Parts) | stuk | SER HVC DCB ZEKERING 20A CE+UL | SER HVC DCB FUSIBLE 20A CE+UL |  | SER HVC DCB fuse 20A CE+UL
6AGC078428 | SER DCB cable CCS2 7.0m 200A 1KV CE PxC | Active |  | 1755 | 1 | 1 | stuk | Terra Spare Parts | BE42180 | O8 (Spare Parts) | stuk | SER DCB kabel CCS2 7.0m 200A 1KV CE PxC | SER DCB câble CCS2 7.0m 200A 1KV CE PxC |  | SER DCB cable CCS2 7.0m 200A 1KV CE PxC
6AGC078429 | SER HVC DCB cable CCS1 4.0m 200A 1kV UL | Active |  | 3835 | 1 | 1 | stuk | Terra Spare Parts | BE42180 | O8 (Spare Parts) | stuk | SER HVC DCB kabel CCS1 4.0m 200A 1kV UL | SER HVC DCB câble CCS1 4.0m 200A 1kV UL |  | SER HVC DCB cable CCS1 4.0m 200A 1kV UL
6AGC078430 | SER DCB cable CCS1 7.5m 200A 1KV UL Rem | Active |  | 4600 | 1 | 1 | stuk | Terra Spare Parts | BE42180 | O8 (Spare Parts) | stuk | SER DCB kabel CCS1 7.5m 200A 1KV UL Rem | SER DCB câble CCS1 7.5m 200A 1KV UL Rem |  | SER DCB cable CCS1 7.5m 200A 1KV UL Rem
6AGC078439 | SER HVC DCB fan heater 230V 150W CE | Active |  | 180 | 1 | 1 | stuk | Terra Spare Parts | BE42180 | O8 (Spare Parts) | stuk | SER HVC DCB ventilator verwarming 230V 150W CE | SER HVC DCB Ventilateur chauffage 230V 150W CE |  | SER HVC DCB fan heater 230V 150W CE
6AGC078440 | SER HVC DCB MCB 16A 400VAC 2-pole UL | Active |  | 100 | 1 | 1 | stuk | Terra Spare Parts | BE42180 | O8 (Spare Parts) | stuk | SER HVC DCB MCB 16A 400VAC 2-pool UL | SER HVC DCB MCB 16A 400VAC 2-pole UL |  | SER HVC DCB MCB 16A 400VAC 2-pole UL
6AGC078441 | SER HVC DCB MCB 16A 2-pole CE+UL | Active |  | 70 | 1 | 1 | stuk | Terra Spare Parts | BE42180 | O8 (Spare Parts) | stuk | SER HVC DCB MCB 16A 2-pool CE+UL | SER HVC DCB MCB 16A 2-pole CE+UL |  | SER HVC DCB MCB 16A 2-pole CE+UL
6AGC078442 | SER DCB Tx3 Tx4/HV Txx4 brackgunhol CCS2 | Active |  | 220 | 1 | 1 | stuk | Terra Spare Parts | BE42180 | O8 (Spare Parts) | stuk | SER DCB Tx3 Tx4/HV Txx4 brackgunhol CCS2 | SER DCB Tx3 Tx4/HV Txx4 brackgunhol CCS2 |  | SER DCB Tx3 Tx4/HV Txx4 brackgunhol CCS2
6AGC078443 | SER HVC DCB connector holder CCS1 UL Rem | Active |  | 195 | 1 | 1 | stuk | Terra Spare Parts | BE42180 | O8 (Spare Parts) | stuk | SER HVC DCB connector houder CCS1 UL Rem | SER HVC DCB support de connecteur CCS1 UL Rem |  | SER HVC DCB connector holder CCS1 UL Rem
6AGC078445 | SER T54HV Assy powermodule + EMC cage | Active |  | 2965 | 1 | 1 | stuk | Terra Spare Parts | BE42180 | O8 (Spare Parts) | stuk | SER T54HV Assy powermodule + EMC cage | SER T54HV Assy powermodule + EMC cage |  | SER T54HV Assy powermodule + EMC cage
6AGC078447 | SER T54HV cable CCS1 4m 150A 1kV UL | Active |  | 2470 | 1 | 1 | stuk | Terra Spare Parts | BE42180 | O8 (Spare Parts) | stuk | SER T54HV kabel CCS1 4m 150A 1kV UL | SER T54HV câble CCS1 4m 150A 1kV UL |  | SER T54HV cable CCS1 4m 150A 1kV UL
6AGC078450 | SER T54HV cable CCS1 6m 150A 1000V UL Rem | Active |  | 2775 | 1 | 1 | stuk | Terra Spare Parts | BE42180 | O8 (Spare Parts) | stuk | SER T54HV kabel CCS1 6m 150A 1000V UL Rem | SER T54HV câble CCS1 6m 150A 1000V UL Rem |  | SER T54HV cable CCS1 6m 150A 1000V UL Rem
6AGC078451 | SER T54HV cable CCS1 8m 150A 1kV UL | Active |  | 3085 | 1 | 1 | stuk | Terra Spare Parts | BE42180 | O8 (Spare Parts) | stuk | SER T54HV kabel CCS1 8m 150A 1kV UL | SER T54HV câble CCS1 8m 150A 1kV UL |  | SER T54HV cable CCS1 8m 150A 1kV UL
6AGC078453 | SER T54HV surge arrester OVR Type 2 CE | Active |  | 170 | 1 | 1 | stuk | Terra Spare Parts | BE42180 | O8 (Spare Parts) | stuk | SER T54HV overspanningsbeveiliging OVR Type 2 CE | SER T54HV surge arrester OVR Type 2 CE |  | SER T54HV surge arrester OVR Type 2 CE
6AGC078454 | SER Tx4HV CCS relays CE+UL | Active |  | 290 | 1 | 1 | stuk | Terra Spare Parts | BE42180 | O8 (Spare Parts) | stuk | SER Tx4HV CCS relais CE+UL | SER Tx4HV CCS relais CE+UL |  | SER Tx4HV CCS relays CE+UL
6AGC078455 | SER Tx4HV CHAdeMO relays CE+UL | Active |  | 285 | 1 | 1 | stuk | Terra Spare Parts | BE42180 | O8 (Spare Parts) | stuk | SER Tx4HV CHAdeMO relais CE+UL | SER Tx4HV CHAdeMO relais CE+UL |  | SER Tx4HV CHAdeMO relays CE+UL
6AGC078480 | SER Tx3-Tx4 Assy ARMXL, 7 inch display | Active |  | 1240 | 1 | 1 | stuk | Terra Spare Parts | BE42180 | O8 (Spare Parts) | stuk | SER Tx3-Tx4 Assy ARMXL, 7 inch display | SER Tx3-Tx4 Assy ARMXL, 7 inch écran |  | SER Tx3-Tx4 Assy ARMXL, 7 inch display | B106020960
6AGC078576 | SER Tx4 HMI seal CE | Active |  | 30 | 1 | 1 | stuk | Terra Spare Parts | BE42180 | O8 (Spare Parts) | stuk | SER Tx4 HMI zegel CE | SER Tx4 HMI joint d'étanchéité CE |  | SER Tx4 HMI seal CE
6AGC078577 | SER Tx4 HMI seal UL | Active |  | 30 | 1 | 1 | stuk | Terra Spare Parts | BE42180 | O8 (Spare Parts) | stuk | SER Tx4 HMI zegel UL | SER Tx4 HMI joint d'étanchéité UL |  | SER Tx4 HMI seal UL
6AGC078624 | SER TWB lifting handles kit | Active |  | 35 | 1 | 1 | stuk | Terra Spare Parts | BE42180 | O8 (Spare Parts) | stuk | SER TWB hijsgrepen kit | SER TWB poignées de manutention kit |  | SER TWB lifting handles kit
6AGC078677 | SER Tx3 RFID cover and gasket CE+UL | Active |  | 65 | 1 | 1 | stuk | Terra Spare Parts | BE42180 | O8 (Spare Parts) | stuk | SER Tx3 RFID deksel en gasket CE+UL | SER Tx3 RFID couverture and gasket CE+UL |  | SER Tx3 RFID cover and gasket CE+UL
6AGC078808 | SER Txx4 kit CCV COR-A20 CE | Active |  | 890 | 1 | 1 | stuk | Terra Spare Parts | BE42180 | O8 (Spare Parts) | stuk | SER Txx4 kit CCV COR-A20 CE | SER Txx4 kit CCV COR-A20 CE |  | SER Txx4 kit CCV COR-A20 CE
6AGC079023 | SER HxC power cabinet air filter CE+UL | Active |  | 160 | 1 | 1 | stuk | Terra Spare Parts | BE42180 | O8 (Spare Parts) | stuk | SER HxC Elektriciteitskast luchtfilter CE+UL | SER HxC power cabinet Filtre à air CE+UL |  | SER HxC power cabinet air filter CE+UL
6AGC079165 | SER Tx4 RFID reader Pico Elatec CE+UL | Active |  | 255 | 1 | 1 | stuk | Terra Spare Parts | BE42180 | O8 (Spare Parts) | stuk | SER Tx4 RFID lezer Pico Elatec CE+UL | SER Tx4 RFID lecteur Pico Elatec CE+UL |  | SER Tx4 RFID reader Pico Elatec CE+UL
6AGC079202 | SER 4G modem for ARMXL | Active |  | 385 | 1 | 1 | stuk | Terra Spare Parts | BE42180 | O8 (Spare Parts) | stuk | SER 4G modem voor ARMXL | SER 4G modem pour ARMXL |  | SER 4G modem for ARMXL
6AGC079208 | SER cable CP2 CCS1 3.8m 500A UL Rx400 RH | Active |  | 5000 | 1 | 1 | stuk | Terra Spare Parts | BE42180 | O8 (Spare Parts) | stuk | SER kabel CP2 CCS1 3.8m 500A UL Rx400 RH | SER câble CP2 CCS1 3.8m 500A UL Rx400 RH |  | SER cable CP2 CCS1 3.8m 500A UL Rx400 RH
6AGC079209 | SER cable CP2 CCS1 3.8m 500A UL Rx400 LH | Active |  | 5000 | 1 | 1 | stuk | Terra Spare Parts | BE42180 | O8 (Spare Parts) | stuk | SER kabel CP2 CCS1 3.8m 500A UL Rx400 LH | SER câble CP2 CCS1 3.8m 500A UL Rx400 LH |  | SER cable CP2 CCS1 3.8m 500A UL Rx400 LH
6AGC079518 | SER Tx4 RFID plate | Active |  | 70 | 1 | 1 | stuk | Terra Spare Parts | BE42180 | O8 (Spare Parts) | stuk | SER Tx4 RFID plaat | SER Tx4 RFID plate |  | SER Tx4 RFID plate
6AGC079519 | SER Tx4 plastic plate RFID Nayax CE+UL | Active |  | 65 | 1 | 1 | stuk | Terra Spare Parts | BE42180 | O8 (Spare Parts) | stuk | SER Tx4 kunststof plaat RFID Nayax CE+UL | SER Tx4 plastic plate RFID Nayax CE+UL |  | SER Tx4 plastic plate RFID Nayax CE+UL
6AGC079521 | SER Tx4 plastic plate RFID CCV B+S CE+UL | Active |  | 130 | 1 | 1 | stuk | Terra Spare Parts | BE42180 | O8 (Spare Parts) | stuk | SER Tx4 kunststof plaat RFID CCV B+S CE+UL | SER Tx4 plastic plate RFID CCV B+S CE+UL |  | SER Tx4 plastic plate RFID CCV B+S CE+UL
6AGC079538 | SER TWB cable CCS2 3.5m 60A 1kV CE | Active |  | 1020 | 1 | 1 | stuk | Terra Spare Parts | BE42180 | O8 (Spare Parts) | stuk | SER TWB kabel CCS2 3.5m 60A 1kV CE | SER TWB câble CCS2 3.5m 60A 1kV CE |  | SER TWB cable CCS2 3.5m 60A 1kV CE
6AGC079540 | SER TWB cable CCS2 3.5m 60A 1kV CE | Active |  | 1020 | 1 | 1 | stuk | Terra Spare Parts | BE42180 | O8 (Spare Parts) | stuk | SER TWB kabel CCS2 3.5m 60A 1kV CE | SER TWB câble CCS2 3.5m 60A 1kV CE |  | SER TWB cable CCS2 3.5m 60A 1kV CE
6AGC079541 | SER TWB cable CCS2 7m 60A 1kV ferrul CE | Active |  | 1130 | 1 | 1 | stuk | Terra Spare Parts | BE42180 | O8 (Spare Parts) | stuk | SER TWB kabel CCS2 7m 60A 1kV ferrul CE | SER TWB câble CCS2 7m 60A 1kV ferrul CE |  | SER TWB cable CCS2 7m 60A 1kV ferrul CE
6AGC079543 | SER TWB cable CCS2 7m 60A 1kV fast CE | Active |  | 1125 | 1 | 1 | stuk | Terra Spare Parts | BE42180 | O8 (Spare Parts) | stuk | SER TWB kabel CCS2 7m 60A 1kV fast CE | SER TWB câble CCS2 7m 60A 1kV fast CE |  | SER TWB cable CCS2 7m 60A 1kV fast CE
6AGC079545 | SER TWB cable CHA 3.5m 60A 500V CE | Active |  | 1300 | 1 | 1 | stuk | Terra Spare Parts | BE42180 | O8 (Spare Parts) | stuk | SER TWB kabel CHA 3.5m 60A 500V CE | SER TWB câble CHA 3.5m 60A 500V CE |  | SER TWB cable CHA 3.5m 60A 500V CE
6AGC079546 | SER TWB cable CHA 3.5m 60A 500V CE | Active |  | 1680 | 1 | 1 | stuk | Terra Spare Parts | BE42180 | O8 (Spare Parts) | stuk | SER TWB kabel CHA 3.5m 60A 500V CE | SER TWB câble CHA 3.5m 60A 500V CE |  | SER TWB cable CHA 3.5m 60A 500V CE
6AGC079696 | SER Tx3 wiring harness DC chain CE+UL | Active |  | 55 | 1 | 1 | stuk | Terra Spare Parts | BE42180 | O8 (Spare Parts) | stuk | SER Tx3 KABELBOOM DC chain CE+UL | SER Tx3 HARNAIS DE CÂBLAGE DC chain CE+UL |  | SER Tx3 wiring harness DC chain CE+UL
6AGC079946 | SER CP PCB HMI ARMXL 1.0 no modem | Active |  | 525 | 1 | 1 | stuk | Terra Spare Parts | BE42180 | O8 (Spare Parts) | stuk | SER CP PCB HMI ARMXL 1.0 no modem | SER CP PCB HMI ARMXL 1.0 no modem |  | SER CP PCB HMI ARMXL 1.0 no modem | B106020960
6AGC080011 | SER CP2 CCS1 3.8m 500A UL Rx500CC66 | Active |  | 4580 | 1 | 1 | stuk | Terra Spare Parts | BE42180 | O8 (Spare Parts) | stuk | SER CP2 CCS1 3.8m 500A UL Rx500CC66 | SER CP2 CCS1 3.8m 500A UL Rx500CC66 |  | SER CP2 CCS1 3.8m 500A UL Rx500CC66
6AGC080337 | SER Tx4 MRD for RCD AC outlet CE+UL | Active |  | 675 | 1 | 1 | stuk | Terra Spare Parts | BE42180 | O8 (Spare Parts) | stuk | SER Tx4 MRD voor RCD AC stopcontact CE+UL | SER Tx4 MRD pour RCD AC sortie CE+UL |  | SER Tx4 MRD for RCD AC outlet CE+UL
6AGC080559 | Terra CE 54 HV CG 22 0-7M-0-0 | Active | 8719874450812 | 29348 | 1 | 1 | stuk | Terra 54 | BE42180 | O5 (Terra 54) | stuk | Terra multistenard DC laadstation 54HV CG CE (22kW AC) | Terra multistandard DC station de recharge 54HV CG CE (22kW AC) |  | Terra multistandard DC charging station 54HV CG CE (22kW AC) | B106020960 | 4.54
6AGC080560 | Terra CE 54 HV CJG 22 0-7M-0-0 | Active | 8719874450843 | 31109 | 1 | 1 | stuk | Terra 54 | BE42180 | O5 (Terra 54) | stuk | Terra multistenard DC laadstation 54HV CJG CE (22kW AC) | Terra multistandard DC station de recharge 54HV CJG CE (22kW AC) |  | Terra multistandard DC charging station 54HV CJG CE (22kW AC) | B106020960 | 4.54
6AGC080657 | SER Tx4 CE+UL 2 cable outlet Left door | Active |  | 1585 | 1 | 1 | stuk | Terra Spare Parts | BE42180 | O8 (Spare Parts) | stuk | SER Tx4 CE+UL 2 kabel stopcontact Linkse deur | SER Tx4 CE+UL 2 câble sortie Porte gauche |  | SER Tx4 CE+UL 2 cable outlet Left door
6AGC080658 | SER Tx4 CE+UL 1 cable outlet Right door | Active |  | 1065 | 1 | 1 | stuk | Terra Spare Parts | BE42180 | O8 (Spare Parts) | stuk | SER Tx4 CE+UL 1 kabel stopcontact Rechtse deur | SER Tx4 CE+UL 1 câble sortie Porte droite |  | SER Tx4 CE+UL 1 cable outlet Right door
6AGC080659 | SER Tx4 CE CJG Front door | Active |  | 705 | 1 | 1 | stuk | Terra Spare Parts | BE42180 | O8 (Spare Parts) | stuk | SER Tx4 CE CJG Voordeur | SER Tx4 CE CJG PORTE AVANT |  | SER Tx4 CE CJG Front door
6AGC080660 | SER Tx4 CE CJ and CG Front door | Active |  | 1065 | 1 | 1 | stuk | Terra Spare Parts | BE42180 | O8 (Spare Parts) | stuk | SER Tx4 CE CJ en CG Voordeur | SER Tx4 CE CJ and CG PORTE AVANT |  | SER Tx4 CE CJ and CG Front door
6AGC080662 | SER Tx4 CE C Front door | Active |  | 705 | 1 | 1 | stuk | Terra Spare Parts | BE42180 | O8 (Spare Parts) | stuk | SER Tx4 CE C Voordeur | SER Tx4 CE C PORTE AVANT |  | SER Tx4 CE C Front door
6AGC080663 | SER Tx4 CE CJT Front door | Active |  | 705 | 1 | 1 | stuk | Terra Spare Parts | BE42180 | O8 (Spare Parts) | stuk | SER Tx4 CE CJT Voordeur | SER Tx4 CE CJT PORTE AVANT |  | SER Tx4 CE CJT Front door
6AGC080665 | SER Tx4 UL CJ Front door | Active |  | 705 | 1 | 1 | stuk | Terra Spare Parts | BE42180 | O8 (Spare Parts) | stuk | SER Tx4 UL CJ Voordeur | SER Tx4 UL CJ PORTE AVANT |  | SER Tx4 UL CJ Front door
6AGC080666 | SER Tx4 UL C Front door | Active |  | 705 | 1 | 1 | stuk | Terra Spare Parts | BE42180 | O8 (Spare Parts) | stuk | SER Tx4 UL C Voordeur | SER Tx4 UL C PORTE AVANT |  | SER Tx4 UL C Front door
6AGC080740 | SER Tx4 CE CT Front door | Active |  | 705 | 1 | 1 | stuk | Terra Spare Parts | BE42180 | O8 (Spare Parts) | stuk | SER Tx4 CE CT Voordeur | SER Tx4 CE CT PORTE AVANT |  | SER Tx4 CE CT Front door
6AGC080802 | SER CP Assembly HMI 7inch ARMXL with SW | Active |  | 1495 | 1 | 1 | stuk | Terra Spare Parts | BE42180 | O8 (Spare Parts) | stuk | SER CP Assembly HMI 7inch ARMXL with SW | SER CP Assembly HMI 7inch ARMXL avec SW |  | SER CP Assembly HMI 7inch ARMXL with SW | B106020960
6AGC081278 | Terra AC W7-T-0 | Active | 8719874450881 | 724 | 1 | 1 | stuk | Terra AC Wallbox | BE42180 | O1 (Terra AC Wallbox) | stuk | Terra AC wallbox type 2 contactdoos, 7kW/1 fase/32A | Terra AC wallbox type 2 boîte de contact, 7kW/1 phase/32A |  | Terra AC wallbox type 2 contactdoos, 7kW/1 fase/32A | B106020960 | 5.5.3
6AGC081279 | Terra AC W22-T-0 | Active | 8719874450898 | 810 | 1 | 1 | stuk | Terra AC Wallbox | BE42180 | O1 (Terra AC Wallbox) | stuk | Terra AC wallbox type 2 contactdoos, 22kW/3 fase/32A | Terra AC wallbox type 2 boîte de contact, 22kW/3 phase/32A |  | Terra AC wallbox type 2 contactdoos, 22kW/3 fase/32A | B106020960 | 5.5.3
6AGC081280 | Terra AC W22-T-RD-M-0 | Active | 8719874450973 | 1070 | 1 | 1 | stuk | Terra AC Wallbox | BE42180 | O1 (Terra AC Wallbox) | stuk | Terra AC wallbox type 2 contactdoos, 22kW/3 fase/32A, MID certificaat, met RFID en display | Terra AC wallbox type 2 boîte de contact, 22kW/3 phase/32A, MID certificat, avec RFID et écran |  | Terra AC wallbox type 2 contactdoos, 22kW/3 fase/32A, MID certificaat, met RFID en display | B106020960 | 5.5.3
6AGC081281 | Terra AC W22-T-RD-MC-0 | Active | 8719874450980 | 1219 | 1 | 1 | stuk | Terra AC Wallbox | BE42180 | O1 (Terra AC Wallbox) | stuk | Terra AC wallbox type 2 contactdoos, 22kW/3 fase/32A, MID certified, met RFID, display en 4G | Terra AC wallbox type 2 boîte de contact, 22kW/3 phase/32A, MID certified, avec RFID, écran et 4G |  | Terra AC wallbox type 2 contactdoos, 22kW/3 fase/32A, MID certified, met RFID, display en 4G | B106020960 | 5.5.3
6AGC081285 | Terra AC W22-G5-RD-MC-0 | Active | 8719874451000 | 1378 | 1 | 1 | stuk | Terra AC Wallbox | BE42180 | O1 (Terra AC Wallbox) | stuk | Terra AC wallbox type 2, kabel 5m, 22kW/3 fase/32A, MID certificaat, met RFID, display en 4G | Terra AC wallbox type 2, câble 5m, 22kW/3 phase/32A, MID certificat, avec RFID, écran et 4G |  | Terra AC wallbox type 2, kabel 5m, 22kW/3 fase/32A, MID certificaat, met RFID, display en 4G | B106020960 | 5.5.3
6AGC081783 | SER TWB RFID spacer | Active |  | 70 | 1 | 1 | stuk | Terra Spare Parts | BE42180 | O8 (Spare Parts) | stuk | SER TWB RFID spacer | SER TWB RFID spacer |  | SER TWB RFID spacer
6AGC081790 | WIRING HARNESS-T54-CHARGE CABLE CCS2 125 | Active |  | 1510 | 1 | 1 | stuk | Terra Spare Parts | BE42180 | O8 (Spare Parts) | stuk | KABELBOOM-T54-CHARGE kabel CCS2 125 | HARNAIS DE CÂBLAGE-T54-CHARGE câble CCS2 125 |  | WIRING HARNESS-T54-CHARGE CABLE CCS2 125
6AGC081851 | SER CP Tools Powersup service feeding EU | Active |  | 2390 | 1 | 1 | stuk | Terra Spare Parts | BE42180 | O8 (Spare Parts) | stuk | SER CP Gereedschap Powersup service voeden EU | SER CP Tools Powersup service feeding EU |  | SER CP Tools Powersup service feeding EU
6AGC081853 | SER CP Tools Cooler -2 -3 refill tool | Active |  | 1410 | 1 | 1 | stuk | Terra Spare Parts | BE42180 | O8 (Spare Parts) | stuk | SER CP Tools Koeler -2 -3 navulgereedschap | SER CP Tools Refroidisseur -2 -3 refill tool |  | SER CP Tools Cooler -2 -3 refill tool
6AGC081880 | SER Tx3 Tx4 raincap CHAdeMO | Active |  | 110 | 1 | 1 | stuk | Terra Spare Parts | BE42180 | O8 (Spare Parts) | stuk | SER Tx3 Tx4 regenkap CHAdeMO | SER Tx3 Tx4 chapeau de pluie CHAdeMO |  | SER Tx3 Tx4 raincap CHAdeMO
6AGC081881 | SER Tx3 Tx4 raincap CCS2 | Active |  | 110 | 1 | 1 | stuk | Terra Spare Parts | BE42180 | O8 (Spare Parts) | stuk | SER Tx3 Tx4 regenkap CCS2 | SER Tx3 Tx4 chapeau de pluie CCS2 |  | SER Tx3 Tx4 raincap CCS2
6AGC081882 | SER Tx3 Tx4 raincap CCS1 | Active |  | 145 | 1 | 1 | stuk | Terra Spare Parts | BE42180 | O8 (Spare Parts) | stuk | SER Tx3 Tx4 regenkap CCS1 | SER Tx3 Tx4 chapeau de pluie CCS1 |  | SER Tx3 Tx4 raincap CCS1
6AGC081883 | SER Txx4 Raincap AC Plug CE+UL | Active |  | 30 | 1 | 1 | stuk | Terra Spare Parts | BE42180 | O8 (Spare Parts) | stuk | SER Txx4 regenkap AC Plug CE+UL | SER Txx4 chapeau de pluie AC Plug CE+UL |  | SER Txx4 Raincap AC Plug CE+UL
6AGC082152 | Terra AC W22-T-R-0 | Active | 8719874450904 | 891 | 1 | 1 | stuk | Terra AC Wallbox | BE42180 | O1 (Terra AC Wallbox) | stuk | Terra AC wallbox type 2 contactdoos, 22kW/3 fase/32A, met RFID | Terra AC wallbox type 2 boîte de contact, 22kW/3 phase/32A, avec RFID |  | Terra AC wallbox type 2 contactdoos, 22kW/3 fase/32A, met RFID | B106020960 | 5.5.3
6AGC082153 | Terra AC W22-T-R-C-0 | Active | 8719874450911 | 1016 | 1 | 1 | stuk | Terra AC Wallbox | BE42180 | O1 (Terra AC Wallbox) | stuk | Terra AC wallbox type 2 contactdoos, 22kW/3 fase/32A, met RFID en 4G | Terra AC wallbox type 2 boîte de contact, 22kW/3 phase/32A, avec RFID et 4G |  | Terra AC wallbox type 2 contactdoos, 22kW/3 fase/32A, met RFID en 4G | B106020960 | 5.5.3
6AGC082155 | Terra AC W7-G5-R-0 | Active | 8719874450935 | 852 | 1 | 1 | stuk | Terra AC Wallbox | BE42180 | O1 (Terra AC Wallbox) | stuk | Terra AC wallbox type 2, kabel 5m, 7kW/1 fase/32A, met RFID | Terra AC wallbox type 2, câble 5m, 7kW/1 phase/32A, avec RFID |  | Terra AC wallbox type 2, kabel 5m, 7kW/1 fase/32A, met RFID | B106020960 | 5.5.3
6AGC082156 | Terra AC-W11-G5-R-0 | Active | 8719874450942 | 937 | 1 | 1 | stuk | Terra AC Wallbox | BE42180 | O1 (Terra AC Wallbox) | stuk | Terra AC wallbox type 2, kabel 5m, 11kW/3 fase/16A, met RFID | Terra AC wallbox type 2, câble 5m, 11kW/3 phase/16A, avec RFID |  | Terra AC wallbox type 2, kabel 5m, 11kW/3 fase/16A, met RFID | B106020960 | 5.5.3
6AGC082157 | Terra AC W22-G5-R-C-0 | Active | 8719874450959 | 1148 | 1 | 1 | stuk | Terra AC Wallbox | BE42180 | O1 (Terra AC Wallbox) | stuk | Terra AC wallbox type 2, kabel 5m, 22kW/3 fase/32A, met RFID en 4G | Terra AC wallbox type 2, câble 5m, 22kW/3 phase/32A, avec RFID et 4G |  | Terra AC wallbox type 2, kabel 5m, 22kW/3 fase/32A, met RFID en 4G | B106020960 | 5.5.3
6AGC082158 | Terra AC W22-G5-R-0 | Active | 8719874452052 | 1007 | 1 | 1 | stuk | Terra AC Wallbox | BE42180 | O1 (Terra AC Wallbox) | stuk | Terra AC wallbox type 2, kabel 5m, 22kW/3 fase/32A, met RFID | Terra AC wallbox type 2, câble 5m, 22kW/3 phase/32A, avec RFID |  | Terra AC wallbox type 2, kabel 5m, 22kW/3 fase/32A, met RFID | B106020960 | 5.5.3
6AGC082174 | Terra AC W7-T-RD-MC-0 | Active | 8719874450966 | 1079 | 1 | 1 | stuk | Terra AC Wallbox | BE42180 | O1 (Terra AC Wallbox) | stuk | Terra AC wallbox type 2 contactdoos, 7kW/1 fase/32A, MID certificaat, met RFID, display en 4G | Terra AC wallbox type 2 boîte de contact, 7kW/1 phase/32A, MID certificat, avec RFID, écran et 4G |  | Terra AC wallbox type 2 contactdoos, 7kW/1 fase/32A, MID certificaat, met RFID, display en 4G | B106020960 | 5.5.3
6AGC082175 | SER-abbRFIDtags | Active | 8719874451185 | 18.4 | 1 | 1 | stuk | Terra AC Wallbox | BE42180 | O2 (Terra AC Accessories) | stuk | RFID kaarten met ABB-logo (5 stuks) | RFID cartes avec ABB-logo (5 unités) |  | RFID kaarten met ABB-logo (5 stuks) |  | 5.5.3
6AGC082176 | SER-blankRFIDtags | Active | 8719874451192 | 18.4 | 1 | 1 | stuk | Terra AC Wallbox | BE42180 | O2 (Terra AC Accessories) | stuk | Blanco RFID kaarten (5 stuks) | Blanco RFID cartes (5 unités) |  | Blanco RFID kaarten (5 stuks) |  | 5.5.3
6AGC082326 | TAC-P 1-2 rectangular | Active | 8719874451178 | 927 | 1 | 1 | stuk | Terra AC Wallbox | BE42180 | O2 (Terra AC Accessories) | stuk | Terra AC Vrijstaene metalen stenaard voor 1 lader of 2 laders tegen elkaar | Terra AC Vrijstaande avecalet standaard voor 1 lader de 2 laders teget elkaar |  | Terra AC Vrijstaande metalen standaard voor 1 lader of 2 laders tegen elkaar |  | 5.5.3
6AGC082357 | SER CP Tools Cooler -3 update cable | Active |  | 95 | 1 | 1 | stuk | Terra Spare Parts | BE42180 | O8 (Spare Parts) | stuk | SER CP Tools Koeler -3 update kabel | SER CP Tools Refroidisseur -3 update câble |  | SER CP Tools Cooler -3 update cable
6AGC082357 | SER CP Tools Cooler -3 update cable | Active |  | 95 | 1 | 1 | stuk | Terra Spare Parts | BE42180 | O8 (Spare Parts) | stuk | SER CP Tools Koeler -3 update kabel | SER CP Tools Refroidisseur -3 update câble |  | SER CP Tools Cooler -3 update cable
6AGC082535 | TAC-cable T2-T2 7m1P32A | Active | 8719874451239 | 227 | 1 | 1 | stuk | Terra AC Wallbox | BE42180 | O2 (Terra AC Accessories) | stuk | Terra AC Laadkabels 7m type 2 naar type 2, 1 fase/32A | Terra AC Câbles de recharge 7m type 2 naar type 2, 1 phase/32A |  | Terra AC Laadkabels 7m type 2 naar type 2, 1 fase/32A |  | 5.5.3
6AGC082536 | TAC-cable T2-T2 7m3P16A | Active | 8719874451246 | 239 | 1 | 1 | stuk | Terra AC Wallbox | BE42180 | O2 (Terra AC Accessories) | stuk | Terra AC Laadkabels 7m type 2 naar type 2, 3 fase/16A | Terra AC Câbles de recharge 7m type 2 naar type 2, 3 phase/16A |  | Terra AC Laadkabels 7m type 2 naar type 2, 3 fase/16A |  | 5.5.3
6AGC082537 | TAC-cable T2-T2 7m3P32A | Active | 8719874451253 | 299 | 1 | 1 | stuk | Terra AC Wallbox | BE42180 | O2 (Terra AC Accessories) | stuk | Terra AC Laadkabels 7m type 2 naar type 2, 3 fase/32A | Terra AC Câbles de recharge 7m type 2 naar type 2, 3 phase/32A |  | Terra AC Laadkabels 7m type 2 naar type 2, 3 fase/32A |  | 5.5.3
6AGC082538 | TAC-cable T2-T1 7m1P16A | Active | 8719874451260 | 198 | 1 | 1 | stuk | Terra AC Wallbox | BE42180 | O2 (Terra AC Accessories) | stuk | Terra AC Laadkabels 7m type 2 naar type 1, 1 fase/16A | Terra AC Câbles de recharge 7m type 2 naar type 1, 1 phase/16A |  | Terra AC Laadkabels 7m type 2 naar type 1, 1 fase/16A |  | 5.5.3
6AGC082539 | TAC-cable T2-T1 7m1P32A | Active | 8719874451277 | 239 | 1 | 1 | stuk | Terra AC Wallbox | BE42180 | O2 (Terra AC Accessories) | stuk | Terra AC Laadkabels 7m type 2 naar type 1, 1 fase/32A | Terra AC Câbles de recharge 7m type 2 naar type 1, 1 phase/32A |  | Terra AC Laadkabels 7m type 2 naar type 1, 1 fase/32A |  | 5.5.3
6AGC082554 | SER-TAC-cable T2 5m1P32A | Active | 8719874451208 | 174 | 1 | 1 | stuk | Terra AC Wallbox | BE42180 | O2 (Terra AC Accessories) | stuk | Terra AC Reservekabel 5m type 2, 1 fase/32A | Terra AC Câble de réserve 5m type 2, 1 phase/32A |  | Terra AC Reservekabel 5m type 2, 1 fase/32A |  | 5.5.3
6AGC082555 | SER-TAC-cable T2 5m3P16A | Active | 8719874451215 | 181 | 1 | 1 | stuk | Terra AC Wallbox | BE42180 | O2 (Terra AC Accessories) | stuk | Terra AC Reservekabel 5m type 2, 3 fase/16A | Terra AC Câble de réserve 5m type 2, 3 phase/16A |  | Terra AC Reservekabel 5m type 2, 3 fase/16A |  | 5.5.3
6AGC082556 | SER-TAC-cable T2 5m3P32A | Active | 8719874451222 | 232 | 1 | 1 | stuk | Terra AC Wallbox | BE42180 | O2 (Terra AC Accessories) | stuk | Terra AC Reservekabel 5m type 2, 3 fase/32A | Terra AC Câble de réserve 5m type 2, 3 phase/32A |  | Terra AC Reservekabel 5m type 2, 3 fase/32A |  | 5.5.3
6AGC082622 | SER Tx4 RFID-CCV-MRU-plastic plate | Active |  | 75 | 1 | 1 | stuk | Terra Spare Parts | BE42180 | O8 (Spare Parts) | stuk | SER Tx4 RFID-CCV-MRU-kunststof plaat | SER Tx4 RFID-CCV-MRU-plastic plate |  | SER Tx4 RFID-CCV-MRU-plastic plate
6AGC082856 | Terra CE 184 CC 4N4-7M-H-0 | Active | 8719874453134 | 58145 | 1 | 1 | stuk | Terra 94 - 184 | BE42180 | O6 (Terra 94/124/184) | stuk | Terra CE 184 CC 4N4-7M-H-0 (CCS kabels will differ from picture) | Terra CE 184 CC 4N4-7M-H-0 (CCS les câbles peuvett différer de l'image) |  | Terra CE 184 CC 4N4-7M-H-0 (CCS cables will differ from picture) | B106020960 | 4.54
6AGC082857 | Terra CE 184 CJ 4N4-7M-H-0 | Active | 8719874453127 | 57591 | 1 | 1 | stuk | Terra 94 - 184 | BE42180 | O6 (Terra 94/124/184) | stuk | Terra CE 184 CJ 4N4-7M-H-0 (CCS kabel will differ from picture) | Terra CE 184 CJ 4N4-7M-H-0 (CCS Le câble peut différer de l'image) |  | Terra CE 184 CJ 4N4-7M-H-0 (CCS cable will differ from picture) | B106020960 | 4.54
6AGC082889 | SPARE CP BLE SCANNER FOR PARKED VEHICLE DETECTION SENSOR USB CONNECTION | Active |  | 65 | 1 | 1 | stuk | Terra Spare Parts | BE42180 | O8 (Spare Parts) | stuk | reserve CP BLE SCANNER voor PARKED VEHICLE DETECTION SENSOR USB CONNECTION | SPARE CP BLE SCANNER pour PARKED VEHICLE DETECTION SetSOR USB CONNECTION |  | SPARE CP BLE SCANNER FOR PARKED VEHICLE DETECTION SENSOR USB CONNECTION
6AGC082891 | SPARE CP PARKED VEHICLE DETECTION SENSOR BATTERY POWERED | Active |  | 570 | 1 | 1 | stuk | Terra Spare Parts | BE42180 | O8 (Spare Parts) | stuk | reserve CP PARKED VEHICLE DETECTION SENSOR BATTERY POWERED | SPARE CP PARKED VEHICLE DETECTION SetSOR BATTERY POWERED |  | SPARE CP PARKED VEHICLE DETECTION SENSOR BATTERY POWERED
6AGC082933 | SER DBC cable CCS2 9.5m 200A 1kV CE | Active |  | 1480 | 1 | 1 | stuk | Terra Spare Parts | BE42180 | O8 (Spare Parts) | stuk | SER DBC kabel CCS2 9.5m 200A 1kV CE | SER DBC câble CCS2 9.5m 200A 1kV CE |  | SER DBC cable CCS2 9.5m 200A 1kV CE
6AGC082934 | SER DBC cable CCS1 9.5m 200A 1kV UL | Active |  | 3645 | 1 | 1 | stuk | Terra Spare Parts | BE42180 | O8 (Spare Parts) | stuk | SER DBC kabel CCS1 9.5m 200A 1kV UL | SER DBC câble CCS1 9.5m 200A 1kV UL |  | SER DBC cable CCS1 9.5m 200A 1kV UL
6AGC082960 | TWB Transport | Active |  | 312.5 | 1 | 1 | stuk | Terra DC Wallbox | BE42180 | O9 (Fast Charger Access.) | stuk | TWB Transport | TWB Transport |  | TWB Transport |  | 5.5.3
6AGC082961 | Transport Terra 360 | Active |  | 656 | 1 | 1 | stuk | Terra 360 | BE42180 | O9 (Fast Charger Access.) | stuk | Transport Terra 360 | Transport Terra 360 |  | Transport Terra 360 |  | 4.54
6AGC082966 | SER THP cooler fuse 25A | Active |  | 35 | 1 | 1 | stuk | Terra Spare Parts | BE42180 | O8 (Spare Parts) | stuk | SER THP Koeler ZEKERING 25A | SER THP Refroidisseur FUSIBLE 25A |  | SER THP cooler fuse 25A
6AGC082974 | Transport Foundation Terra 360 | Active |  | 525 | 1 | 1 | stuk | Terra 360 | BE42180 | O9 (Fast Charger Access.) | stuk | Transport Fundering Terra 360 | Transport Fondation Terra 360 |  | Transport Foundation Terra 360 |  | 4.54
6AGC082994 | SER Tx3 Tx4 connector holder CCS1 Rema | Active |  | 175 | 1 | 1 | stuk | Terra Spare Parts | BE42180 | O8 (Spare Parts) | stuk | SER Tx3 Tx4 connector houder CCS1 Rema | SER Tx3 Tx4 support de connecteur CCS1 Rema |  | SER Tx3 Tx4 connector holder CCS1 Rema
6AGC083132 | SER CP2 power supply 24V 40A 960W CE+UL | Active |  | 510 | 1 | 1 | stuk | Terra Spare Parts | BE42180 | O8 (Spare Parts) | stuk | SER CP2 voeding 24V 40A 960W CE+UL | SER CP2 power supply 24V 40A 960W CE+UL |  | SER CP2 power supply 24V 40A 960W CE+UL
6AGC083148 | SER CP3 Tilt sensor kit | Active |  | 850 | 1 | 1 | stuk | Terra HP | BE42180 | O8 (Spare Parts) | stuk | SER CP3 Tilt sensor kit | SER CP3 Tilt setsor kit |  | SER CP3 Tilt sensor kit |  | 4.54
6AGC083149 | SER Tx4(HV) switch 3pole 100A 600VDC UL | Active |  | 520 | 1 | 1 | stuk | Terra Spare Parts | BE42180 | O8 (Spare Parts) | stuk | SER Tx4(HV) switch 3pool 100A 600VDC UL | SER Tx4(HV) switch 3pole 100A 600VDC UL |  | SER Tx4(HV) switch 3pole 100A 600VDC UL
6AGC083151 | SER HVC AC surge arrestor UL | Active |  | 190 | 1 | 1 | stuk | Terra Spare Parts | BE42180 | O8 (Spare Parts) | stuk | SER HVC AC overspanningsbeveiliging UL | SER HVC AC parafoudre UL |  | SER HVC AC surge arrestor UL
6AGC083272 | SER 4G antenna | Active |  | 80 | 1 | 1 | stuk | Terra Spare Parts | BE42180 | O8 (Spare Parts) | stuk | SER 4G antenne | SER 4G antetna |  | SER 4G antenna
6AGC083293 | SER CP3 400W heater | Active |  | 210 | 1 | 1 | stuk | Terra Spare Parts | BE42180 | O8 (Spare Parts) | stuk | SER CP3 400W verwarming | SER CP3 400W chauffage |  | SER CP3 400W heater
6AGC083375 | SER Tx4HV cable CCS2 8.5m 125A 1000V CE | Active |  | 1560 | 1 | 1 | stuk | Terra Spare Parts | BE42180 | O8 (Spare Parts) | stuk | SER Tx4HV kabel CCS2 8.5m 125A 1000V CE | SER Tx4HV câble CCS2 8.5m 125A 1000V CE |  | SER Tx4HV cable CCS2 8.5m 125A 1000V CE
6AGC083415 | SER Tx4 Tx4HV RCD AC outlet 22kW CE+UL | Active |  | 625 | 1 | 1 | stuk | Terra Spare Parts | BE42180 | O8 (Spare Parts) | stuk | SER Tx4 Tx4HV RCD AC stopcontact 22kW CE+UL | SER Tx4 Tx4HV RCD AC sortie 22kW CE+UL |  | SER Tx4 Tx4HV RCD AC outlet 22kW CE+UL
6AGC083425 | SER CP Cooler - 5 single outlet | Active |  | 8620 | 1 | 1 | stuk | Terra Spare Parts | BE42180 | O8 (Spare Parts) | stuk | SER CP Koeler - 5 enkelvoudige stopcontact | SER CP Refroidisseur - 5 sortie unique |  | SER CP Cooler - 5 single outlet
6AGC083426 | SER CP3 10inch display - Ionity | Active |  | 1135 | 1 | 1 | stuk | Terra Spare Parts | BE42180 | O8 (Spare Parts) | stuk | SER CP3 10inch display - Ionity | SER CP3 10inch écran - Ionity |  | SER CP3 10inch display - Ionity
6AGC083427 | SER CP3 RFID glass IONITY | Active |  | 70 | 1 | 1 | stuk | Terra Spare Parts | BE42180 | O8 (Spare Parts) | stuk | SER CP3 RFID glass IONITY | SER CP3 RFID glass IONITY |  | SER CP3 RFID glass IONITY
6AGC083515 | SER CP CE cable monitor board | Active |  | 185 | 1 | 1 | stuk | Terra Spare Parts | BE42180 | O8 (Spare Parts) | stuk | SER CP CE kabelmonitorbord | SER CP CE câble monitor board |  | SER CP CE cable monitor board
6AGC083537 | SER DBC cable CCS2 3.5m 200A 1kV CE | Active |  | 1425 | 1 | 1 | stuk | Terra Spare Parts | BE42180 | O8 (Spare Parts) | stuk | SER DBC kabel CCS2 3.5m 200A 1kV CE | SER DBC câble CCS2 3.5m 200A 1kV CE |  | SER DBC cable CCS2 3.5m 200A 1kV CE
6AGC083662 | SER CP PCB CCB part nr. VTA.V2G29.2 | Active |  | 405 | 1 | 1 | stuk | Terra Spare Parts | BE42180 | O8 (Spare Parts) | stuk | SER CP PCB CCB part nr. VTA.V2G29.2 | SER CP PCB CCB part nr. VTA.V2G29.2 |  | SER CP PCB CCB part nr. VTA.V2G29.2
6AGC083846 | SPARE PART; KIT CAPACITOR FOR TRAP FILTER | Active |  | 615 | 1 | 1 | stuk | Terra Spare Parts | BE42180 | O8 (Spare Parts) | stuk | reserve PART; KIT CAPACITOR voor TRAP FILTER | Pièce de rechange; KIT CAPACITOR pour TRAP FILTER |  | SPARE PART; KIT CAPACITOR FOR TRAP FILTER
6AGC083904 | SER CP cover for H+S CCS1 plug 85100426 | Active |  | 445 | 1 | 1 | stuk | Terra Spare Parts | BE42180 | O8 (Spare Parts) | stuk | SER CP deksel voor H+S CCS1 plug 85100426 | SER CP couverture pour H+S CCS1 plug 85100426 |  | SER CP cover for H+S CCS1 plug 85100426
6AGC083905 | SER CP cover for H+S CCS1 plug 85128987 | Active |  | 445 | 1 | 1 | stuk | Terra Spare Parts | BE42180 | O8 (Spare Parts) | stuk | SER CP deksel voor H+S CCS1 plug 85128987 | SER CP couverture pour H+S CCS1 plug 85128987 |  | SER CP cover for H+S CCS1 plug 85128987
6AGC083912 | SER HVC CE PD pantograph service hook | Active |  | 3265 | 1 | 1 | stuk | Terra Spare Parts | BE42180 | O8 (Spare Parts) | stuk | SER HVC CE PD pantograph diensthaak | SER HVC CE PD pantograph crochet de maintenance |  | SER HVC CE PD pantograph service hook
6AGC083952 | SPARE CP GEN3 FUSE KIT | Active |  | 30 | 1 | 1 | stuk | Terra Spare Parts | BE42180 | O8 (Spare Parts) | stuk | reserve CP GEN3 ZEKERING KIT | SPARE CP Get3 FUSIBLE KIT |  | SPARE CP GEN3 FUSE KIT
6AGC083966 | Tx4 upgr kit Payter P66 | Active |  | 1609 | 1 | 1 | stuk | Terra 94 - 184 | BE42180 | O9 (Fast Charger Access.) | stuk | Tx4 upgr kit BetalerP66 | Tx4 upgr kit Payter P66 |  | Tx4 upgr kit Payter P66 |  | 4.54
6AGC083971 | SER CP3 Conn holder CCS2 H+S | Active |  | 255 | 1 | 1 | stuk | Terra Spare Parts | BE42180 | O8 (Spare Parts) | stuk | SER CP3 Conn houder CCS2 H+S | SER CP3 support de connexion CCS2 H+S |  | SER CP3 Conn holder CCS2 H+S
6AGC084000 | SER Tx4/Txx4 upgr kit OPC UA interface | Active |  | 1025 | 1 | 1 | stuk | Terra Spare Parts | BE42180 | O8 (Spare Parts) | stuk | SER Tx4/Txx4 upgr kit OPC UA interface | SER Tx4/Txx4 upgr kit OPC UA interface |  | SER Tx4/Txx4 upgr kit OPC UA interface
6AGC084021 | SER CP2 power supply 24V 40A 960W | Active |  | 515 | 1 | 1 | stuk | Terra Spare Parts | BE42180 | O8 (Spare Parts) | stuk | SER CP2 voeding 24V 40A 960W | SER CP2 power supply 24V 40A 960W |  | SER CP2 power supply 24V 40A 960W
6AGC084052 | SER CP tubes kit Rx400 on cooler -5 | Active |  | 185 | 1 | 1 | stuk | Terra Spare Parts | BE42180 | O8 (Spare Parts) | stuk | SER CP tubes kit Rx400 op koeler -5 | SER CP tubes kit Rx400 on Refroidisseur -5 |  | SER CP tubes kit Rx400 on cooler -5
6AGC084053 | TAC extended warranty 1 yr | Active |  | 68.9 | 1 | 1 | stuk | Terra AC Wallbox | BE42180 | O2 (Terra AC Accessories) | stuk | Terra AC 1 jaar verlenging garantie termijn | Terra AC 1 extetsion de garantie d'un an |  | Terra AC 1 jaar verlenging garantie termijn |  | 5.5.3
6AGC084054 | TAC extended warranty 2 yr | Active |  | 103 | 1 | 1 | stuk | Terra AC Wallbox | BE42180 | O2 (Terra AC Accessories) | stuk | Terra AC 2 jaar verlenging garantie termijn | Terra AC 2 extetsion de garantie d'un an |  | Terra AC 2 jaar verlenging garantie termijn |  | 5.5.3
6AGC084055 | TAC extended warranty 3 yr | Active |  | 138 | 1 | 1 | stuk | Terra AC Wallbox | BE42180 | O2 (Terra AC Accessories) | stuk | Terra AC 3 jaar verlenging garantie termijn | Terra AC 3 extetsion de garantie d'un an |  | Terra AC 3 jaar verlenging garantie termijn |  | 5.5.3
6AGC084059 | SPARE;GEN3;COMBO BOARDS SUBASSEMBLY | Active |  | 135 | 1 | 1 | stuk | Terra Spare Parts | BE42180 | O8 (Spare Parts) | stuk | reserve;GEN3;COMBO BOARDS SUBASSEMBLY | SPARE;Get3;COMBO BOARDS SUBASSEMBLY |  | SPARE;GEN3;COMBO BOARDS SUBASSEMBLY
6AGC084060 | SER CP3 CCB upgrade kit CE+UL | Active |  | 565 | 1 | 1 | stuk | Terra Spare Parts | BE42180 | O8 (Spare Parts) | stuk | SER CP3 CCB upgrade kit CE+UL | SER CP3 CCB upgrade kit CE+UL |  | SER CP3 CCB upgrade kit CE+UL
6AGC084162 | SPARE; CP; PT1000 ASSEMBLIES WITH FERRULE;H+S | Active |  | 35 | 1 | 1 | stuk | Terra Spare Parts | BE42180 | O8 (Spare Parts) | stuk | reserve; CP; PT1000 ASSEMBLIES WITH FERRULE;H+S | SPARE; CP; PT1000 ASSEMBLIES avec FERRULE;H+S |  | SPARE; CP; PT1000 ASSEMBLIES WITH FERRULE;H+S
6AGC084208 | SER DCB cable CCS2 3.5m 200A 1kV CE | Active |  | 1480 | 1 | 1 | stuk | Terra Spare Parts | BE42180 | O8 (Spare Parts) | stuk | SER DCB kabel CCS2 3.5m 200A 1kV CE | SER DCB câble CCS2 3.5m 200A 1kV CE |  | SER DCB cable CCS2 3.5m 200A 1kV CE
6AGC084209 | SER DCB cable CCS2 7.0m 200A 1kV CE | Active |  | 2880 | 1 | 1 | stuk | Terra Spare Parts | BE42180 | O8 (Spare Parts) | stuk | SER DCB kabel CCS2 7.0m 200A 1kV CE | SER DCB câble CCS2 7.0m 200A 1kV CE |  | SER DCB cable CCS2 7.0m 200A 1kV CE
6AGC084210 | SER DCB cable CCS2 9.5m 200A 1kV CE | Active |  | 3690 | 1 | 1 | stuk | Terra Spare Parts | BE42180 | O8 (Spare Parts) | stuk | SER DCB kabel CCS2 9.5m 200A 1kV CE | SER DCB câble CCS2 9.5m 200A 1kV CE |  | SER DCB cable CCS2 9.5m 200A 1kV CE
6AGC084211 | Terra Cable Management System Tx3 Tx4 | Active |  | 1650 | 1 | 1 | stuk | Terra Spare Parts | BE42180 | O8 (Spare Parts) | stuk | Terra kabel Management System Tx3 Tx4 | Terra câble Managemett System Tx3 Tx4 |  | Terra Cable Management System Tx3 Tx4
6AGC084252 | SER Tx3 Tx4(HV) Txx4 CE tilt sensor kit | Active |  | 847 | 1 | 1 | stuk | Terra 94 - 184 | BE42180 | O9 (Fast Charger Access.) | stuk | SER Tx3 Tx4(HV) Txx4 CE tilt sensor kit | SER Tx3 Tx4(HV) Txx4 CE tilt setsor kit |  | SER Tx3 Tx4(HV) Txx4 CE tilt sensor kit |  | 4.54
6AGC084253 | Terra CE 124 CC 4N4-7M-H-0 | Active | 8719874453073 | 47624 | 1 | 1 | stuk | Terra 94 - 184 | BE42180 | O6 (Terra 94/124/184) | stuk | Terra CE 124 CC 4N4-7M-H-0 (CCS kabels will differ from picture) | Terra CE 124 CC 4N4-7M-H-0 (CCS les câbles peuvett différer de l'image) |  | Terra CE 124 CC 4N4-7M-H-0 (CCS cables will differ from picture) | B106020960 | 4.54
6AGC084266 | T124 price per charger for in total 3 years of warranty | Active |  | 2008 | 1 | 1 | stuk | Terra 94 - 184 | BE42180 | O9 (Fast Charger Access.) | stuk | T124 prijs per ladingr voor in total 3 jaren garantie | T124 prix par charger pour au total 3 années de garantie |  | T124 price per charger for in total 3 years of warranty |  | 4.54
6AGC084267 | T124 price per charge, for in total 4 years of warranty | Active |  | 4014 | 1 | 1 | stuk | Terra 94 - 184 | BE42180 | O9 (Fast Charger Access.) | stuk | T124 prijs per lading, voor in total 4 jaren garantie | T124 prix par charge, pour au total 4 années de garantie |  | T124 price per charge, for in total 4 years of warranty |  | 4.54
6AGC084268 | T124 price per charger for in total 5 years of warranty | Active |  | 6022 | 1 | 1 | stuk | Terra 94 - 184 | BE42180 | O9 (Fast Charger Access.) | stuk | T124 prijs per ladingr voor in total 5 jaren garantie | T124 prix par charger pour au total 5 années de garantie |  | T124 price per charger for in total 5 years of warranty |  | 4.54
6AGC084275 | T184 price per charger for in total 3 years of warranty | Active |  | 2515 | 1 | 1 | stuk | Terra 94 - 184 | BE42180 | O9 (Fast Charger Access.) | stuk | T184 prijs per ladingr voor in total 3 jaren garantie | T184 prix par charger pour au total 3 années de garantie |  | T184 price per charger for in total 3 years of warranty |  | 4.54
6AGC084276 | T184 price per charger for in total 4 years of warranty | Active |  | 5030 | 1 | 1 | stuk | Terra 94 - 184 | BE42180 | O9 (Fast Charger Access.) | stuk | T184 prijs per ladingr voor in total 4 jaren garantie | T184 prix par charger pour au total 4 années de garantie |  | T184 price per charger for in total 4 years of warranty |  | 4.54
6AGC084277 | T184 price per charger for in total 5 years of warranty | Active |  | 7545 | 1 | 1 | stuk | Terra 94 - 184 | BE42180 | O9 (Fast Charger Access.) | stuk | T184 prijs per ladingr voor in total 5 jaren garantie | T184 prix par charger pour au total 5 années de garantie |  | T184 price per charger for in total 5 years of warranty |  | 4.54
6AGC084353 | SER Tx4(HV) UL ice cover, black | Active |  | 255 | 1 | 1 | stuk | Terra Spare Parts | BE42180 | O8 (Spare Parts) | stuk | SER Tx4(HV) UL ice deksel, black | SER Tx4(HV) UL ice couverture, black |  | SER Tx4(HV) UL ice cover, black
6AGC084359 | SER CP2 CCS2 3.2m CE 500A Rx500CC65 | Active |  | 5060 | 1 | 1 | stuk | Terra Spare Parts | BE42180 | O8 (Spare Parts) | stuk | SER CP2 CCS2 3.2m CE 500A Rx500CC65 | SER CP2 CCS2 3.2m CE 500A Rx500CC65 |  | SER CP2 CCS2 3.2m CE 500A Rx500CC65
6AGC084498 | TWB ExtConHol CCS2 -LEX | Active |  | 605 | 1 | 1 | stuk | Terra Spare Parts | BE42180 | O8 (Spare Parts) | stuk | TWB ExtConHol CCS2 -LEX | TWB ExtConHol CCS2 -LEX |  | TWB ExtConHol CCS2 -LEX
6AGC084500 | TWB ExtConHol CHAdeMO -LEX | Active |  | 605 | 1 | 1 | stuk | Terra Spare Parts | BE42180 | O8 (Spare Parts) | stuk | TWB ExtConHol CHAdeMO -LEX | TWB ExtConHol CHAdeMO -LEX |  | TWB ExtConHol CHAdeMO -LEX
6AGC084503 | SER CP3 cable mgt cord and pulleys | Active |  | 145 | 1 | 1 | stuk | Terra Spare Parts | BE42180 | O8 (Spare Parts) | stuk | SER CP3 kabel mgt cord en pulleys | SER CP3 câble mgt cord and pulleys |  | SER CP3 cable mgt cord and pulleys
6AGC084537 | SER CP cooler -5 control board | Active |  | 295 | 1 | 1 | stuk | Terra Spare Parts | BE42180 | O8 (Spare Parts) | stuk | SER CP Koeler -5 controlebord | SER CP Refroidisseur -5 control board |  | SER CP cooler -5 control board
6AGC084538 | SER CP cooler -5 control board backplane | Active |  | 145 | 1 | 1 | stuk | Terra Spare Parts | BE42180 | O8 (Spare Parts) | stuk | SER CP Koeler -5 controlebord achterwen | SER CP Refroidisseur -5 fond de carte de commande |  | SER CP cooler -5 control board backplane
6AGC084545 | TWB ExtConHol CCS2 -TOY | Active |  | 605 | 1 | 1 | stuk | Terra Spare Parts | BE42180 | O8 (Spare Parts) | stuk | TWB ExtConHol CCS2 -TOY | TWB ExtConHol CCS2 -TOY |  | TWB ExtConHol CCS2 -TOY
6AGC084547 | TWB ExtConHol CHAdeMO -TOY | Active |  | 605 | 1 | 1 | stuk | Terra Spare Parts | BE42180 | O8 (Spare Parts) | stuk | TWB ExtConHol CHAdeMO -TOY | TWB ExtConHol CHAdeMO -TOY |  | TWB ExtConHol CHAdeMO -TOY
6AGC084566 | SER CP3 cable mgt end stops | Active |  | 35 | 1 | 1 | stuk | Terra Spare Parts | BE42180 | O8 (Spare Parts) | stuk | SER CP3 kabel mgt end stops | SER CP3 câble mgt etd stops |  | SER CP3 cable mgt end stops
6AGC084567 | SER CP3 cable mgt cable part H+S | Active |  | 440 | 1 | 1 | stuk | Terra Spare Parts | BE42180 | O8 (Spare Parts) | stuk | SER CP3 kabel mgt kabel part H+S | SER CP3 câble mgt câble part H+S |  | SER CP3 cable mgt cable part H+S
6AGC084569 | SPARE GEN3 DOOR HANDLE | Active |  | 165 | 1 | 1 | stuk | Terra Spare Parts | BE42180 | O8 (Spare Parts) | stuk | reserve GEN3 deur HenLE | SPARE Get3 DOOR HANDLE |  | SPARE GEN3 DOOR HANDLE
6AGC084576 | SER CP tubes kit Rx500 on cooler -3 | Active |  | 185 | 1 | 1 | stuk | Terra Spare Parts | BE42180 | O8 (Spare Parts) | stuk | SER CP tubes kit Rx500 op koeler -3 | SER CP tubes kit Rx500 on Refroidisseur -3 |  | SER CP tubes kit Rx500 on cooler -3
6AGC084593 | SER CP3 DC filter | Active |  | 210 | 1 | 1 | stuk | Terra Spare Parts | BE42180 | O8 (Spare Parts) | stuk | SER CP3 DC filter | SER CP3 DC filter |  | SER CP3 DC filter
6AGC084601 | SER conn holder raincap with led | Active |  | 185 | 1 | 1 | stuk | Terra Spare Parts | BE42180 | O8 (Spare Parts) | stuk | SER houder regenkap met led | SER support de connexion chapeau de pluie avec led |  | SER conn holder raincap with led
6AGC084624 | SER CP2 Parking sensor upgr kit | Active |  | 225 | 1 | 1 | stuk | Terra Spare Parts | BE42180 | O8 (Spare Parts) | stuk | SER CP2 Parking sensor upgr kit | SER CP2 Parking setsor upgr kit |  | SER CP2 Parking sensor upgr kit
6AGC084626 | SER CP USB hub | Active |  | 1010 | 1 | 1 | stuk | Terra Spare Parts | BE42180 | O8 (Spare Parts) | stuk | SER CP USB hub | SER CP USB hub |  | SER CP USB hub
6AGC084627 | UPGRADE CP GEN2 HEATER UPGRADE KIT 400W | Active |  | 340 | 1 | 1 | stuk | Terra Spare Parts | BE42180 | O8 (Spare Parts) | stuk | UPGRADE CP GEN2 verwarming UPGRADE KIT 400W | UPGRADE CP Get2 chauffage UPGRADE KIT 400W |  | UPGRADE CP GEN2 HEATER UPGRADE KIT 400W
6AGC084952 | SER CP cover for H+S CCS2 plug 85100427 | Active |  | 445 | 1 | 1 | stuk | Terra Spare Parts | BE42180 | O8 (Spare Parts) | stuk | SER CP deksel voor H+S CCS2 plug 85100427 | SER CP couverture pour H+S CCS2 plug 85100427 |  | SER CP cover for H+S CCS2 plug 85100427
6AGC085029 | SER HVC PCB CPI CCS P3 1.6.1 | Active |  | 550 | 1 | 1 | stuk | Terra Spare Parts | BE42180 | O8 (Spare Parts) | stuk | SER HVC PCB CPI CCS P3 1.6.1 | SER HVC PCB CPI CCS P3 1.6.1 |  | SER HVC PCB CPI CCS P3 1.6.1
6AGC085030 | SER HVC PCBA CAN2ETH 1.1 | Active |  | 185 | 1 | 1 | stuk | Terra Spare Parts | BE42180 | O8 (Spare Parts) | stuk | SER HVC PCBA CAN2ETH 1.1 | SER HVC PCBA CAN2ETH 1.1 |  | SER HVC PCBA CAN2ETH 1.1
6AGC085031 | SER HVC DC contactor 600A 1000V | Active |  | 470 | 1 | 1 | stuk | Terra Spare Parts | BE42180 | O8 (Spare Parts) | stuk | SER HVC DC contactor 600A 1000V | SER HVC DC contactor 600A 1000V |  | SER HVC DC contactor 600A 1000V
6AGC085032 | SER HVC fan 24VDC | Active |  | 25 | 1 | 1 | stuk | Terra Spare Parts | BE42180 | O8 (Spare Parts) | stuk | SER HVC ventilator 24VDC | SER HVC Ventilateur 24VDC |  | SER HVC fan 24VDC
6AGC085033 | SPARE CPI BOX CONTROL BOX TERMINAL BLOCK DIN RAIL RJ45;RJ45 | Active |  | 45 | 1 | 1 | stuk | Terra Spare Parts | BE42180 | O8 (Spare Parts) | stuk | reserve CPI BOX CONTROL BOX TERMINAL BLOCK DIN RAIL RJ45;RJ45 | SPARE CPI BOX CONTROL BOX TERMINAL BLOCK DIN RAIL RJ45;RJ45 |  | SPARE CPI BOX CONTROL BOX TERMINAL BLOCK DIN RAIL RJ45;RJ45
6AGC085123 | SER CP2 15 inch upgr kit Payter P66 | Active |  | 1280 | 1 | 1 | stuk | Terra Spare Parts | BE42180 | O8 (Spare Parts) | stuk | SER CP2 15 inch upgr kit BetalerP66 | SER CP2 15 inch upgr kit Payter P66 |  | SER CP2 15 inch upgr kit Payter P66
6AGC085171 | SER CP2 DC filter | Active |  | 230 | 1 | 1 | stuk | Terra Spare Parts | BE42180 | O8 (Spare Parts) | stuk | SER CP2 DC filter | SER CP2 DC filter |  | SER CP2 DC filter
6AGC085172 | SER CP2 CABLE SUPPORT | Active |  | 575 | 1 | 1 | stuk | Terra Spare Parts | BE42180 | O8 (Spare Parts) | stuk | SER CP2 kabel SUPPORT | SER CP2 câble SUPPORT |  | SER CP2 CABLE SUPPORT
6AGC085178 | SER CP cooler -5 dual outlet | Active |  | 10230 | 1 | 1 | stuk | Terra Spare Parts | BE42180 | O8 (Spare Parts) | stuk | SER CP Koeler -5 dubbel stopcontact | SER CP Refroidisseur -5 double sortielet |  | SER CP cooler -5 dual outlet
6AGC085183 | SPARE CP GEN2 MOUNTING BRACKET FOR EUROCHILLER | Active |  | 400 | 1 | 1 | stuk | Terra Spare Parts | BE42180 | O8 (Spare Parts) | stuk | reserve CP GEN2 MOUNTING BRACKET voor EUROCHILLER | SPARE CP Get2 MOUNTING BRACKET pour EUROCHILLER |  | SPARE CP GEN2 MOUNTING BRACKET FOR EUROCHILLER
6AGC085196 | SER CP3 CCS2 4.8m 500A CE Rx500CC65 | Active |  | 4815 | 1 | 1 | stuk | Terra Spare Parts | BE42180 | O8 (Spare Parts) | stuk | SER CP3 CCS2 4.8m 500A CE Rx500CC65 | SER CP3 CCS2 4.8m 500A CE Rx500CC65 |  | SER CP3 CCS2 4.8m 500A CE Rx500CC65
6AGC085262 | SPARE; TX4; TX4HV CE; UPGRADE KIT DOUBLE ANTENNA WITH DIGI MODEM | Active |  | 1505 | 1 | 1 | stuk | Terra Spare Parts | BE42180 | O8 (Spare Parts) | stuk | reserve; TX4; TX4HV CE; UPGRADE KIT DOUBLE antenne WITH DIGI MODEM | SPARE; TX4; TX4HV CE; UPGRADE KIT DOUBLE ANTetNA avec DIGI MODEM |  | SPARE; TX4; TX4HV CE; UPGRADE KIT DOUBLE ANTENNA WITH DIGI MODEM
6AGC085329 | SER Tx4 Txx4 ARMXL 2.0 + 7inch HMI CE+UL | Active |  | 1735 | 1 | 1 | stuk | Terra Spare Parts | BE42180 | O8 (Spare Parts) | stuk | SER Tx4 Txx4 ARMXL 2.0 + 7inch HMI CE+UL | SER Tx4 Txx4 ARMXL 2.0 + 7inch HMI CE+UL |  | SER Tx4 Txx4 ARMXL 2.0 + 7inch HMI CE+UL
6AGC085331 | SER Tx4 Txx4 CE Power bridge board | Active |  | 295 | 1 | 1 | stuk | Terra Spare Parts | BE42180 | O8 (Spare Parts) | stuk | SER Tx4 Txx4 CE Power bridge board | SER Tx4 Txx4 CE Power bridge board |  | SER Tx4 Txx4 CE Power bridge board
6AGC085345 | TAC single pedestal | Active | 8719874451635 | 413 | 1 | 1 | stuk | Terra AC Wallbox | BE42180 | O2 (Terra AC Accessories) | stuk | Terra AC Voetstuk 1 lader | Terra AC Piédestal 1 lader |  | Terra AC Pedestal 1 lader |  | 5.5.3
6AGC085382 | Terra AC W7-T-R-0 | Active | 8719874451581 | 795.95 | 1 | 1 | stuk | Terra AC Wallbox | BE42180 | O1 (Terra AC Wallbox) | stuk | Terra AC wallbox type 2, contactdoos, 7kW/1 fase/32 A, met RFID | Terra AC wallbox type 2, boîte de contact, 7kW/1 phase/32 A, avec RFID |  | Terra AC wallbox type 2, contactdoos, 7kW/1 fase/32 A, met RFID | B106020960 | 5.5.3
6AGC085383 | Terra AC W7-T-R-C-0 | Active | 8719874451598 | 899.81 | 1 | 1 | stuk | Terra AC Wallbox | BE42180 | O1 (Terra AC Wallbox) | stuk | Terra AC wallbox type 2, contactdoos, 7kW/1 fase/32 A, met RFID en 4G | Terra AC wallbox type 2, boîte de contact, 7kW/1 phase/32 A, avec RFID et 4G |  | Terra AC wallbox type 2, contactdoos, 7kW/1 fase/32 A, met RFID en 4G | B106020960 | 5.5.3
6AGC085385 | Terra AC W7-G5-R-C-0 | Active | 8719874451611 | 962.4 | 1 | 1 | stuk | Terra AC Wallbox | BE42180 | O1 (Terra AC Wallbox) | stuk | Terra AC wallbox type 2, kabel 5 m, 1-phase/32 A, with RFID en 4G | Terra AC wallbox type 2, câble 5 m, 1-phase/32 A, avec RFID and 4G |  | Terra AC wallbox type 2, cable 5 m, 1-phase/32 A, with RFID and 4G | B106020960 | 5.5.3
6AGC085386 | Terra AC W7-G5-RD-MC-0 | Active | 8719874451628 | 1154.36 | 1 | 1 | stuk | Terra AC Wallbox | BE42180 | O1 (Terra AC Wallbox) | stuk | TAC Type 2 Stopcontact, eenfasig / 32 A, MID gecertificeerd, met RFID, scherm 4G | AC Wallbox Type 2 Prise, monophasée / 32 A, Certifié MID, avec RFID, écran et 4G | Terra AC W7-G5-RD-MC-0 | TAC-W7-G5-RD-MC-0 Terra AC wallbox type 2, cable 5m, 1-phase/32A, MID certified, with RFID, display and 4G
6AGC085387 | SER-TAC grommet set | Active | 8719874451918 | 23 | 1 | 1 | stuk | Terra AC Wallbox | BE42180 | O2 (Terra AC Accessories) | stuk | reserve part Terra AC Wallbox (zonder display) deurvoertule (1x 32mm, 2x 25mm) | Pièce de rechange Terra AC Wallbox (sans écran) passe-fil (1x 32mm, 2x 25mm) |  | Spare part Terra AC Wallbox (zonder display) doorvoertule (1x 32mm, 2x 25mm) |  | 5.5.3
6AGC085388 | SER-TAC CE no display, front cover | Active | 8719874451925 | 45.9 | 1 | 1 | stuk | Terra AC Wallbox | BE42180 | O2 (Terra AC Accessories) | stuk | reserve part Terra AC Wallbox CEmodellen zonder display, voorkant deksel | Pièce de rechange Terra AC Wallbox CEmodellet sans écran, avant couverture |  | Spare part Terra AC Wallbox CEmodellen zonder display, voorkant cover |  | 5.5.3
6AGC085389 | SER TAC CE no display, maintenance cover | Active | 8719874451932 | 34.5 | 1 | 1 | stuk | Terra AC Wallbox | BE42180 | O2 (Terra AC Accessories) | stuk | reserve part Terra AC Wallbox CEmodellen zonder display, onderhouds dekselen 2 schroeven | Pièce de rechange Terra AC Wallbox CEmodellet sans écran, maintetance couvertureet 2 vis |  | Spare part Terra AC Wallbox CEmodellen zonder display, onderhouds coveren 2 schroeven |  | 5.5.3
6AGC085454 | SER CP1 CCS2 3.2m 500A CE Rx500CC65 | Active |  | 5475 | 1 | 1 | stuk | Terra Spare Parts | BE42180 | O8 (Spare Parts) | stuk | SER CP1 CCS2 3.2m 500A CE Rx500CC65 | SER CP1 CCS2 3.2m 500A CE Rx500CC65 |  | SER CP1 CCS2 3.2m 500A CE Rx500CC65
6AGC085473 | Terra CE 124 C 4N4-7M-H-0 | Active | 8719874451727 | 44301 | 1 | 1 | stuk | Terra 94 - 184 | BE42180 | O6 (Terra 94/124/184) | stuk | Terra CE 124 C 4N4-7M-H-0 (CCS kabel will differ from picture) | Terra CE 124 C 4N4-7M-H-0 (CCS Le câble peut différer de l'image) |  | Terra CE 124 C 4N4-7M-H-0 (CCS cable will differ from picture) | B106020960 | 4.54
6AGC085474 | Terra CE 124 CJ 4N4-7M-H-0 | Active | 8719874451734 | 47070 | 1 | 1 | stuk | Terra 94 - 184 | BE42180 | O6 (Terra 94/124/184) | stuk | Terra CE 124 CJ 4N4-7M-H-0 (CCS kabel will differ from picture) | Terra CE 124 CJ 4N4-7M-H-0 (CCS Le câble peut différer de l'image) |  | Terra CE 124 CJ 4N4-7M-H-0 (CCS cable will differ from picture) | B106020960 | 4.54
6AGC085485 | Terra CE 124 CC 8N4-7M-H-0 | Active | 8719874451796 | 50946 | 1 | 1 | stuk | Terra 94 - 184 | BE42180 | O6 (Terra 94/124/184) | stuk | Terra CE 124 CC 8N4-7M-H-0 (CCS kabels will differ from picture) (Picture is of charger with normal kabel length) | Terra CE 124 CC 8N4-7M-H-0 (CCS les câbles peuvett différer de l'image) (L'image est celle du chargeur avec une longueur de câble normale) |  | Terra CE 124 CC 8N4-7M-H-0 (CCS cables will differ from picture)(Picture is of charger with normal cable length) | B106020960 | 4.54
6AGC085488 | Terra CE 184 C 4N4-7M-H-0 | Active | 8719874451826 | 54823 | 1 | 1 | stuk | Terra 94 - 184 | BE42180 | O6 (Terra 94/124/184) | stuk | Terra CE 184 C 4N4-7M-H-0 (CCS kabel will differ from picture) | Terra CE 184 C 4N4-7M-H-0 (CCS Le câble peut différer de l'image) |  | Terra CE 184 C 4N4-7M-H-0 (CCS cable will differ from picture) | B106020960 | 4.54
6AGC085492 | TERRA CE 184 CC 8N4-7M-H-0 | Active | 8719874451864 | 60914 | 1 | 1 | stuk | Terra 94 - 184 | BE42180 | O6 (Terra 94/124/184) | stuk | Terra CE 184 CC 8N4-7M-H-0 (CCS kabels will differ from picture) (Picture is of charger with normal kabel length) | Terra CE 184 CC 8N4-7M-H-0 (CCS les câbles peuvett différer de l'image) (L'image est celle du chargeur avec une longueur de câble normale) |  | Terra CE 184 CC 8N4-7M-H-0 (CCS cables will differ from picture) (Picture is of charger with normal cable length) | B106020960 | 4.54
6AGC085552 | Terra CE 184 CJ 8N4-7M-H-0 | Active | 8719874451901 | 60360 | 1 | 1 | stuk | Terra 94 - 184 | BE42180 | O6 (Terra 94/124/184) | stuk | Terra CE 184 CJ 8N4-7M-H-0 (CCS kabel will differ from picture) (Picture is of charger with normal kabel length) | Terra CE 184 CJ 8N4-7M-H-0 (CCS Le câble peut différer de l'image) (L'image est celle du chargeur avec une longueur de câble normale) |  | Terra CE 184 CJ 8N4-7M-H-0 (CCS cable will differ from picture) (Picture is of charger with normal cable length) | B106020960 | 4.54
6AGC085614 | SER CP3 Parking sensor upgr kit | Active |  | 235 | 1 | 1 | stuk | Terra Spare Parts | BE42180 | O8 (Spare Parts) | stuk | SER CP3 Parking sensor upgr kit | SER CP3 Parking setsor upgr kit |  | SER CP3 Parking sensor upgr kit
6AGC085633 | T94 price per charger for in total 3 years of warranty | Active |  | 1754 | 1 | 1 | stuk | Terra 94 - 184 | BE42180 | O9 (Fast Charger Access.) | stuk | T94 prijs per ladingr voor in total 3 jaren garantie | T94 prix par charger pour au total 3 années de garantie |  | T94 price per charger for in total 3 years of warranty |  | 4.54
6AGC085634 | T94 price per charger for in total 4 years of warranty | Active |  | 3505 | 1 | 1 | stuk | Terra 94 - 184 | BE42180 | O9 (Fast Charger Access.) | stuk | T94 prijs per ladingr voor in total 4 jaren garantie | T94 prix par charger pour au total 4 années de garantie |  | T94 price per charger for in total 4 years of warranty |  | 4.54
6AGC085635 | T94 price per charger for in total 5 years of warranty | Active |  | 5259 | 1 | 1 | stuk | Terra 94 - 184 | BE42180 | O9 (Fast Charger Access.) | stuk | T94 prijs per ladingr voor in total 5 jaren garantie | T94 prix par charger pour au total 5 années de garantie |  | T94 price per charger for in total 5 years of warranty |  | 4.54
6AGC085684 | TAC pedestal back-to-back | Active | 8719874451949 | 551 | 1 | 1 | stuk | Terra AC Wallbox | BE42180 | O2 (Terra AC Accessories) | stuk | Terra AC Voetstuk 2 laders (back to back) | Terra AC Piédestal 2 laders (dos à dos) |  | Terra AC Pedestal 2 laders (back to back) |  | 5.5.3
6AGC085766 | FUP THP CP3 OPC UA interface | Active |  | 1025 | 1 | 1 | stuk | Terra Spare Parts | BE42180 | O8 (Spare Parts) | stuk | FUP THP CP3 OPC UA interface | FUP THP CP3 OPC UA interface |  | FUP THP CP3 OPC UA interface
6AGC085793 | SER CP2 PT1000 temp sensor V2 kit | Active |  | 145 | 1 | 1 | stuk | Terra Spare Parts | BE42180 | O8 (Spare Parts) | stuk | SER CP2 PT1000 temp sensor V2 kit | SER CP2 PT1000 temp setsor V2 kit |  | SER CP2 PT1000 temp sensor V2 kit
6AGC085794 | SER CP cable temp sensor v2 H+S | Active |  | 145 | 1 | 1 | stuk | Terra Spare Parts | BE42180 | O8 (Spare Parts) | stuk | SER CP kabel temp sensor v2 H+S | SER CP câble temp setsor v2 H+S |  | SER CP cable temp sensor v2 H+S
6AGC085798 | SER CP tubes kit Rx400 on cooler -5 | Active |  | 35 | 1 | 1 | stuk | Terra Spare Parts | BE42180 | O8 (Spare Parts) | stuk | SER CP tubes kit Rx400 op koeler -5 | SER CP tubes kit Rx400 on Refroidisseur -5 |  | SER CP tubes kit Rx400 on cooler -5
6AGC085799 | SER CP tubes kit RX500CC65 on cooler -5 | Active |  | 35 | 1 | 1 | stuk | Terra Spare Parts | BE42180 | O8 (Spare Parts) | stuk | SER CP tubes kit RX500CC65 op koeler -5 | SER CP tubes kit RX500CC65 on Refroidisseur -5 |  | SER CP tubes kit RX500CC65 on cooler -5
6AGC085801 | SER HVC RCD relay 12/24Vdc CE UL CSA | Active |  | 735 | 1 | 1 | stuk | Terra Spare Parts | BE42180 | O8 (Spare Parts) | stuk | SER HVC RCD relais 12/24Vdc CE UL CSA | SER HVC RCD relais 12/24Vdc CE UL CSA |  | SER HVC RCD relay 12/24Vdc CE UL CSA
6AGC085878 | THP CP3 CE 500 CJ 5R-15M-0-0 | Active |  | 28280 | 1 | 1 | stuk | Terra HP | BE42180 | O7 (Terra HP / Terra 360) | stuk | THP CP3 CE 500 CJ 5R-15M-0-0 | THP CP3 CE 500 CJ 5R-15M-0-0 |  | THP CP3 CE 500 CJ 5R-15M-0-0 | B106020960 | 4.54
6AGC100017 | SER CP3 cable mgt, weight, wire, sliders | Active |  | 70 | 1 | 1 | stuk | Terra Spare Parts | BE42180 | O8 (Spare Parts) | stuk | SER CP3 kabel mgt, weight, wire, sliders | SER CP3 câble mgt, weight, wire, sliders |  | SER CP3 cable mgt, weight, wire, sliders
6AGC100044 | SER 4G modem EMEA | Active |  | 365 | 1 | 1 | stuk | Terra Spare Parts | BE42180 | O8 (Spare Parts) | stuk | SER 4G modem EMEA | SER 4G modem EMEA |  | SER 4G modem EMEA
6AGC100055 | SER DCB cable CCS2 7.0m 200A 1KV UL Rem | Active |  | 3140 | 1 | 1 | stuk | Terra Spare Parts | BE42180 | O8 (Spare Parts) | stuk | SER DCB kabel CCS2 7.0m 200A 1KV UL Rem | SER DCB câble CCS2 7.0m 200A 1KV UL Rem |  | SER DCB cable CCS2 7.0m 200A 1KV UL Rem
6AGC100071 | SER Tx4 Cable CCS2 7.0m 125A 1kV CE | Active |  | 1455 | 1 | 1 | stuk | Terra Spare Parts | BE42180 | O8 (Spare Parts) | stuk | SER Tx4 kabel CCS2 7.0m 125A 1kV CE | SER Tx4 câble CCS2 7.0m 125A 1kV CE |  | SER Tx4 Cable CCS2 7.0m 125A 1kV CE
6AGC100134 | SER TerraCE xx4 power module 30 kW | Active |  | 5363 | 1 | 1 | stuk | Terra 94 - 184 | BE42180 | O9 (Fast Charger Access.) | stuk | SER TerraCE xx4 power module 30 kW | SER TerraCE xx4 module de puissance 30 kW |  | SER TerraCE xx4 power module 30 kW |  | 4.54
6AGC100135 | SER Txx4 fuse frontside 500A 1000V | Active |  | 365 | 1 | 1 | stuk | Terra Spare Parts | BE42180 | O8 (Spare Parts) | stuk | SER Txx4 ZEKERING frontside 500A 1000V | SER Txx4 FUSIBLE frontside 500A 1000V |  | SER Txx4 fuse frontside 500A 1000V
6AGC100136 | SER Txx4 CP contactor CCS 600A 1kV K1/K3 | Active |  | 160 | 1 | 1 | stuk | Terra Spare Parts | BE42180 | O8 (Spare Parts) | stuk | SER Txx4 CP contactor CCS 600A 1kV K1/K3 | SER Txx4 CP contactor CCS 600A 1kV K1/K3 |  | SER Txx4 CP contactor CCS 600A 1kV K1/K3
6AGC100138 | SER Tx3 Tx4/HV Txx4 powrsupply 24V 120W | Active |  | 80 | 1 | 1 | stuk | Terra Spare Parts | BE42180 | O8 (Spare Parts) | stuk | SER Tx3 Tx4/HV Txx4 powrsupply 24V 120W | SER Tx3 Tx4/HV Txx4 powrsupply 24V 120W |  | SER Tx3 Tx4/HV Txx4 powrsupply 24V 120W
6AGC100153 | SER Tx3 RFID-MRU-plastic plate | Active |  | 145 | 1 | 1 | stuk | Terra Spare Parts | BE42180 | O8 (Spare Parts) | stuk | SER Tx3 RFID-MRU-kunststof plaat | SER Tx3 RFID-MRU-plastic plate |  | SER Tx3 RFID-MRU-plastic plate
6AGC100182 | SER CP3 USB HUB | Active |  | 1630 | 1 | 1 | stuk | Terra Spare Parts | BE42180 | O8 (Spare Parts) | stuk | SER CP3 USB HUB | SER CP3 USB HUB |  | SER CP3 USB HUB
6AGC100215 | SER DCB convertor fiber-to-can | Active |  | 1150 | 1 | 1 | stuk | Terra Spare Parts | BE42180 | O8 (Spare Parts) | stuk | SER DCB convertor fiber-to-can | SER DCB convertor fiber-to-can |  | SER DCB convertor fiber-to-can
6AGC100216 | SER HVC ACS cabinet Converter Eth-CAN | Active |  | 1595 | 1 | 1 | stuk | Terra Spare Parts | BE42180 | O8 (Spare Parts) | stuk | SER HVC ACS kast Converter Eth-CAN | SER HVC ACS cabinet Converter Eth-CAN |  | SER HVC ACS cabinet Converter Eth-CAN
6AGC100284 | SER CP tubes kit Rx400 on cooler -3 | Active |  | 275 | 1 | 1 | stuk | Terra Spare Parts | BE42180 | O8 (Spare Parts) | stuk | SER CP tubes kit Rx400 op koeler -3 | SER CP tubes kit Rx400 on Refroidisseur -3 |  | SER CP tubes kit Rx400 on cooler -3
6AGC100306 | SER Terra WB extended warranty 3 yr | Active |  | 470 | 1 | 1 | stuk | Terra DC Wallbox | BE42180 | O9 (Fast Charger Access.) | stuk | SER Terra WB verlengde garantie 3 j | SER Terra WB extetded garantie 3 Année |  | SER Terra WB extended warranty 3 yr |  | 5.5.3
6AGC100307 | SER Terra WB extended warranty 4 yr | Active |  | 1035 | 1 | 1 | stuk | Terra DC Wallbox | BE42180 | O9 (Fast Charger Access.) | stuk | SER Terra WB verlengde garantie 4 j | SER Terra WB extetded garantie 4 Année |  | SER Terra WB extended warranty 4 yr |  | 5.5.3
6AGC100308 | SER Terra WB extended warranty 5 yr | Active |  | 1695 | 1 | 1 | stuk | Terra DC Wallbox | BE42180 | O9 (Fast Charger Access.) | stuk | SER Terra WB verlengde garantie 5 j | SER Terra WB extetded garantie 5 Année |  | SER Terra WB extended warranty 5 yr |  | 5.5.3
6AGC100359 | SER CP TOOLS ; COOLER ;5 SERV CONTROLLER | Active |  | 330 | 1 | 1 | stuk | Terra Spare Parts | BE42180 | O8 (Spare Parts) | stuk | SER CP TOOLS ; Koeler ;5 SERV CONTROLLER | SER CP TOOLS ; Refroidisseur ;5 SERV CONTROLLER |  | SER CP TOOLS ; COOLER ;5 SERV CONTROLLER
6AGC100360 | SER CP TOOLS ; GEN 2 CABLE SOCKET WRENCH | Active |  | 560 | 1 | 1 | stuk | Terra Spare Parts | BE42180 | O8 (Spare Parts) | stuk | SER CP TOOLS ; GEN 2 KABELDOPSLEUTEL | SER CP TOOLS ; Get 2 câble SOCKET WRetCH |  | SER CP TOOLS ; GEN 2 CABLE SOCKET WRENCH
6AGC100365 | SER CP tubes kit Rx500 on cooler -5 | Active |  | 130 | 1 | 1 | stuk | Terra Spare Parts | BE42180 | O8 (Spare Parts) | stuk | SER CP tubes kit Rx500 op koeler -5 | SER CP tubes kit Rx500 on Refroidisseur -5 |  | SER CP tubes kit Rx500 on cooler -5
6AGC100367 | SER CP3 cable mgt, cable part CHAdeMO | Active |  | 145 | 1 | 1 | stuk | Terra Spare Parts | BE42180 | O8 (Spare Parts) | stuk | SER CP3 kabel mgt, kabel part CHAdeMO | SER CP3 câble mgt, câble part CHAdeMO |  | SER CP3 cable mgt, cable part CHAdeMO
6AGC100368 | SER CP3 Air filter with frame | Active |  | 125 | 1 | 1 | stuk | Terra Spare Parts | BE42180 | O8 (Spare Parts) | stuk | SER CP3 Luchtfilter met frame | SER CP3 Filtre à air avec frame |  | SER CP3 Air filter with frame
6AGC100378 | SER CP TOOLS ; GEN 2 CABLE WRENCH | Active |  | 660 | 1 | 1 | stuk | Terra Spare Parts | BE42180 | O8 (Spare Parts) | stuk | SER CP TOOLS ; GEN 2 KABELSLEUTEL | SER CP TOOLS ; Get 2 câble WRetCH |  | SER CP TOOLS ; GEN 2 CABLE WRENCH
6AGC100379 | SER CP Tools Gen2 cable wrench | Active |  | 630 | 1 | 1 | stuk | Terra Spare Parts | BE42180 | O8 (Spare Parts) | stuk | SER CP Tools Gen2 KABELSLEUTEL | SER CP Tools Get2 câble wretch |  | SER CP Tools Gen2 cable wrench
6AGC100379 | SER CP TOOLS - GEN 2 CABLE WRENCHS KIT | Active |  | 630 | 1 | 1 | stuk | Terra Spare Parts | BE42180 | O8 (Spare Parts) | stuk | SER CP TOOLS - GEN 2 KABELSLEUTEL KIT | SER CP TOOLS - Get 2 câble WRetCHS KIT |  | SER CP TOOLS - GEN 2 CABLE WRENCHS KIT
6AGC100381 | SER CP Speaker | Active |  | 160 | 1 | 1 | stuk | Terra Spare Parts | BE42180 | O8 (Spare Parts) | stuk | SER CP luidspreker | SER CP Haut-parleur |  | SER CP Speaker
6AGC100383 | SER CP3 cable mgt, crane Ionity | Active |  | 810 | 1 | 1 | stuk | Terra Spare Parts | BE42180 | O8 (Spare Parts) | stuk | SER CP3 kabel mgt, crane Ionity | SER CP3 câble mgt, crane Ionity |  | SER CP3 cable mgt, crane Ionity
6AGC100405 | SER Txx4 cable CCS2 5m 200A 1kV CE PxC | Active |  | 1650 | 1 | 1 | stuk | Terra Spare Parts | BE42180 | O8 (Spare Parts) | stuk | SER Txx4 kabel CCS2 5m 200A 1kV CE PxC | SER Txx4 câble CCS2 5m 200A 1kV CE PxC |  | SER Txx4 cable CCS2 5m 200A 1kV CE PxC
6AGC100406 | SER Txx4 cable CCS2 8m 200A 1kV CE PxC | Active |  | 2040 | 1 | 1 | stuk | Terra Spare Parts | BE42180 | O8 (Spare Parts) | stuk | SER Txx4 kabel CCS2 8m 200A 1kV CE PxC | SER Txx4 câble CCS2 8m 200A 1kV CE PxC |  | SER Txx4 cable CCS2 8m 200A 1kV CE PxC
6AGC100407 | SER Txx4 cable CHA 5m 200A 500V CE Sum | Active |  | 4975 | 1 | 1 | stuk | Terra Spare Parts | BE42180 | O8 (Spare Parts) | stuk | SER Txx4 kabel CHA 5m 200A 500V CE Sum | SER Txx4 câble CHA 5m 200A 500V CE Sum |  | SER Txx4 cable CHA 5m 200A 500V CE Sum
6AGC100408 | SER Txx4 cable CHA 5m 200A 500V CE SuMet | Active |  | 5480 | 1 | 1 | stuk | Terra Spare Parts | BE42180 | O8 (Spare Parts) | stuk | SER Txx4 kabel CHA 5m 200A 500V CE SuMet | SER Txx4 câble CHA 5m 200A 500V CE Suavec |  | SER Txx4 cable CHA 5m 200A 500V CE SuMet
6AGC100411 | SER CP Assy ARMXL, 4G mod, no 15in displ | Active |  | 735 | 1 | 1 | stuk | Terra Spare Parts | BE42180 | O8 (Spare Parts) | stuk | SER CP Assy ARMXL, 4G mod, no 15in displ | SER CP Assy ARMXL, 4G mod, no 15in displ |  | SER CP Assy ARMXL, 4G mod, no 15in displ
6AGC100412 | SER ARMXL+4G excl 10" display | Active |  | 735 | 1 | 1 | stuk | Terra Spare Parts | BE42180 | O8 (Spare Parts) | stuk | SER ARMXL+4G excl 10" display | SER ARMXL+4G excl 10" écran |  | SER ARMXL+4G excl 10" display
6AGC100431 | SER CP2 cable CCS1 3.2m S 500A UL Rx66 | Active |  | 5035 | 1 | 1 | stuk | Terra Spare Parts | BE42180 | O8 (Spare Parts) | stuk | SER CP2 kabel CCS1 3.2m S 500A UL Rx66 | SER CP2 câble CCS1 3.2m S 500A UL Rx66 |  | SER CP2 cable CCS1 3.2m S 500A UL Rx66
6AGC100432 | SER CP2 cable CCS1 3.8m S 500A UL Rx66 | Active |  | 5105 | 1 | 1 | stuk | Terra Spare Parts | BE42180 | O8 (Spare Parts) | stuk | SER CP2 kabel CCS1 3.8m S 500A UL Rx66 | SER CP2 câble CCS1 3.8m S 500A UL Rx66 |  | SER CP2 cable CCS1 3.8m S 500A UL Rx66
6AGC100433 | SER CP2 cable CCS1 3.8m S 500A UL Rx66LH | Active |  | 5225 | 1 | 1 | stuk | Terra Spare Parts | BE42180 | O8 (Spare Parts) | stuk | SER CP2 kabel CCS1 3.8m S 500A UL Rx66LH | SER CP2 câble CCS1 3.8m S 500A UL Rx66LH |  | SER CP2 cable CCS1 3.8m S 500A UL Rx66LH
6AGC100434 | SER CP2 cable CCS1 3.8m S 500A UL Rx66RH | Active |  | 6080 | 1 | 1 | stuk | Terra Spare Parts | BE42180 | O8 (Spare Parts) | stuk | SER CP2 kabel CCS1 3.8m S 500A UL Rx66RH | SER CP2 câble CCS1 3.8m S 500A UL Rx66RH |  | SER CP2 cable CCS1 3.8m S 500A UL Rx66RH
6AGC100435 | SER CP2 cable CCS2 3.2m S 500A CE Rx65 | Active |  | 5645 | 1 | 1 | stuk | Terra Spare Parts | BE42180 | O8 (Spare Parts) | stuk | SER CP2 kabel CCS2 3.2m S 500A CE Rx65 | SER CP2 câble CCS2 3.2m S 500A CE Rx65 |  | SER CP2 cable CCS2 3.2m S 500A CE Rx65
6AGC100436 | SER CP2 cble CCS2 3.8m S 500A CE R65 ION | Active |  | 5895 | 1 | 1 | stuk | Terra Spare Parts | BE42180 | O8 (Spare Parts) | stuk | SER CP2 cble CCS2 3.8m S 500A CE R65 ION | SER CP2 cble CCS2 3.8m S 500A CE R65 ION |  | SER CP2 cble CCS2 3.8m S 500A CE R65 ION
6AGC100509 | SER Txx4 MCB 10A 400V 2-pole | Active |  | 80 | 1 | 1 | stuk | Terra Spare Parts | BE42180 | O8 (Spare Parts) | stuk | SER Txx4 MCB 10A 400V 2-pool | SER Txx4 MCB 10A 400V 2-pole |  | SER Txx4 MCB 10A 400V 2-pole
6AGC100513 | SER Txx4 MCB 250A 690V 4-pole | Active |  | 2570 | 1 | 1 | stuk | Terra Spare Parts | BE42180 | O8 (Spare Parts) | stuk | SER Txx4 MCB 250A 690V 4-pool | SER Txx4 MCB 250A 690V 4-pole |  | SER Txx4 MCB 250A 690V 4-pole
6AGC100533 | SER HVC DCB door swing handle CE+UL | Active |  | 85 | 1 | 1 | stuk | Terra Spare Parts | BE42180 | O8 (Spare Parts) | stuk | SER HVC DCB deurzwenkgreep CE+UL | SER HVC DCB poignée pivotante de porte CE+UL |  | SER HVC DCB door swing handle CE+UL
6AGC100580 | SER CP2 Base frame front cover | Active |  | 120 | 1 | 1 | stuk | Terra Spare Parts | BE42180 | O8 (Spare Parts) | stuk | SER CP2 Base frame Deksel aan de voorzijde | SER CP2 Base frame Couverture avant |  | SER CP2 Base frame front cover
6AGC100583 | SER CP converter fiber-to-can | Active |  | 680 | 1 | 1 | stuk | Terra Spare Parts | BE42180 | O8 (Spare Parts) | stuk | SER CP converter fiber-to-can | SER CP converter fiber-to-can |  | SER CP converter fiber-to-can
6AGC100614 | SER CP Cooler -5 sing out with manifold | Active |  | 8720 | 1 | 1 | stuk | Terra Spare Parts | BE42180 | O8 (Spare Parts) | stuk | SER CP Koeler -5 enkel uit met spruitstuk | SER CP Refroidisseur -5 sing out avec manifold |  | SER CP Cooler -5 sing out with manifold
6AGC100615 | SER CP Cooler -5 dual out with manifold | Active |  | 9485 | 1 | 1 | stuk | Terra Spare Parts | BE42180 | O8 (Spare Parts) | stuk | SER CP Koeler -5 dubbel uit met spruitstuk | SER CP Refroidisseur -5 double sortie avec manifold |  | SER CP Cooler -5 dual out with manifold
6AGC100637 | SER HVC DCB connector holder CCS1 Rema | Active |  | 390 | 1 | 1 | stuk | Terra Spare Parts | BE42180 | O8 (Spare Parts) | stuk | SER HVC DCB connector houder CCS1 Rema | SER HVC DCB support de connecteur CCS1 Rema |  | SER HVC DCB connector holder CCS1 Rema
6AGC100638 | SER HVC DCB connector holder CCS2 PxC | Active |  | 380 | 1 | 1 | stuk | Terra Spare Parts | BE42180 | O8 (Spare Parts) | stuk | SER HVC DCB connector houder CCS2 PxC | SER HVC DCB support de connecteur CCS2 PxC |  | SER HVC DCB connector holder CCS2 PxC
6AGC100655 | SER CP TOOLS ; GEN 3 CABLE WRENCH 15° | Active |  | 45 | 1 | 1 | stuk | Terra Spare Parts | BE42180 | O8 (Spare Parts) | stuk | SER CP TOOLS ; GEN 3 KABELSLEUTEL 15° | SER CP TOOLS ; Get 3 câble WRetCH 15° |  | SER CP TOOLS ; GEN 3 CABLE WRENCH 15°
6AGC100656 | SER CP TOOLS ; GEN 3 CABLE WRENCH 45° | Active |  | 50 | 1 | 1 | stuk | Terra Spare Parts | BE42180 | O8 (Spare Parts) | stuk | SER CP TOOLS ; GEN 3 KABELSLEUTEL 45° | SER CP TOOLS ; Get 3 câble WRetCH 45° |  | SER CP TOOLS ; GEN 3 CABLE WRENCH 45°
6AGC100694 | SER CP2 cable CCS2 3.8m S 500A CE Rx65 | Active |  | 6455 | 1 | 1 | stuk | Terra Spare Parts | BE42180 | O8 (Spare Parts) | stuk | SER CP2 kabel CCS2 3.8m S 500A CE Rx65 | SER CP2 câble CCS2 3.8m S 500A CE Rx65 |  | SER CP2 cable CCS2 3.8m S 500A CE Rx65
6AGC100740 | SER CP Tools Cooler -5 refill tool | Active |  | 355 | 1 | 1 | stuk | Terra Spare Parts | BE42180 | O8 (Spare Parts) | stuk | SER CP Tools Koeler -5 navulgereedschap | SER CP Tools Refroidisseur -5 refill tool |  | SER CP Tools Cooler -5 refill tool
6AGC100741 | SER CP3 Tools cable wrench Radox CC65 | Active |  | 140 | 1 | 1 | stuk | Terra Spare Parts | BE42180 | O8 (Spare Parts) | stuk | SER CP3 Tools KABELSLEUTEL Radox CC65 | SER CP3 Tools câble wretch Radox CC65 |  | SER CP3 Tools cable wrench Radox CC65
6AGC100741 | SER CP TOOLS - GEN 3 CABLE WRENCH | Active |  | 140 | 1 | 1 | stuk | Terra Spare Parts | BE42180 | O8 (Spare Parts) | stuk | SER CP TOOLS - GEN 3 KABELSLEUTEL | SER CP TOOLS - Get 3 câble WRetCH |  | SER CP TOOLS - GEN 3 CABLE WRENCH
6AGC100937 | SER TAC Socket cover | Active | 8719874452595 | 13.8 | 1 | 1 | stuk | Terra AC Wallbox | BE42180 | O2 (Terra AC Accessories) | stuk | reserve part Terra AC Wallbox contactdoosdeksel | Pièce de rechange Terra AC Wallbox couvercle du boîtier de contact |  | Spare part Terra AC Wallbox contactdooscover |  | 5.5.3
6AGC100945 | SPARE;DEPOT BOX;EMERGENCY STOP PUSH BUTTON;MODULAR,TWIST RELEASE | Active |  | 50 | 1 | 1 | stuk | Terra Spare Parts | BE42180 | O8 (Spare Parts) | stuk | reserve;DEPOT BOX;noodstopknop;MODULAR,TWIST RELEASE | SPARE;DEPOT BOX;EMERGetCY STOP PUSH BUTTON;MODULAR,TWIST RELEASE |  | SPARE;DEPOT BOX;EMERGENCY STOP PUSH BUTTON;MODULAR,TWIST RELEASE
6AGC100993 | TERRA CE 184 CJ 4N2-7M-H-0 | Active |  | 55930 | 1 | 1 | stuk | Terra 94 - 184 | BE42180 | O6 (Terra 94/124/184) | stuk | Terra CE 184 CJ 4N2-7M-H-0 | Terra CE 184 CJ 4N2-7M-H-0 |  | Terra CE 184 CJ 4N2-7M-H-0 | B106020960 | 4.54
6AGC100996 | SER Tx4 Txx4 cable gland CCS2 200A CE | Active |  | 215 | 1 | 1 | stuk | Terra Spare Parts | BE42180 | O8 (Spare Parts) | stuk | SER Tx4 Txx4 kabel glen CCS2 200A CE | SER Tx4 Txx4 câble gland CCS2 200A CE |  | SER Tx4 Txx4 cable gland CCS2 200A CE
6AGC100997 | SER Txx4 Handle with manual lock CE+UL | Active |  | 60 | 1 | 1 | stuk | Terra Spare Parts | BE42180 | O8 (Spare Parts) | stuk | SER Txx4 Henle with manual lock CE+UL | SER Txx4 Handle avec manual lock CE+UL |  | SER Txx4 Handle with manual lock CE+UL
6AGC100998 | SER Txx4 Fan heater 950W 230V CE+UL | Active |  | 270 | 1 | 1 | stuk | Terra Spare Parts | BE42180 | O8 (Spare Parts) | stuk | SER Txx4 ventilator verwarming 950W 230V CE+UL | SER Txx4 Ventilateur chauffage 950W 230V CE+UL |  | SER Txx4 Fan heater 950W 230V CE+UL
6AGC100999 | SER Txx4 Filter RF 1000VDC 200A 1 Pole R | Active |  | 1300 | 1 | 1 | stuk | Terra Spare Parts | BE42180 | O8 (Spare Parts) | stuk | SER Txx4 Filter RF 1000VDC 200A 1 pool R | SER Txx4 Filter RF 1000VDC 200A 1 Pole R |  | SER Txx4 Filter RF 1000VDC 200A 1 Pole R
6AGC101000 | SER Txx4 Filter RF 1000VDC 200A 1 Pole L | Active |  | 1300 | 1 | 1 | stuk | Terra Spare Parts | BE42180 | O8 (Spare Parts) | stuk | SER Txx4 Filter RF 1000VDC 200A 1 pool L | SER Txx4 Filter RF 1000VDC 200A 1 Pole L |  | SER Txx4 Filter RF 1000VDC 200A 1 Pole L
6AGC101049 | CMS kit for Terra x3/ x4/ xx4 | Active | 8719874451956 | 1073 | 1 | 1 | stuk | Terra Spare Parts | BE42180 | O9 (Fast Charger Access.) | stuk | CMS kit voor Terra x3/ x4/ xx4 | CMS kit pour Terra x3/ x4/ xx4 |  | CMS kit for Terra x3/ x4/ xx4
6AGC101133 | SER DCB emergency stop push button | Active |  | 85 | 1 | 1 | stuk | Terra Spare Parts | BE42180 | O8 (Spare Parts) | stuk | SER DCB noodstopknop | SER DCB emergetcy stop push button |  | SER DCB emergency stop push button
6AGC101192 | SER CP PCB HMI ARMXL + 4G | Active |  | 785 | 1 | 1 | stuk | Terra Spare Parts | BE42180 | O8 (Spare Parts) | stuk | SER CP PCB HMI ARMXL + 4G | SER CP PCB HMI ARMXL + 4G |  | SER CP PCB HMI ARMXL + 4G | B106020960
6AGC101193 | SER TAC CE no display, front cover no logo | Active | 8719874452113 | 45.9 | 1 | 1 | stuk | Terra AC Wallbox | BE42180 | O2 (Terra AC Accessories) | stuk | reserve part Terra AC Wallbox CEmodellen zonder display, voorkant dekselzonder ABB logo met 2 schroeven | Pièce de rechange Terra AC Wallbox CEmodellet sans écran, avant couverturezonder ABB logo avec 2 vis |  | Spare part Terra AC Wallbox CEmodellen zonder display, voorkant coverzonder ABB logo met 2 schroeven |  | 5.5.3
6AGC101194 | SER TAC CE display, front cover no logo | Active | 8719874452120 | 45.9 | 1 | 1 | stuk | Terra AC Wallbox | BE42180 | O2 (Terra AC Accessories) | stuk | reserve part Terra AC Wallbox CEmodellen met display, voorkant dekselzonder ABB logo met 2 schroeven | Pièce de rechange Terra AC Wallbox CEmodellet avec écran, avant couverturezonder ABB logo avec 2 vis |  | Spare part Terra AC Wallbox CEmodellen met display, voorkant coverzonder ABB logo met 2 schroeven |  | 5.5.3
6AGC101211 | THP CP3 CE 500 C 5R-15M-0-0 | Active |  | 24880 | 1 | 1 | stuk | Terra HP | BE42180 | O7 (Terra HP / Terra 360) | stuk | THP CP3 CE 500 C 5R-15M-0-0 | THP CP3 CE 500 C 5R-15M-0-0 |  | THP CP3 CE 500 C 5R-15M-0-0 | B106020960 | 4.54
6AGC101214 | SER HxC Insulator CE | Active |  | 325 | 1 | 1 | stuk | Terra Spare Parts | BE42180 | O8 (Spare Parts) | stuk | SER HxC Insulator CE | SER HxC Insulator CE |  | SER HxC Insulator CE
6AGC101215 | SER HxC Insulator UL | Active |  | 305 | 1 | 1 | stuk | Terra Spare Parts | BE42180 | O8 (Spare Parts) | stuk | SER HxC Insulator UL | SER HxC Insulator UL |  | SER HxC Insulator UL
6AGC101217 | SER Txx4 Complete fanduct cable section | Active |  | 2140 | 1 | 1 | stuk | Terra Spare Parts | BE42180 | O8 (Spare Parts) | stuk | SER Txx4 Complete ventilatorduct kabel section | SER Txx4 Complete Ventilateurduct câble section |  | SER Txx4 Complete fanduct cable section
6AGC101254 | TWB ExtConHol CCS2 -CK | Active |  | 605 | 1 | 1 | stuk | Terra Spare Parts | BE42180 | O8 (Spare Parts) | stuk | TWB ExtConHol CCS2 -CK | TWB ExtConHol CCS2 -CK |  | TWB ExtConHol CCS2 -CK
6AGC101255 | TWB ExtConHol CHA -CK | Active |  | 605 | 1 | 1 | stuk | Terra Spare Parts | BE42180 | O8 (Spare Parts) | stuk | TWB ExtConHol CHA -CK | TWB ExtConHol CHA -CK |  | TWB ExtConHol CHA -CK
6AGC101274 | SER TAC CE display, front cover | Active | 8719874452083 | 34.5 | 1 | 1 | stuk | Terra AC Wallbox | BE42180 | O2 (Terra AC Accessories) | stuk | reserve part Terra AC Wallbox CEmodellen met display, voorkant dekselmet 2 schroeven | Pièce de rechange Terra AC Wallbox CEmodellet avec écran, avant couvertureavec 2 vis |  | Spare part Terra AC Wallbox CEmodellen met display, voorkant covermet 2 schroeven |  | 5.5.3
6AGC101275 | SER TAC CE display, maintenance cover | Active | 8719874452151 | 23 | 1 | 1 | stuk | Terra AC Wallbox | BE42180 | O2 (Terra AC Accessories) | stuk | reserve part Terra AC Wallbox CEmodellen met display, onderhoudsdekseldeksel met 2 schroeven | Pièce de rechange Terra AC Wallbox CEmodellet avec écran, couvercle de maintetance avec 2 vis |  | Spare part Terra AC Wallbox CEmodellen met display, onderhoudscovercover met 2 schroeven |  | 5.5.3
6AGC101313 | SER CP2 Contactor wiring X100-X200 CE+UL | Active |  | 35 | 1 | 1 | stuk | Terra Spare Parts | BE42180 | O8 (Spare Parts) | stuk | SER CP2 Contactor bedrading X100-X200 CE+UL | SER CP2 Contactor wiring X100-X200 CE+UL |  | SER CP2 Contactor wiring X100-X200 CE+UL
6AGC101314 | SER CP2 RJ45 WIRING CCB2 TO EUROCHILLER | Active |  | 25 | 1 | 1 | stuk | Terra Spare Parts | BE42180 | O8 (Spare Parts) | stuk | SER CP2 RJ45 bedrading CCB2 TO EUROCHILLER | SER CP2 RJ45 WIRING CCB2 TO EUROCHILLER |  | SER CP2 RJ45 WIRING CCB2 TO EUROCHILLER
6AGC101509 | SER CP2 CCB v3.2 upgrade kit | Active |  | 560 | 1 | 1 | stuk | Terra Spare Parts | BE42180 | O8 (Spare Parts) | stuk | SER CP2 CCB v3.2 upgrade kit | SER CP2 CCB v3.2 upgrade kit |  | SER CP2 CCB v3.2 upgrade kit
6AGC101511 | SER THP CCB v3.2 upgrade kit | Active |  | 550 | 1 | 1 | stuk | Terra Spare Parts | BE42180 | O8 (Spare Parts) | stuk | SER THP CCB v3.2 upgrade kit | SER THP CCB v3.2 upgrade kit |  | SER THP CCB v3.2 upgrade kit
6AGC101570 | SER TWB ExtConHol CCS1 NAM | Active |  | 325 | 1 | 1 | stuk | Terra Spare Parts | BE42180 | O8 (Spare Parts) | stuk | SER TWB ExtConHol CCS1 NAM | SER TWB ExtConHol CCS1 NAM |  | SER TWB ExtConHol CCS1 NAM
6AGC101749 | SER CP2 cable CCS1 3.2m UL 500A Rx56+F | Active |  | 5035 | 1 | 1 | stuk | Terra Spare Parts | BE42180 | O8 (Spare Parts) | stuk | SER CP2 kabel CCS1 3.2m UL 500A Rx56+F | SER CP2 câble CCS1 3.2m UL 500A Rx56+F |  | SER CP2 cable CCS1 3.2m UL 500A Rx56+F
6AGC101750 | SER CP2 cable CCS1 3.8m UL 500A Rx56+F | Active |  | 5120 | 1 | 1 | stuk | Terra Spare Parts | BE42180 | O8 (Spare Parts) | stuk | SER CP2 kabel CCS1 3.8m UL 500A Rx56+F | SER CP2 câble CCS1 3.8m UL 500A Rx56+F |  | SER CP2 cable CCS1 3.8m UL 500A Rx56+F
6AGC101753 | SER CP2 cable CCS1 3.8m UL 500A Rx56LH+F | Active |  | 5420 | 1 | 1 | stuk | Terra Spare Parts | BE42180 | O8 (Spare Parts) | stuk | SER CP2 kabel CCS1 3.8m UL 500A Rx56LH+F | SER CP2 câble CCS1 3.8m UL 500A Rx56LH+F |  | SER CP2 cable CCS1 3.8m UL 500A Rx56LH+F
6AGC101755 | SER CP2 cable CCS1 3.8m UL 500A Rx56RH+F | Active |  | 5420 | 1 | 1 | stuk | Terra Spare Parts | BE42180 | O8 (Spare Parts) | stuk | SER CP2 kabel CCS1 3.8m UL 500A Rx56RH+F | SER CP2 câble CCS1 3.8m UL 500A Rx56RH+F |  | SER CP2 cable CCS1 3.8m UL 500A Rx56RH+F
6AGC101776 | FO CSS PTK THP CP3 CCV CP CE | Active |  | 1615 | 1 | 1 | stuk | Terra HP | BE42180 | O9 (Fast Charger Access.) | stuk | FO CSS PTK THP CP3 CCV CP CE | FO CSS PTK THP CP3 CCV CP CE |  | FO CSS PTK THP CP3 CCV CP CE |  | 4.54
6AGC101781 | FO CSS PTK THP CP3 CCV BSP CE | Active |  | 1615 | 1 | 1 | stuk | Terra HP | BE42180 | O9 (Fast Charger Access.) | stuk | FO CSS PTK THP CP3 CCV BSP CE | FO CSS PTK THP CP3 CCV BSP CE |  | FO CSS PTK THP CP3 CCV BSP CE |  | 4.54
6AGC101909 | FO THP CP3 tilt sensor CE | Active |  | 850 | 1 | 1 | stuk | Terra HP | BE42180 | O9 (Fast Charger Access.) | stuk | FO THP CP3 tilt sensor CE | FO THP CP3 tilt setsor CE |  | FO THP CP3 tilt sensor CE |  | 4.54
6AGC101912 | FO HxC Power Cabinet tilt sensor CE | Active |  | 850 | 1 | 1 | stuk | Terra HP | BE42180 | O9 (Fast Charger Access.) | stuk | FO HxC Elektriciteitskast tilt sensor CE | FO HxC Power Cabinet tilt setsor CE |  | FO HxC Power Cabinet tilt sensor CE |  | 4.54
6AGC101939 | SER CP2 manifold for cooler -5 single | Active |  | 205 | 1 | 1 | stuk | Terra Spare Parts | BE42180 | O8 (Spare Parts) | stuk | SER CP2 manifold voor Koeler -5 single | SER CP2 manifold pour Refroidisseur -5 single |  | SER CP2 manifold for cooler -5 single
6AGC101940 | SER CP2 manifold for cooler -5 dual | Active |  | 340 | 1 | 1 | stuk | Terra Spare Parts | BE42180 | O8 (Spare Parts) | stuk | SER CP2 manifold voor Koeler -5 dual | SER CP2 manifold pour Refroidisseur -5 dual |  | SER CP2 manifold for cooler -5 dual
6AGC101956 | SER CP3 Cable mgt upgr kit 3.0 Ionity CE | Active |  | 275 | 1 | 1 | stuk | Terra Spare Parts | BE42180 | O8 (Spare Parts) | stuk | SER CP3 kabel mgt upgr kit 3.0 Ionity CE | SER CP3 câble mgt upgr kit 3.0 Ionity CE |  | SER CP3 Cable mgt upgr kit 3.0 Ionity CE
6AGC102218 | TERRA CE 94 CC 4N2-7M-H-0 | Active | 8719874452465 | 39317 | 1 | 1 | stuk | Terra 94 - 184 | BE42180 | O6 (Terra 94/124/184) | stuk | TERRA CE 94 CC 4N2-7M-H-0 | TERRA CE 94 CC 4N2-7M-H-0 |  | TERRA CE 94 CC 4N2-7M-H-0 | B106020960 | 4.54
6AGC102219 | TERRA CE 184 CC 4N2-7M-H-0 | Active | 8719874452533 | 54823 | 1 | 1 | stuk | Terra 94 - 184 | BE42180 | O6 (Terra 94/124/184) | stuk | Terra CE 184 CC 4N2-7M-H-0 | Terra CE 184 CC 4N2-7M-H-0 |  | Terra CE 184 CC 4N2-7M-H-0 | B106020960 | 4.54
6AGC102220 | TERRA CE 124 CC 4N2-7M-H-0 | Active | 8719874452489 | 44301 | 1 | 1 | stuk | Terra 94 - 184 | BE42180 | O6 (Terra 94/124/184) | stuk | Terra CE 124 CC 4N2-7M-H-0 | Terra CE 124 CC 4N2-7M-H-0 |  | Terra CE 124 CC 4N2-7M-H-0 | B106020960 | 4.54
6AGC102222 | TERRA CE 124 CC 6N2-7M-H-0 | Active | 8719874452496 | 45962 | 1 | 1 | stuk | Terra 94 - 184 | BE42180 | O6 (Terra 94/124/184) | stuk | TERRA CE 124 CC 6N2-7M-H-0 (Picture is of charger with normal kabel length) | TERRA CE 124 CC 6N2-7M-H-0 (L'image est celle du chargeur avec une longueur de câble normale) |  | TERRA CE 124 CC 6N2-7M-H-0 (Picture is of charger with normal cable length) | B106020960 | 4.54
6AGC102224 | TERRA CE 94 CJ 4N2-7M-H-0 | Active | 8719874452472 | 40425 | 1 | 1 | stuk | Terra 94 - 184 | BE42180 | O6 (Terra 94/124/184) | stuk | TERRA CE 94 CJ 4N2-7M-H-0 | TERRA CE 94 CJ 4N2-7M-H-0 |  | TERRA CE 94 CJ 4N2-7M-H-0 | B106020960 | 4.54
6AGC102226 | TERRA CE 124 CJ 4N2-7M-H-0 | Active | 8719874452502 | 45409 | 1 | 1 | stuk | Terra 94 - 184 | BE42180 | O6 (Terra 94/124/184) | stuk | TERRA CE 124 CJ 4N2-7M-H-0 | TERRA CE 124 CJ 4N2-7M-H-0 |  | TERRA CE 124 CJ 4N2-7M-H-0 | B106020960 | 4.54
6AGC102228 | TERRA CE 124 CJ 6N2-7M-H-0 | Active | 8719874452519 | 47347 | 1 | 1 | stuk | Terra 94 - 184 | BE42180 | O6 (Terra 94/124/184) | stuk | TERRA CE 124 CJ 6N2-7M-H-0 (Picture is of charger with normal kabel length) | TERRA CE 124 CJ 6N2-7M-H-0 (L'image est celle du chargeur avec une longueur de câble normale) |  | TERRA CE 124 CJ 6N2-7M-H-0 (Picture is of charger with normal cable length) | B106020960 | 4.54
6AGC102244 | TERRA CE 94 C 4N2-7M-H-0 | Active | 8719874452458 | 37656 | 1 | 1 | stuk | Terra 94 - 184 | BE42180 | O6 (Terra 94/124/184) | stuk | TERRA CE 94 C 4N2-7M-H-0 | TERRA CE 94 C 4N2-7M-H-0 |  | TERRA CE 94 C 4N2-7M-H-0 | B106020960 | 4.54
6AGC102245 | TERRA CE 184 C 4N2-7M-H-0 | Active | 8719874452526 | 53161 | 1 | 1 | stuk | Terra 94 - 184 | BE42180 | O6 (Terra 94/124/184) | stuk | Terra CE 184 C 4N2-7M-0-0 | Terra CE 184 C 4N2-7M-0-0 |  | Terra CE 184 C 4N2-7M-0-0 | B106020960 | 4.54
6AGC102246 | TERRA CE 124 C 4N2-7M-H-0 | Active | 8719874452359 | 42640 | 1 | 1 | stuk | Terra 94 - 184 | BE42180 | O6 (Terra 94/124/184) | stuk | TERRA CE 124 C 4N2-7M-H-0 | TERRA CE 124 C 4N2-7M-H-0 |  | TERRA CE 124 C 4N2-7M-H-0 | B106020960 | 4.54
6AGC102324 | FO THP CP3 crate | Active |  | 670 | 1 | 1 | stuk | Terra HP | BE42180 | O9 (Fast Charger Access.) | stuk | FO THP CP3 krat | FO THP CP3 caisse de transport |  | FO THP CP3 crate |  | 4.54
6AGC102360 | SER CP FITTINGS RX500 ON COOLER ;3 | Active |  | 15 | 1 | 1 | stuk | Terra Spare Parts | BE42180 | O8 (Spare Parts) | stuk | SER CP VERBINDINGEN RX500 op koeler ;3 | SER CP FITTINGS RX500 ON Refroidisseur ;3 |  | SER CP FITTINGS RX500 ON COOLER ;3
6AGC102583 | TWB CE 24 C 3T-7M-0-0 + Mobile cart | Active | 8719874452564 | 15229 | 1 | 1 | stuk | Terra DC Wallbox | BE42180 | O3 (Terra DC Wallbox) | stuk | Terra DC Wallbox CE 24 kWp, 3 fase, CCS, 3,5 m kabel, EMC klasse B + Mobiele kar CE | Terra DC Wallbox CE 24 kWp, 3 phase, CCS, 3,5 m câble, EMC klasse B + Chariot MobieleCE |  | Terra DC Wallbox CE 24 kWp, 3 fase, CCS, 3,5 m kabel, EMC klasse B + Mobiele cart CE | B106020960 | 5.5.3
6AGC102584 | TWB CE 24 C 7T-7M-0-0 + Mobile cart | Active | 8719874452571 | 15842 | 1 | 1 | stuk | Terra DC Wallbox | BE42180 | O3 (Terra DC Wallbox) | stuk | Terra DC Wallbox CE 24 kWp, 3 fase, CCS, 7 m kabel, EMC klasse B + Mobiele kar CE | Terra DC Wallbox CE 24 kWp, 3 phase, CCS, 7 m câble, EMC klasse B + Chariot MobieleCE |  | Terra DC Wallbox CE 24 kWp, 3 fase, CCS, 7 m kabel, EMC klasse B + Mobiele cart CE | B106020960 | 5.5.3
6AGC102842 | SER CP2 Cooler -3 airflow kit CE | Active |  | 120 | 1 | 1 | stuk | Terra Spare Parts | BE42180 | O8 (Spare Parts) | stuk | SER CP2 Koeler -3 luchtstroom kit CE | SER CP2 Refroidisseur -3 airflow kit CE |  | SER CP2 Cooler -3 airflow kit CE
6AGC102972 | SPARE;TERRA DC WALLBOX;EXTERNAL GUN HOLDER MINIMAL;CHADEMO | Active |  | 380 | 1 | 1 | stuk | Terra Spare Parts | BE42180 | O8 (Spare Parts) | stuk | reserve;TERRA DC WALLBOX;EXTERNE GUN houder MINIMAAL;CHADEMO | SPARE;TERRA DC WALLBOX;EXTERNAL GUN HOLDER MINIMAL;CHADEMO |  | SPARE;TERRA DC WALLBOX;EXTERNAL GUN HOLDER MINIMAL;CHADEMO
6AGC103232 | SER EVSS PLC | Active |  | 2430 | 1 | 1 | stuk | Terra Spare Parts | BE42180 | O8 (Spare Parts) | stuk | SER EVSS PLC | SER EVSS PLC |  | SER EVSS PLC
6AGC103233 | SER EVSS 4G modem CE UL | Active |  | 1110 | 1 | 1 | stuk | Terra Spare Parts | BE42180 | O8 (Spare Parts) | stuk | SER EVSS 4G modem CE UL | SER EVSS 4G modem CE UL |  | SER EVSS 4G modem CE UL
6AGC103234 | SER EVSS ETHERNET SWITCH | Active |  | 845 | 1 | 1 | stuk | Terra Spare Parts | BE42180 | O8 (Spare Parts) | stuk | SER EVSS ETHERNET SWITCH | SER EVSS ETHERNET SWITCH |  | SER EVSS ETHERNET SWITCH
6AGC103235 | SER EVSS IPC AUTOMOTATION PC | Active |  | 4425 | 1 | 1 | stuk | Terra Spare Parts | BE42180 | O8 (Spare Parts) | stuk | SER EVSS IPC AUTOMOTATION PC | SER EVSS IPC AUTOMOTATION PC |  | SER EVSS IPC AUTOMOTATION PC
6AGC103241 | SER set of labels fuel identification | Active |  | 25 | 1 | 1 | stuk | Terra Spare Parts | BE42180 | O8 (Spare Parts) | stuk | SER set of labels brenstofidentificatie | SER set de labels fuel idettification |  | SER set of labels fuel identification
6AGC103304 | SER Tx4HV cable CCS2 4.5m 1000V CE | Active |  | 1015 | 1 | 1 | stuk | Terra Spare Parts | BE42180 | O8 (Spare Parts) | stuk | SER Tx4HV kabel CCS2 4.5m 1000V CE | SER Tx4HV câble CCS2 4.5m 1000V CE |  | SER Tx4HV cable CCS2 4.5m 1000V CE
6AGC103312 | SER Txx4 conn holder CCS2 Rema UL | Active |  | 175 | 1 | 1 | stuk | Terra Spare Parts | BE42180 | O8 (Spare Parts) | stuk | SER Txx4 conn houder CCS2 Rema UL | SER Txx4 support de connexion CCS2 Rema UL |  | SER Txx4 conn holder CCS2 Rema UL
6AGC103353 | SER SCUV1 POWER MANAGEMENT CONTROLLER | Active |  | 1365 | 1 | 1 | stuk | Terra Spare Parts | BE42180 | O8 (Spare Parts) | stuk | SER SCUV1 POWER MANAGEMENT CONTROLLER | SER SCUV1 POWER MANAGEMetT CONTROLLER |  | SER SCUV1 POWER MANAGEMENT CONTROLLER
6AGC103394 | SER Tx3/4 assy ARMXL 7inch-displ 4G EVgo | Active |  | 1370 | 1 | 1 | stuk | Terra Spare Parts | BE42180 | O8 (Spare Parts) | stuk | SER Tx3/4 assy ARMXL 7inch-displ 4G EVgo | SER Tx3/4 assy ARMXL 7inch-displ 4G EVgo |  | SER Tx3/4 assy ARMXL 7inch-displ 4G EVgo | B106020960
6AGC103441 | SER Txx4 cable CCS1 6m 200A 1000V UL Rem | Active |  | 3270 | 1 | 1 | stuk | Terra Spare Parts | BE42180 | O8 (Spare Parts) | stuk | SER Txx4 kabel CCS1 6m 200A 1000V UL Rem | SER Txx4 câble CCS1 6m 200A 1000V UL Rem |  | SER Txx4 cable CCS1 6m 200A 1000V UL Rem
6AGC103628 | Terra DC, Large foundation | Active |  | 1270 | 1 | 1 | stuk | Terra 360 | BE42180 | O9 (Fast Charger Access.) | stuk | Terra DC, Grote Fundering | Terra DC, Grande fondation |  | Terra DC, Large foundation |  | 4.54
6AGC103729 | SER Terra HxC TWB Display 7 inch | Active |  | 460 | 1 | 1 | stuk | Terra Spare Parts | BE42180 | O8 (Spare Parts) | stuk | SER Terra HxC TWB Display 7 inch | SER Terra HxC TWB écran 7 inch |  | SER Terra HxC TWB Display 7 inch
6AGC103915 | SER CP2 DC contactor K3/K5 combo CE+UL | Active |  | 350 | 1 | 1 | stuk | Terra Spare Parts | BE42180 | O8 (Spare Parts) | stuk | SER CP2 DC contactor K3/K5 combo CE+UL | SER CP2 DC contactor K3/K5 combo CE+UL |  | SER CP2 DC contactor K3/K5 combo CE+UL
6AGC103916 | SER CP2 DC contactor K2/K4 combo CE+UL | Active |  | 370 | 1 | 1 | stuk | Terra Spare Parts | BE42180 | O8 (Spare Parts) | stuk | SER CP2 DC contactor K2/K4 combo CE+UL | SER CP2 DC contactor K2/K4 combo CE+UL |  | SER CP2 DC contactor K2/K4 combo CE+UL
6AGC104100 | SER Txx4 cable gland CCS1 200A UL | Active |  | 95 | 1 | 1 | stuk | Terra Spare Parts | BE42180 | O8 (Spare Parts) | stuk | SER Txx4 kabel glen CCS1 200A UL | SER Txx4 câble gland CCS1 200A UL |  | SER Txx4 cable gland CCS1 200A UL
6AGC104108 | SER Txx4 cable gland CCS2 125A CE | Active |  | 225 | 1 | 1 | stuk | Terra Spare Parts | BE42180 | O8 (Spare Parts) | stuk | SER Txx4 kabel glen CCS2 125A CE | SER Txx4 câble gland CCS2 125A CE |  | SER Txx4 cable gland CCS2 125A CE
6AGC104121 | SER Terra xx4 UL power module 30 kW | Active |  | 3115 | 1 | 1 | stuk | Terra Spare Parts | BE42180 | O8 (Spare Parts) | stuk | SER Terra xx4 UL power module 30 kW | SER Terra xx4 UL module de puissance 30 kW |  | SER Terra xx4 UL power module 30 kW
6AGC104122 | SER Txx4 cable gland CHA 200A CE | Active |  | 100 | 1 | 1 | stuk | Terra Spare Parts | BE42180 | O8 (Spare Parts) | stuk | SER Txx4 kabel glen CHA 200A CE | SER Txx4 câble gland CHA 200A CE |  | SER Txx4 cable gland CHA 200A CE
6AGC104126 | SER HVC DCB connector holder REMA UL | Active |  | 475 | 1 | 1 | stuk | Terra Spare Parts | BE42180 | O8 (Spare Parts) | stuk | SER HVC DCB connector houder REMA UL | SER HVC DCB support de connecteur REMA UL |  | SER HVC DCB connector holder REMA UL
6AGC104127 | SER Tx4/xx4 CE CHAdeMO, 200A, 3.9m | Active |  | 4505 | 1 | 1 | stuk | Terra Spare Parts | BE42180 | O8 (Spare Parts) | stuk | SER Tx4/xx4 CE CHAdeMO, 200A, 3.9m | SER Tx4/xx4 CE CHAdeMO, 200A, 3.9m |  | SER Tx4/xx4 CE CHAdeMO, 200A, 3.9m
6AGC104129 | SER Txx4 cable CHA 8m 200A 500V CE Sum | Active |  | 4995 | 1 | 1 | stuk | Terra Spare Parts | BE42180 | O8 (Spare Parts) | stuk | SER Txx4 kabel CHA 8m 200A 500V CE Sum | SER Txx4 câble CHA 8m 200A 500V CE Sum |  | SER Txx4 cable CHA 8m 200A 500V CE Sum
6AGC104159 | SER Txx4 PCB CPI CCS CE+UL | Active |  | 730 | 1 | 1 | stuk | Terra Spare Parts | BE42180 | O8 (Spare Parts) | stuk | SER Txx4 PCB CPI CCS CE+UL | SER Txx4 PCB CPI CCS CE+UL |  | SER Txx4 PCB CPI CCS CE+UL
6AGC104160 | SER Txx4 PCB CPI CHA CE+UL | Active |  | 505 | 1 | 1 | stuk | Terra Spare Parts | BE42180 | O8 (Spare Parts) | stuk | SER Txx4 PCB CPI CHA CE+UL | SER Txx4 PCB CPI CHA CE+UL |  | SER Txx4 PCB CPI CHA CE+UL
6AGC104372 | SER Txx4 CCS2 1kV 125A gun repair kit CE | Active |  | 125 | 1 | 1 | stuk | Terra Spare Parts | BE42180 | O8 (Spare Parts) | stuk | SER Txx4 CCS2 1kV 125A gun repair kit CE | SER Txx4 CCS2 1kV 125A gun repair kit CE |  | SER Txx4 CCS2 1kV 125A gun repair kit CE
6AGC104464 | SER CP3 DC contactor K3/K5 combo CE+UL | Active |  | 350 | 1 | 1 | stuk | Terra Spare Parts | BE42180 | O8 (Spare Parts) | stuk | SER CP3 DC contactor K3/K5 combo CE+UL | SER CP3 DC contactor K3/K5 combo CE+UL |  | SER CP3 DC contactor K3/K5 combo CE+UL
6AGC104466 | SER CP3 DC contactor K2/K4 combo CE+UL | Active |  | 350 | 1 | 1 | stuk | Terra Spare Parts | BE42180 | O8 (Spare Parts) | stuk | SER CP3 DC contactor K2/K4 combo CE+UL | SER CP3 DC contactor K2/K4 combo CE+UL |  | SER CP3 DC contactor K2/K4 combo CE+UL
6AGC104467 | SER HxC RCD 25A 230/400V 100mA 3pole CE | Active |  | 205 | 1 | 1 | stuk | Terra Spare Parts | BE42180 | O8 (Spare Parts) | stuk | SER HxC RCD 25A 230/400V 100mA 3pool CE | SER HxC RCD 25A 230/400V 100mA 3pole CE |  | SER HxC RCD 25A 230/400V 100mA 3pole CE
6AGC104468 | SER HxC MCB 1.6A 230/400V 3pole CE | Active |  | 70 | 1 | 1 | stuk | Terra Spare Parts | BE42180 | O8 (Spare Parts) | stuk | SER HxC MCB 1.6A 230/400V 3pool CE | SER HxC MCB 1.6A 230/400V 3pole CE |  | SER HxC MCB 1.6A 230/400V 3pole CE
6AGC104469 | SER CP3 IONITY CABLE MGMT UPGRADE KIT 2.0 - ROPE, SLIDERS, WEIGHT FOR CC65,PULLEY,BUMPERS,BRACKET,NUTS | Active |  | 400 | 1 | 1 | stuk | Terra Spare Parts | BE42180 | O8 (Spare Parts) | stuk | SER CP3 IONITY kabel MGMT UPGRADE KIT 2.0 - ROPE, SLIDERS, WEIGHT voor CC65,PULLEY,BUMPERS,BRACKET,NUTS | SER CP3 IONITY câble MGMT UPGRADE KIT 2.0 - ROPE, SLIDERS, WEIGHT pour CC65,PULLEY,BUMPERS,BRACKET,NUTS |  | SER CP3 IONITY CABLE MGMT UPGRADE KIT 2.0 - ROPE, SLIDERS, WEIGHT FOR CC65,PULLEY,BUMPERS,BRACKET,NUTS
6AGC104476 | SER TERRA DCWB CE AC INPUT BOARD | Active |  | 825 | 1 | 1 | stuk | Terra Spare Parts | BE42180 | O8 (Spare Parts) | stuk | SER TERRA DCWB CE AC INPUT BOARD | SER TERRA DCWB CE AC INPUT BOARD |  | SER TERRA DCWB CE AC INPUT BOARD
6AGC104501 | HVC Depot box CAN2Eth conversion kit | Active |  | 365 | 1 | 1 | stuk | Terra Spare Parts | BE42180 | O8 (Spare Parts) | stuk | HVC Depot box CAN2Eth conversie kit | HVC Depot box CAN2Eth conversion kit |  | HVC Depot box CAN2Eth conversion kit
6AGC104579 | SER HxC resistor inrush AC CE+UL | Active |  | 135 | 1 | 1 | stuk | Terra Spare Parts | BE42180 | O8 (Spare Parts) | stuk | SER HxC resistor inrush AC CE+UL | SER HxC resistor inrush AC CE+UL |  | SER HxC resistor inrush AC CE+UL
6AGC104634 | HVC Power cabinet CAN2Eth conversion kit | Active |  | 205 | 1 | 1 | stuk | Terra Spare Parts | BE42180 | O8 (Spare Parts) | stuk | HVC Elektriciteitskast CAN2Eth conversie kit | HVC Power cabinet CAN2Eth conversion kit |  | HVC Power cabinet CAN2Eth conversion kit
6AGC104662 | SER TWB cover for LEX CE | Active |  | 240 | 1 | 1 | stuk | Terra Spare Parts | BE42180 | O8 (Spare Parts) | stuk | SER TWB deksel voor LEX CE | SER TWB couverture pour LEX CE |  | SER TWB cover for LEX CE
6AGC104663 | SER TERRA DC WALLBOX TOYOTA BRANDED COVER | Active |  | 240 | 1 | 1 | stuk | Terra Spare Parts | BE42180 | O8 (Spare Parts) | stuk | SER TERRA DC WALLBOX TOYOTA BRenED deksel | SER TERRA DC WALLBOX TOYOTA BRANDED couverture |  | SER TERRA DC WALLBOX TOYOTA BRANDED COVER
6AGC104752 | SER CP2 BENDED ROD WITH WHELL FOR METER IONITY | Active |  | 60 | 1 | 1 | stuk | Terra Spare Parts | BE42180 | O8 (Spare Parts) | stuk | SER CP2 GEBOGEN STAAF MET WHELL voor METER IONITY | SER CP2 BetDED ROD avec WHELL pour avecER IONITY |  | SER CP2 BENDED ROD WITH WHELL FOR METER IONITY
6AGC105199 | SER PANTO STEMMAN SHAFT SEALING RING | Active |  | 50 | 1 | 1 | stuk | Terra Spare Parts | BE42180 | O8 (Spare Parts) | stuk | SER PANTO STEMMAN SHAFT zegelING RING | SER PANTO STEMMAN SHAFT joint d'étanchéitéING RING |  | SER PANTO STEMMAN SHAFT SEALING RING
6AGC105201 | SER PANTO STEMMAN DEFLECTOR | Active |  | 65 | 1 | 1 | stuk | Terra Spare Parts | BE42180 | O8 (Spare Parts) | stuk | SER PANTO STEMMAN DEFLECTOR | SER PANTO STEMMAN DEFLECTOR |  | SER PANTO STEMMAN DEFLECTOR
6AGC105202 | SER PANTO STEMMAN SPRING PACK | Active |  | 4625 | 1 | 1 | stuk | Terra Spare Parts | BE42180 | O8 (Spare Parts) | stuk | SER PANTO STEMMAN SPRING PACK | SER PANTO STEMMAN SPRING PACK |  | SER PANTO STEMMAN SPRING PACK
6AGC105204 | SER PANTO STEMMAN RUBBER BUMPER | Active |  | 85 | 1 | 1 | stuk | Terra Spare Parts | BE42180 | O8 (Spare Parts) | stuk | SER PANTO STEMMAN RUBBER BUMPER | SER PANTO STEMMAN RUBBER BUMPER |  | SER PANTO STEMMAN RUBBER BUMPER
6AGC105206 | SER PANTO STEMMAN SLEEVE | Active |  | 90 | 1 | 1 | stuk | Terra Spare Parts | BE42180 | O8 (Spare Parts) | stuk | SER PANTO STEMMAN SLEEVE | SER PANTO STEMMAN SLEEVE |  | SER PANTO STEMMAN SLEEVE
6AGC105207 | SER PANTO STEMMAN BOLT | Active |  | 125 | 1 | 1 | stuk | Terra Spare Parts | BE42180 | O8 (Spare Parts) | stuk | SER PANTO STEMMAN BOLT | SER PANTO STEMMAN BOLT |  | SER PANTO STEMMAN BOLT
6AGC105208 | SER PANTO STEMMAN BUMPER STOP | Active |  | 35 | 1 | 1 | stuk | Terra Spare Parts | BE42180 | O8 (Spare Parts) | stuk | SER PANTO STEMMAN BUMPER STOP | SER PANTO STEMMAN BUMPER STOP |  | SER PANTO STEMMAN BUMPER STOP
6AGC105284 | SER Txx4 CCScontactor 600A 1kV chan +1-1 | Active |  | 855 | 1 | 1 | stuk | Terra Spare Parts | BE42180 | O8 (Spare Parts) | stuk | SER Txx4 CCScontactor 600A 1kV chan +1-1 | SER Txx4 CCScontactor 600A 1kV chan +1-1 |  | SER Txx4 CCScontactor 600A 1kV chan +1-1
6AGC105285 | SER TXX4 DC CONTACTOR COMBO 600A 1000V CHANNEL +2-2 | Active |  | 1025 | 1 | 1 | stuk | Terra Spare Parts | BE42180 | O8 (Spare Parts) | stuk | SER TXX4 DC CONTACTOR COMBO 600A 1000V CHANNEL +2-2 | SER TXX4 DC CONTACTOR COMBO 600A 1000V CHANNEL +2-2 |  | SER TXX4 DC CONTACTOR COMBO 600A 1000V CHANNEL +2-2
6AGC105287 | SER TXX4 DC CONTACTOR COMBO 600A 1000V CHANNEL +3-3 | Active |  | 1025 | 1 | 1 | stuk | Terra Spare Parts | BE42180 | O8 (Spare Parts) | stuk | SER TXX4 DC CONTACTOR COMBO 600A 1000V CHANNEL +3-3 | SER TXX4 DC CONTACTOR COMBO 600A 1000V CHANNEL +3-3 |  | SER TXX4 DC CONTACTOR COMBO 600A 1000V CHANNEL +3-3
6AGC105307 | SER Txx4 cable gland CCS2 Rema/Brugg CE | Active |  | 100 | 1 | 1 | stuk | Terra Spare Parts | BE42180 | O8 (Spare Parts) | stuk | SER Txx4 kabel glen CCS2 Rema/Brugg CE | SER Txx4 câble gland CCS2 Rema/Brugg CE |  | SER Txx4 cable gland CCS2 Rema/Brugg CE
6AGC105308 | SER Txx4 cable CCS2 3.9m 300A 1000V CE | Active |  | 3605 | 1 | 1 | stuk | Terra Spare Parts | BE42180 | O8 (Spare Parts) | stuk | SER Txx4 kabel CCS2 3.9m 300A 1000V CE | SER Txx4 câble CCS2 3.9m 300A 1000V CE |  | SER Txx4 cable CCS2 3.9m 300A 1000V CE
6AGC105309 | SER Txx4 cable CCS2 6m 300A 1kV Rema CE | Active |  | 3975 | 1 | 1 | stuk | Terra Spare Parts | BE42180 | O8 (Spare Parts) | stuk | SER Txx4 kabel CCS2 6m 300A 1kV Rema CE | SER Txx4 câble CCS2 6m 300A 1kV Rema CE |  | SER Txx4 cable CCS2 6m 300A 1kV Rema CE
6AGC105311 | SER Txx4 cable CCS2 8.0m 300A 1000V CE | Active |  | 4160 | 1 | 1 | stuk | Terra Spare Parts | BE42180 | O8 (Spare Parts) | stuk | SER Txx4 kabel CCS2 8.0m 300A 1000V CE | SER Txx4 câble CCS2 8.0m 300A 1000V CE |  | SER Txx4 cable CCS2 8.0m 300A 1000V CE
6AGC105312 | SER Txx4 cable CCS2 3.9m 300A 1000V Brg | Active |  | 1700 | 1 | 1 | stuk | Terra Spare Parts | BE42180 | O8 (Spare Parts) | stuk | SER Txx4 kabel CCS2 3.9m 300A 1000V Brg | SER Txx4 câble CCS2 3.9m 300A 1000V Brg |  | SER Txx4 cable CCS2 3.9m 300A 1000V Brg
6AGC105313 | SER Txx4 cable CCS2 6m 300A 1kV Brg CE | Active |  | 2015 | 1 | 1 | stuk | Terra Spare Parts | BE42180 | O8 (Spare Parts) | stuk | SER Txx4 kabel CCS2 6m 300A 1kV Brg CE | SER Txx4 câble CCS2 6m 300A 1kV Brg CE |  | SER Txx4 cable CCS2 6m 300A 1kV Brg CE
6AGC105314 | SER Txx4 cable CCS2 8.0m 300A 1kV Brg CE | Active |  | 2320 | 1 | 1 | stuk | Terra Spare Parts | BE42180 | O8 (Spare Parts) | stuk | SER Txx4 kabel CCS2 8.0m 300A 1kV Brg CE | SER Txx4 câble CCS2 8.0m 300A 1kV Brg CE |  | SER Txx4 cable CCS2 8.0m 300A 1kV Brg CE
6AGC105329 | SER Txx4 cable CHA 6m 125A 1kV CE SumMet | Active |  | 1350 | 1 | 1 | stuk | Terra Spare Parts | BE42180 | O8 (Spare Parts) | stuk | SER Txx4 kabel CHA 6m 125A 1kV CE SumMet | SER Txx4 câble CHA 6m 125A 1kV CE Sumavec |  | SER Txx4 cable CHA 6m 125A 1kV CE SumMet
6AGC105330 | SER Txx4 cable gland CHAdeMO 125A CE | Active |  | 205 | 1 | 1 | stuk | Terra Spare Parts | BE42180 | O8 (Spare Parts) | stuk | SER Txx4 kabel glen CHAdeMO 125A CE | SER Txx4 câble gland CHAdeMO 125A CE |  | SER Txx4 cable gland CHAdeMO 125A CE
6AGC105415 | SER CP3 cable CHA 5.5m 200A 500V CE Sum | Active |  | 4960 | 1 | 1 | stuk | Terra Spare Parts | BE42180 | O8 (Spare Parts) | stuk | SER CP3 kabel CHA 5.5m 200A 500V CE Sum | SER CP3 câble CHA 5.5m 200A 500V CE Sum |  | SER CP3 cable CHA 5.5m 200A 500V CE Sum
6AGC105416 | SER CP3 connector holder CHA 200A CE UL | Active |  | 380 | 1 | 1 | stuk | Terra Spare Parts | BE42180 | O8 (Spare Parts) | stuk | SER CP3 connector houder CHA 200A CE UL | SER CP3 support de connecteur CHA 200A CE UL |  | SER CP3 connector holder CHA 200A CE UL
6AGC105417 | SER THP CP RJ11 TO RJ45 1.5M FOR NAYAX VPOS TOUCH | Active |  | 15 | 1 | 1 | stuk | Terra Spare Parts | BE42180 | O8 (Spare Parts) | stuk | SER THP CP RJ11 TO RJ45 1.5M voor NAYAX VPOS TOUCH | SER THP CP RJ11 TO RJ45 1.5M pour NAYAX VPOS TOUCH |  | SER THP CP RJ11 TO RJ45 1.5M FOR NAYAX VPOS TOUCH
6AGC105542 | SER CP2 JJ UPGRADE KIT COOLED CHADEMO CABLE INSTALLATION;WITHOUT FUJIKURA CABLE; | Active |  | 7500 | 1 | 1 | stuk | Terra Spare Parts | BE42180 | O8 (Spare Parts) | stuk | SER CP2 JJ UPGRADE KIT GEKOELD CHADEMO kabel INSTALLATION;WITHOUT FUJIKURA kabel; | SER CP2 JJ UPGRADE KIT COOLED CHADEMO câble INSTALLATION;avecOUT FUJIKURA câble; |  | SER CP2 JJ UPGRADE KIT COOLED CHADEMO CABLE INSTALLATION;WITHOUT FUJIKURA CABLE;
6AGC105567 | SER CP2 JJ UPGRADE KIT COOLED CHADEMO CABLE INSTALLATION;EUROCHILLER INSTALLATION PART | Active |  | 215 | 1 | 1 | stuk | Terra Spare Parts | BE42180 | O8 (Spare Parts) | stuk | SER CP2 JJ UPGRADE KIT GEKOELD CHADEMO kabel INSTALLATION;EUROCHILLER INSTALLATION PART | SER CP2 JJ UPGRADE KIT COOLED CHADEMO câble INSTALLATION;EUROCHILLER INSTALLATION PART |  | SER CP2 JJ UPGRADE KIT COOLED CHADEMO CABLE INSTALLATION;EUROCHILLER INSTALLATION PART
6AGC105569 | SER CP2 JJ UPGRADE KIT COOLED CHADEMO CABLE INSTALLATION;CABLE INSTALLATION PART; | Active |  | 40 | 1 | 1 | stuk | Terra Spare Parts | BE42180 | O8 (Spare Parts) | stuk | SER CP2 JJ UPGRADE KIT GEKOELD CHADEMO kabel INSTALLATION;kabel INSTALLATION PART; | SER CP2 JJ UPGRADE KIT COOLED CHADEMO câble INSTALLATION;câble INSTALLATION PART; |  | SER CP2 JJ UPGRADE KIT COOLED CHADEMO CABLE INSTALLATION;CABLE INSTALLATION PART;
6AGC105570 | SER CP2 JJ UPGRADE KIT COOLED CHADEMO CABLE INSTALLATION;BOARD INSTALLATION AND WIRING PARTS; | Active |  | 630 | 1 | 1 | stuk | Terra Spare Parts | BE42180 | O8 (Spare Parts) | stuk | SER CP2 JJ UPGRADE KIT GEKOELD CHADEMO kabel INSTALLATION;BOARD INSTALLATION en bedrading PARTS; | SER CP2 JJ UPGRADE KIT COOLED CHADEMO câble INSTALLATION;BOARD INSTALLATION AND WIRING PARTS; |  | SER CP2 JJ UPGRADE KIT COOLED CHADEMO CABLE INSTALLATION;BOARD INSTALLATION AND WIRING PARTS;
6AGC105571 | SER CP2 JJ UPGRADE KIT COOLED CHADEMO CABLE INSTALLATION;DOOR PART; | Active |  | 165 | 1 | 1 | stuk | Terra Spare Parts | BE42180 | O8 (Spare Parts) | stuk | SER CP2 JJ UPGRADE KIT GEKOELD CHADEMO kabel INSTALLATION;deur PART; | SER CP2 JJ UPGRADE KIT COOLED CHADEMO câble INSTALLATION;DOOR PART; |  | SER CP2 JJ UPGRADE KIT COOLED CHADEMO CABLE INSTALLATION;DOOR PART;
6AGC105697 | SER;TERRA DC WALLBOX;EXTERNAL GUN HOLDER MINIMAL;CCS1 AMPHENOL | Active |  | 380 | 1 | 1 | stuk | Terra Spare Parts | BE42180 | O8 (Spare Parts) | stuk | SER;TERRA DC WALLBOX;EXTERNE GUN houder MINIMAAL;CCS1 AMPHENOL | SER;TERRA DC WALLBOX;EXTERNAL GUN HOLDER MINIMAL;CCS1 AMPHetOL |  | SER;TERRA DC WALLBOX;EXTERNAL GUN HOLDER MINIMAL;CCS1 AMPHENOL
6AGC105787 | SER CP chiller -3 level sensor | Active |  | 385 | 1 | 1 | stuk | Terra Spare Parts | BE42180 | O8 (Spare Parts) | stuk | SER CP chiller -3 niveausensor | SER CP chiller -3 level setsor |  | SER CP chiller -3 level sensor
6AGC105798 | SPARE CP HPC CAN TO FIBER CONVERTER DIP SET | Active |  | 935 | 1 | 1 | stuk | Terra Spare Parts | BE42180 | O8 (Spare Parts) | stuk | reserve CP HPC CAN TO FIBER CONVERTER DIP SET | SPARE CP HPC CAN TO FIBER CONVERTER DIP SET |  | SPARE CP HPC CAN TO FIBER CONVERTER DIP SET
6AGC105891 | Terra AC W7-T-RD-M-0 | Active | 8719874452731 | 928 | 1 | 1 | stuk | Terra AC Wallbox | BE42180 | O1 (Terra AC Wallbox) | stuk | Terra AC wallbox type 2, contactdoos, 7kW/1 fase/32 A, MID certificaat, met RFID en display | Terra AC wallbox type 2, boîte de contact, 7kW/1 phase/32 A, MID certificat, avec RFID et écran |  | Terra AC wallbox type 2, contactdoos, 7kW/1 fase/32 A, MID certificaat, met RFID en display | B106020960 | 5.5.3
6AGC105893 | Terra AC W7-G5-RD-M-0 | Active | 8719874452755 | 993 | 1 | 1 | stuk | Terra AC Wallbox | BE42180 | O1 (Terra AC Wallbox) | stuk | Terra AC wallbox type 2, kabel 5m, 7kW/1 fase/32 A, MID certificaat, met RFID en display | Terra AC wallbox type 2, câble 5m, 7kW/1 phase/32 A, MID certificat, avec RFID et écran |  | Terra AC wallbox type 2, kabel 5m, 7kW/1 fase/32 A, MID certificaat, met RFID en display | B106020960 | 5.5.3
6AGC105894 | Terra AC W11-T-RD-MC-0 | Active | 8719874452762 | 1115 | 1 | 1 | stuk | Terra AC Wallbox | BE42180 | O1 (Terra AC Wallbox) | stuk | Terra AC wallbox type 2, contactdoos, 11kW/3 fase/16 A, MID certificaat, met RFID, display en 4G | Terra AC wallbox type 2, boîte de contact, 11kW/3 phase/16 A, MID certificat, avec RFID, écran et 4G |  | Terra AC wallbox type 2, contactdoos, 11kW/3 fase/16 A, MID certificaat, met RFID, display en 4G | B106020960 | 5.5.3
6AGC105896 | Terra AC W11-G5-RD-MC-0 | Active | 8719874452786 | 1281 | 1 | 1 | stuk | Terra AC Wallbox | BE42180 | O1 (Terra AC Wallbox) | stuk | Terra AC wallbox type 2, kabel 5m, 11kW/3 fase/16 A, MID certificaat, met RFID ,display en 4G | Terra AC wallbox type 2, câble 5m, 11kW/3 phase/16 A, MID certificat, avec RFID ,écran et 4G |  | Terra AC wallbox type 2, kabel 5m, 11kW/3 fase/16 A, MID certificaat, met RFID ,display en 4G | B106020960 | 5.5.3
6AGC105897 | Terra AC W11-T-RD-M-0 | Active | 8719874452793 | 978 | 1 | 1 | stuk | Terra AC Wallbox | BE42180 | O1 (Terra AC Wallbox) | stuk | Terra AC wallbox type 2, contactdoos, 11kW/3 fase/16 A, MID certificaat, met RFID en display | Terra AC wallbox type 2, boîte de contact, 11kW/3 phase/16 A, MID certificat, avec RFID et écran |  | Terra AC wallbox type 2, contactdoos, 11kW/3 fase/16 A, MID certificaat, met RFID en display | B106020960 | 5.5.3
6AGC105901 | Terra AC W11-G5-RD-M-0 | Active | 8719874452816 | 1124 | 1 | 1 | stuk | Terra AC Wallbox | BE42180 | O1 (Terra AC Wallbox) | stuk | Terra AC wallbox type 2, kabel 5m, 11kW/3 fase/16 A, MID certificaat, met RFID en display | Terra AC wallbox type 2, câble 5m, 11kW/3 phase/16 A, MID certificat, avec RFID et écran |  | Terra AC wallbox type 2, kabel 5m, 11kW/3 fase/16 A, MID certificaat, met RFID en display | B106020960 | 5.5.3
6AGC105908 | Terra AC W11-T-R-0 | Active | 8719874452885 | 815 | 1 | 1 | stuk | Terra AC Wallbox | BE42180 | O1 (Terra AC Wallbox) | stuk | Terra AC wallbox type 2, contactdoos, 11kW/3 fase/16 A, met RFID | Terra AC wallbox type 2, boîte de contact, 11kW/3 phase/16 A, avec RFID |  | Terra AC wallbox type 2, contactdoos, 11kW/3 fase/16 A, met RFID | B106020960 | 5.5.3
6AGC105909 | Terra AC W11-G5-R-C-0 | Active | 8719874452892 | 1068 | 1 | 1 | stuk | Terra AC Wallbox | BE42180 | O1 (Terra AC Wallbox) | stuk | Terra AC wallbox type 2, kabel 5m, 11kW/3 fase/16 A, met RFID en 4G | Terra AC wallbox type 2, câble 5m, 11kW/3 phase/16 A, avec RFID et 4G |  | Terra AC wallbox type 2, kabel 5m, 11kW/3 fase/16 A, met RFID en 4G | B106020960 | 5.5.3
6AGC105911 | Terra AC W11-T-R-C-0 | Active | 8719874452915 | 929 | 1 | 1 | stuk | Terra AC Wallbox | BE42180 | O1 (Terra AC Wallbox) | stuk | Terra AC wallbox type 2, contactdoos, 11kW/3 fase/16 A, met RFID en 4G | Terra AC wallbox type 2, boîte de contact, 11kW/3 phase/16 A, avec RFID et 4G |  | Terra AC wallbox type 2, contactdoos, 11kW/3 fase/16 A, met RFID en 4G | B106020960 | 5.5.3
6AGC105932 | SER THP 175 power cab ext warranty 3 yr | Active |  | 1630 | 1 | 1 | stuk | Terra HP | BE42180 | O9 (Fast Charger Access.) | stuk | SER THP 175 power cab ext garantie 3 j | SER THP 175 power cab ext garantie 3 Année |  | SER THP 175 power cab ext warranty 3 yr |  | 4.54
6AGC105937 | SER THP 175 power cab ext warranty 5 yr | Active |  | 4890 | 1 | 1 | stuk | Terra HP | BE42180 | O9 (Fast Charger Access.) | stuk | SER THP 175 power cab ext garantie 5 j | SER THP 175 power cab ext garantie 5 Année |  | SER THP 175 power cab ext warranty 5 yr |  | 4.54
6AGC105938 | SER THP 175 power cab ext warranty 4 yr | Active |  | 3260 | 1 | 1 | stuk | Terra HP | BE42180 | O9 (Fast Charger Access.) | stuk | SER THP 175 power cab ext garantie 4 j | SER THP 175 power cab ext garantie 4 Année |  | SER THP 175 power cab ext warranty 4 yr |  | 4.54
6AGC105976 | SER HVC DCB V2 Transformer CE | Active |  | 160 | 1 | 1 | stuk | Terra Spare Parts | BE42180 | O8 (Spare Parts) | stuk | SER HVC DCB V2 Transvoormer CE | SER HVC DCB V2 Transpourmer CE |  | SER HVC DCB V2 Transformer CE
6AGC105977 | SER HVC DCB RCBO 2-pole breaker CE | Active |  | 75 | 1 | 1 | stuk | Terra Spare Parts | BE42180 | O8 (Spare Parts) | stuk | SER HVC DCB RCBO 2-pool breaker CE | SER HVC DCB RCBO 2-pole breaker CE |  | SER HVC DCB RCBO 2-pole breaker CE
6AGC105982 | SER DCB cable CCS2 6.0m 200A 1kV Brg CE | Active |  | 1290 | 1 | 1 | stuk | Terra Spare Parts | BE42180 | O8 (Spare Parts) | stuk | SER DCB kabel CCS2 6.0m 200A 1kV Brg CE | SER DCB câble CCS2 6.0m 200A 1kV Brg CE |  | SER DCB cable CCS2 6.0m 200A 1kV Brg CE
6AGC105984 | SER HVC DCB connector holder CE Brg | Active |  | 95 | 1 | 1 | stuk | Terra Spare Parts | BE42180 | O8 (Spare Parts) | stuk | SER HVC DCB connector houder CE Brg | SER HVC DCB support de connecteur CE Brg |  | SER HVC DCB connector holder CE Brg
6AGC105986 | SER HVC DC contact K1(+) 350A 1500V CE | Active |  | 235 | 1 | 1 | stuk | Terra Spare Parts | BE42180 | O8 (Spare Parts) | stuk | SER HVC DC contact K1(+) 350A 1500V CE | SER HVC DC contact K1(+) 350A 1500V CE |  | SER HVC DC contact K1(+) 350A 1500V CE
6AGC105987 | SER HVC DC contact K2(-) 350A 1500V CE | Active |  | 235 | 1 | 1 | stuk | Terra Spare Parts | BE42180 | O8 (Spare Parts) | stuk | SER HVC DC contact K2(-) 350A 1500V CE | SER HVC DC contact K2(-) 350A 1500V CE |  | SER HVC DC contact K2(-) 350A 1500V CE
6AGC105988 | SER HVC DC contact K3(+) 350A 1500V CE | Active |  | 235 | 1 | 1 | stuk | Terra Spare Parts | BE42180 | O8 (Spare Parts) | stuk | SER HVC DC contact K3(+) 350A 1500V CE | SER HVC DC contact K3(+) 350A 1500V CE |  | SER HVC DC contact K3(+) 350A 1500V CE
6AGC105989 | SER HVC DC contact K4(-) 350A 1500V CE | Active |  | 235 | 1 | 1 | stuk | Terra Spare Parts | BE42180 | O8 (Spare Parts) | stuk | SER HVC DC contact K4(-) 350A 1500V CE | SER HVC DC contact K4(-) 350A 1500V CE |  | SER HVC DC contact K4(-) 350A 1500V CE
6AGC105992 | SER DUAL DEPOT RESTART BUTTON | Active |  | 50 | 1 | 1 | stuk | Terra Spare Parts | BE42180 | O8 (Spare Parts) | stuk | SER DUAL DEPOT HERSTART KNOP | SER DUAL DEPOT RESTART BUTTON |  | SER DUAL DEPOT RESTART BUTTON
6AGC106040 | SER HVC PCBA CAN2Eth 2.1 CE+UL | Active |  | 195 | 1 | 1 | stuk | Terra Spare Parts | BE42180 | O8 (Spare Parts) | stuk | SER HVC PCBA CAN2Eth 2.1 CE+UL | SER HVC PCBA CAN2Eth 2.1 CE+UL |  | SER HVC PCBA CAN2Eth 2.1 CE+UL
6AGC106179 | SER Tx4 E-stop removal kit | Active |  | 90 | 1 | 1 | stuk | Terra Spare Parts | BE42180 | O8 (Spare Parts) | stuk | SER Tx4 E-stop verwijdering kit | SER Tx4 E-stop removal kit |  | SER Tx4 E-stop removal kit
6AGC106217 | SER CP Eurochiller ball valve CE+UL | Active |  | 140 | 1 | 1 | stuk | Terra Spare Parts | BE42180 | O8 (Spare Parts) | stuk | SER CP Eurochiller kogelklep CE+UL | SER CP Eurochiller ball valve CE+UL |  | SER CP Eurochiller ball valve CE+UL
6AGC106235 | SER CP 15 inch displ wire harness CE+UL | Active |  | 65 | 1 | 1 | stuk | Terra Spare Parts | BE42180 | O8 (Spare Parts) | stuk | SER CP 15 inch displ kabelboom CE+UL | SER CP 15 inch displ harnais de câbles CE+UL |  | SER CP 15 inch displ wire harness CE+UL
6AGC106304 | SER CP CHILLER OIL TANK KIT | Active |  | 75 | 1 | 1 | stuk | Terra Spare Parts | BE42180 | O8 (Spare Parts) | stuk | SER CP CHILLER OIL TANK KIT | SER CP RÉSERVOIR D'HUILE DE REFROIDISSEUR KIT |  | SER CP CHILLER OIL TANK KIT
6AGC106314 | SER CP J16 CCB2-X100-S3-S2 | Active |  | 20 | 1 | 1 | stuk | Terra Spare Parts | BE42180 | O8 (Spare Parts) | stuk | SER CP J16 CCB2-X100-S3-S2 | SER CP J16 CCB2-X100-S3-S2 |  | SER CP J16 CCB2-X100-S3-S2
6AGC106507 | SER Tx3/Tx4 CCS1 CABLE W/CONN 4m EXT 125A AMPH | Active |  | 1255 | 1 | 1 | stuk | Terra Spare Parts | BE42180 | O8 (Spare Parts) | stuk | SER Tx3/Tx4 CCS1 kabel W/CONN 4m EXT 125A AMPH | SER Tx3/Tx4 CCS1 câble W/CONN 4m EXT 125A AMPH |  | SER Tx3/Tx4 CCS1 CABLE W/CONN 4m EXT 125A AMPH
6AGC106508 | SER Tx3/Tx4 CCS1 CABLE W/CONN 5m EXT 125A AMPH | Active |  | 1405 | 1 | 1 | stuk | Terra Spare Parts | BE42180 | O8 (Spare Parts) | stuk | SER Tx3/Tx4 CCS1 kabel W/CONN 5m EXT 125A AMPH | SER Tx3/Tx4 CCS1 câble W/CONN 5m EXT 125A AMPH |  | SER Tx3/Tx4 CCS1 CABLE W/CONN 5m EXT 125A AMPH
6AGC106509 | SER Tx3/Tx4 CCS1 CABLE W/CONN 6m EXT 125A AMPH | Active |  | 1555 | 1 | 1 | stuk | Terra Spare Parts | BE42180 | O8 (Spare Parts) | stuk | SER Tx3/Tx4 CCS1 kabel W/CONN 6m EXT 125A AMPH | SER Tx3/Tx4 CCS1 câble W/CONN 6m EXT 125A AMPH |  | SER Tx3/Tx4 CCS1 CABLE W/CONN 6m EXT 125A AMPH
6AGC106510 | SER Tx3/Tx4 CCS1 CABLE W/CONN 7m EXT 125A AMPH | Active |  | 1735 | 1 | 1 | stuk | Terra Spare Parts | BE42180 | O8 (Spare Parts) | stuk | SER Tx3/Tx4 CCS1 kabel W/CONN 7m EXT 125A AMPH | SER Tx3/Tx4 CCS1 câble W/CONN 7m EXT 125A AMPH |  | SER Tx3/Tx4 CCS1 CABLE W/CONN 7m EXT 125A AMPH
6AGC106511 | SER Tx3/Tx4 CCS1 CABLE W/CONN 8m EXT 125A AMPH | Active |  | 1915 | 1 | 1 | stuk | Terra Spare Parts | BE42180 | O8 (Spare Parts) | stuk | SER Tx3/Tx4 CCS1 kabel W/CONN 8m EXT 125A AMPH | SER Tx3/Tx4 CCS1 câble W/CONN 8m EXT 125A AMPH |  | SER Tx3/Tx4 CCS1 CABLE W/CONN 8m EXT 125A AMPH
6AGC106512 | SER CP3 CCS2 5.5m EXT 500A RX500CC65 | Active |  | 5280 | 1 | 1 | stuk | Terra Spare Parts | BE42180 | O8 (Spare Parts) | stuk | SER CP3 CCS2 5.5m EXT 500A RX500CC65 | SER CP3 CCS2 5.5m EXT 500A RX500CC65 |  | SER CP3 CCS2 5.5m EXT 500A RX500CC65
6AGC106571 | SER Tx3/Tx4 CONNECTOR HOLDER CCS1 AMPHENOL | Active |  | 165 | 1 | 1 | stuk | Terra Spare Parts | BE42180 | O8 (Spare Parts) | stuk | SER Tx3/Tx4 CONNECTOR houder CCS1 AMPHENOL | SER Tx3/Tx4 support de connecteur CCS1 AMPHetOL |  | SER Tx3/Tx4 CONNECTOR HOLDER CCS1 AMPHENOL
6AGC106574 | SER PAINT RAL 7016 GREY ANTHRACITE | Active |  | 35 | 1 | 1 | stuk | Terra Spare Parts | BE42180 | O8 (Spare Parts) | stuk | SER PAINT RAL 7016 GRIJS ANTRACIET | SER PEINTURE RAL 7016 GRIS ANTHRACITE |  | SER PAINT RAL 7016 GREY ANTHRACITE
6AGC106575 | SER PAINT RAL 7012 BASALT GREY | Active |  | 35 | 1 | 1 | stuk | Terra Spare Parts | BE42180 | O8 (Spare Parts) | stuk | SER PAINT RAL 7012 BASALTGRIJS | SER PEINTURE RAL 7012 GRIS BASALT |  | SER PAINT RAL 7012 BASALT GREY
6AGC106576 | SER PAINT RAL 9003 WHITE FOR FRONT DOOR | Active |  | 35 | 1 | 1 | stuk | Terra Spare Parts | BE42180 | O8 (Spare Parts) | stuk | SER PAINT RAL 9003 WIT voor voordeur | SER PEINTURE RAL 9003 BLANC pour PORTE AVANT |  | SER PAINT RAL 9003 WHITE FOR FRONT DOOR
6AGC106577 | SER PAINT RAL 5005 BLU | Active |  | 35 | 1 | 1 | stuk | Terra Spare Parts | BE42180 | O8 (Spare Parts) | stuk | SER PAINT RAL 5005 BLU | SER PEINTURE RAL 5005 BLU |  | SER PAINT RAL 5005 BLU
6AGC106578 | SER PAINT RAL 9002 GREY WHITE | Active |  | 35 | 1 | 1 | stuk | Terra Spare Parts | BE42180 | O8 (Spare Parts) | stuk | SER PAINT RAL 9002 GRIJS WIT | SER PEINTURE RAL 9002 GRIS BLANC |  | SER PAINT RAL 9002 GREY WHITE
6AGC106579 | SER PAINT RAL 9003 SIGNAL WHITE NOT FRONT DOOR | Active |  | 35 | 1 | 1 | stuk | Terra Spare Parts | BE42180 | O8 (Spare Parts) | stuk | SER PAINT RAL 9003 SIGNAAL WIT NIET VOORDEUR | SER PEINTURE RAL 9003 SIGNAL BLANC PAS DE PORTE AVANT |  | SER PAINT RAL 9003 SIGNAL WHITE NOT FRONT DOOR
6AGC106580 | SER PAINT RAL 2955 C BLU | Active |  | 35 | 1 | 1 | stuk | Terra Spare Parts | BE42180 | O8 (Spare Parts) | stuk | SER PAINT RAL 2955 C BLU | SER PEINTURE RAL 2955 C BLU |  | SER PAINT RAL 2955 C BLU
6AGC106738 | SER DCB fiber to can convertor CE+UL | Active |  | 1260 | 1 | 1 | stuk | Terra Spare Parts | BE42180 | O8 (Spare Parts) | stuk | SER DCB vezel naar blik omvormer CE+UL | SER DCB fiber to can convertor CE+UL |  | SER DCB fiber to can convertor CE+UL
6AGC106876 | UPGRADE HOLD-UP BOARD FOR MID METERING CP3 ION | Active |  | 365 | 1 | 1 | stuk | Terra Spare Parts | BE42180 | O8 (Spare Parts) | stuk | UPGRADE HOLD-UP BOARD voor MID METERING CP3 ION | UPGRADE HOLD-UP BOARD pour MID avecERING CP3 ION |  | UPGRADE HOLD-UP BOARD FOR MID METERING CP3 ION
6AGC106895 | KIT TITL SENSOR UL ;TXX4; UL; CE | Active |  | 850 | 1 | 1 | stuk | Terra Spare Parts | BE42180 | O8 (Spare Parts) | stuk | KIT TITL SENSOR UL ;TXX4; UL; CE | KIT TITL SetSOR UL ;TXX4; UL; CE |  | KIT TITL SENSOR UL ;TXX4; UL; CE
6AGC106933 | SER CP HOLD-UP BOARD | Active |  | 175 | 1 | 1 | stuk | Terra Spare Parts | BE42180 | O8 (Spare Parts) | stuk | SER CP HOLD-UP BOARD | SER CP HOLD-UP BOARD |  | SER CP HOLD-UP BOARD
6AGC107070 | SPARE;VESTA;CHARGE CABLE;CCS1 AMPHENOL CABLE;3.5m;1000VDC;65A;WITH LUG AND LABEL | Active |  | 915 | 1 | 1 | stuk | Terra Spare Parts | BE42180 | O8 (Spare Parts) | stuk | reserve;VESTA;CHARGE kabel;CCS1 AMPHENOL kabel;3.5m;1000VDC;65A;WITH LUG en LABEL | SPARE;VESTA;CHARGE câble;CCS1 AMPHetOL câble;3.5m;1000VDC;65A;avec LUG AND LABEL |  | SPARE;VESTA;CHARGE CABLE;CCS1 AMPHENOL CABLE;3.5m;1000VDC;65A;WITH LUG AND LABEL
6AGC107071 | SER;VESTA;CHARGE CABLE;CCS1 AMPHENOL CABLE;7m;1000VDC;65A;WITH LUG AND LABEL | Active |  | 1060 | 1 | 1 | stuk | Terra Spare Parts | BE42180 | O8 (Spare Parts) | stuk | SER;VESTA;CHARGE kabel;CCS1 AMPHENOL kabel;7m;1000VDC;65A;WITH LUG en LABEL | SER;VESTA;CHARGE câble;CCS1 AMPHetOL câble;7m;1000VDC;65A;avec LUG AND LABEL |  | SER;VESTA;CHARGE CABLE;CCS1 AMPHENOL CABLE;7m;1000VDC;65A;WITH LUG AND LABEL
6AGC107706 | SER UPGRADE KIT CAN2ETH BOARD ACM PD | Active |  | 135 | 1 | 1 | stuk | Terra Spare Parts | BE42180 | O8 (Spare Parts) | stuk | SER UPGRADE KIT CAN2ETH BOARD ACM PD | SER UPGRADE KIT CAN2ETH BOARD ACM PD |  | SER UPGRADE KIT CAN2ETH BOARD ACM PD
6AGC107754 | SER Txx4 FILTER RF 300VAC 400A UL | Active |  | 515 | 1 | 1 | stuk | Terra Spare Parts | BE42180 | O8 (Spare Parts) | stuk | SER Txx4 FILTER RF 300VAC 400A UL | SER Txx4 FILTER RF 300VAC 400A UL |  | SER Txx4 FILTER RF 300VAC 400A UL
6AGC107755 | SER Txx4 AC CONTACTOR 1000VAC 400A | Active |  | 880 | 1 | 1 | stuk | Terra Spare Parts | BE42180 | O8 (Spare Parts) | stuk | SER Txx4 AC CONTACTOR 1000VAC 400A | SER Txx4 AC CONTACTOR 1000VAC 400A |  | SER Txx4 AC CONTACTOR 1000VAC 400A
6AGC107765 | SER Txx4 FILTER RF 250VAC 6A | Active |  | 50 | 1 | 1 | stuk | Terra Spare Parts | BE42180 | O8 (Spare Parts) | stuk | SER Txx4 FILTER RF 250VAC 6A | SER Txx4 FILTER RF 250VAC 6A |  | SER Txx4 FILTER RF 250VAC 6A
6AGC107879 | SER WIRING HARNESS POWER SUPPLY U3/U4 FOR SITE CONTROL UNIT | Active |  | 25 | 1 | 1 | stuk | Terra Spare Parts | BE42180 | O8 (Spare Parts) | stuk | SER KABELBOOM voeding U3/U4 voor SITE CONTROL UNIT | SER HARNAIS DE CÂBLAGE POWER SUPPLY U3/U4 pour SITE CONTROL UNIT |  | SER WIRING HARNESS POWER SUPPLY U3/U4 FOR SITE CONTROL UNIT
6AGC108366 | SER CP2 STANDOFF FOR CPI BOARD PANEL | Active |  | 15 | 1 | 1 | stuk | Terra Spare Parts | BE42180 | O8 (Spare Parts) | stuk | SER CP2 STenOFF voor CPI BOARD PANEL | SER CP2 STANDdeF pour CPI BOARD PANEL |  | SER CP2 STANDOFF FOR CPI BOARD PANEL
6AGC108371 | SER Tx4 Txx4 CE CMS REWORK KIT + CABLE CLAMPS | Active |  | 75 | 1 | 1 | stuk | Terra Spare Parts | BE42180 | O8 (Spare Parts) | stuk | SER Tx4 Txx4 CE CMS herbewerking KIT + kabel CLAMPS | SER Tx4 Txx4 CE CMS REWORK KIT + câble CLAMPS |  | SER Tx4 Txx4 CE CMS REWORK KIT + CABLE CLAMPS
6AGC108544 | SER HxC STANDOFF FOR AC AND DC PROTECTION PANEL | Active |  | 35 | 1 | 1 | stuk | Terra Spare Parts | BE42180 | O8 (Spare Parts) | stuk | SER HxC STenOFF voor AC en DC bescherming PANEL | SER HxC STANDdeF pour AC AND DC PROTECTION PANEL |  | SER HxC STANDOFF FOR AC AND DC PROTECTION PANEL